## GH
MASTER EQUIPMENT BASE
Name of District- Bhiwani Type of facility- District Hospital Name of the Facility- Ch. Bansilal General Hospital
S.no | Equipment category | Equipment name | Qty | Manufacturer | Model | Equipment S.No. | Installation date(m-yy) | Under Warranty(Y=1/N=0) | Warranty Upto(m-yy) | AMC/CMC(Y=1,N=0) | AMC/CMC upto(m/yy) | Working status
[12 empty] | W | NW
1 | Blood Bank | Blood Collection Monitor | 1 | Alpine | N.A. | 229 | N.A. | 0 | N.A. | 0 | N.A. | W
2 | Blood Bank | Blood Tube Sealer | 1 | Local Make | N.A. | 301 | N.A. | 0 | N.A. | 0 | N.A. | W
3 | Blood Bank | Blood Storage Refrigerator | 1 | Alpine | N.A. | N.A. | N.A. | 0 | N.A. | 0 | N.A. | W
4 | Blood Bank | Blood Storage Refrigerator | 1 | Jewett | N.A. | BBR-55 | N.A. | 0 | N.A. | 0 | N.A. | W
5 | Blood Bank | Blood Storage Refrigerator | 1 | Alpine | N.A. | N.A. | N.A. | 0 | N.A. | 0 | N.A. |  | NW
6 | Blood Bank | Blood Measuring Meter | 1 | Alpine | N.A. | 230 | N.A. | 0 | N.A. | 0 | N.A. | W
7 | Blood Bank | Refrigerator | 1 | Electrolux | 2L150 |  | N.A. | 0 | N.A. | 0 | N.A. | W
8 | Blood Bank | Blood Storage Cabinet(50 units) | 1 | Remi | 372LAG | BDI1219 | N.A. | 0 | N.A. | 0 | N.A. | W
9 | Blood Bank | Centrifuge | 1 | Remi | R-8C | LEKO-6234 | N.A. | 0 | N.A. | 0 | N.A. | W
10 | Blood Bank | Centrifuge | 1 | Microsil | T-10 | 566 | N.A. | 0 | N.A. | 0 | N.A. | W
11 | Blood Bank | Microscope | 1 | Radiac | AH-3 | 19399 | N.A. | 0 | N.A. | 0 | N.A. | W
12 | Blood Bank | ELISA Reader | 1 | ROBONIK | Read well Strip | SR20080907RBK | N.A. | 0 | N.A. | 0 | N.A. |  | NW
13 | Blood Bank | Incubator | 1 |  | N.A. | N.A. | N.A. | 0 | N.A. | 0 | N.A. | W
14 | Blood Bank | Blood Bank refrigerator | 2 | Haier | N.A. | N.A. | N.A. | 0 | N.A. | 0 | N.A. | W
15 | Blood Bank | Blood Collection Monitor | 1 | REMI | BCM 10 | Embee Diagnostics | 03-11 | 0 | N.A. | 0 | N.A. | W
16 | Blood Bank | Blood Bank Refrigerator | 1 | REMI | BR-40SR | Embee Diagnostics | 03-11 | 0 | N.A. | 0 | N.A. | W
17 | Blood Bank | Elisa Reader cum washer -ICTC | 1 | Bio-Rad | 680 Microplate Reader | EC91336018 | 03-11 | 0 | N.A. | 0 | N.A. | W
18 | Blood Bank | Dialected Tube Sealer | 1 | Baxter | N.A. | N.A. | 03-11 | 0 | N.A. | 0 | N.A. |  | NW
19 | Laboratory | Nephrometer | 1 | Elta,SeacRadim,Italy | N.A. | 500226 | N.A. | 0 | N.A. | 0 | N.A. |  | NW
20 | Laboratory | Incubator | 1 | SwastikaElectric&Scientific works,Ambala Cant | N.A. | N.A. | N.A. | 0 | N.A. | 0 | N.A. |  | NW
21 | Laboratory | Incubator | 1 | Yorko | N.A. | N.A. | N.A. | 0 | N.A. | 0 | N.A. | W
22 | Laboratory | Incubator | 1 |  | N.A. | N.A. | N.A. | 0 | N.A. | 0 | N.A. |  | NW
23 | Laboratory | Blood Gas Analyzer | 1 | Eschweiler | N.A. | N.A. | N.A. | 0 | N.A. | 0 | N.A. |  | NW
24 | Laboratory | Chemical Balance | 1 | Dhona | 160-D |  | 08-99 | 0 | N.A. | 0 | N.A. | W
25 | Laboratory | Chemical Balance | 1 | N.A. | N.A. | N.A. | N.A. | 0 | N.A. | 0 | N.A. | W
26 | Laboratory | Complete Blood Count Machine(CBC) | 1 | Nihon Kohden | Celltax Ox | 638 | 12-01 | 0 | N.A. | 0 | N.A. |  | NW
27 | Laboratory | QBC Reader | 1 | N.A. | N.A. | 4406 | 11-97 | 0 | N.A. | 0 | N.A. |  | NW
28 | Laboratory | Dry Biochemistry Analyser | 1 | Booehringer Mannheim India Ltd | Reflotron | N.A. | N.A. | 0 | N.A. | 0 | N.A. |  | NW
29 | Laboratory | Cardiac Reader | 1 | Rcche | Roche | 2003947 | N.A. | 0 | N.A. | 0 | N.A. |  | NW
30 | Laboratory | ERBA coagulameter | 1 | Transasia Biomedical Pvt. Ltd. | coag-2 | M-2-1283 | N.A. | 0 | N.A. | 0 | N.A. | W
31 | Laboratory | Semi Auto Analyzer | 1 | Transasia Biomedical Pvt. Ltd. | ERBA EC-5 Plus | 20220 | 03-02 | 0 | N.A. | 0 | N.A. |  | NW
32 | Laboratory | Semi Auto Analyzer | 1 | Transasia Biomedical Pvt. Ltd. | N.A. | N.A. | 2008 | 0 | N.A. | 1 | 2015 | W
33 | Laboratory | Microscope | 1 | N.A. | PZ B22 | 1860-Top 54266- back | N.A. | 0 | N.A. | 0 | N.A. | W
34 | Laboratory | Microscope | 1 | Ajay Optik | N.A. | IS-4381 | 21.01.98 | 0 | N.A. | 0 | N.A. | W
35 | Laboratory | Tritulus analyzer | 1 | Grifols USA | N.A. | N.A. | N.A. | 0 | N.A. | 0 | N.A. |  | NW
36 | Laboratory | Refrigerator | 1 | Westfrost | NMK142 | 43126900 | N.A. | 0 | N.A. | 0 | N.A. | W
37 | Laboratory | Electrolyte Analyzer | 1 | Transasia Biomedical Pvt. Ltd. | ERBA | N.A. | 26.03.02 | 0 | N.A. | 0 | N.A. |  | NW
38 | Laboratory | Chemical Balances | 1 | Embee Diagnostic | Verbal | N.A. | 31/3/11 | 0 | N.A. | 0 | N.A. | W
39 | Laboratory | Simple balances | 2 | Embee Diagnostic | Verbal | N.A. | 31/3/11 | 0 | N.A. | 0 | N.A. | W
40 | Laboratory | Electric Colorimeter | 2 | Embee Diagnostic | EI | N.A. | N.A. | 0 | N.A. | 0 | N.A. | W
41 | Laboratory | Auto analyser Bio Chem | 1 | Nicholus Piramal | BS 400 | 10D-9R100621 | 2011-10-05 | 0 | N.A. | 0 | N.A. | W
42 | Laboratory | Auto analyzer- semi Bio Chem Support | 1 | Nicholus Piramal | BA 88A | WR-9800928 | 2011-10-05 | 0 | N.A. | 0 | N.A. | W
43 | Laboratory | Micro pipettes of different volumes (set of 10 pipettes) | 1 | RV Instruments | N.A. | N.A. | 31/3/11 | 0 | N.A. | 0 | N.A. | W
44 | Laboratory | Lab Incubator | 1 | Embee Diagnostics-TANCO | PLT-136 | N.A. | 31/3/11 | 0 | N.A. | 0 | N.A. | W
45 | Laboratory | Distilled water Plant | 1 | Embee Diagnostics-TANCO | PLT-155 | N.A. | 31/3/11 | 0 | N.A. | 0 | N.A. | W
46 | Laboratory | Electricentrifuge, table top | 2 | REMI | R8C+R83 | N.A. | 31/3/11 | 0 | N.A. | 0 | N.A. | W
47 | Laboratory | Cell counter (electronic) | 1 | Embee Diagnostics | GEM | N.A. | 31/3/11 | 0 | N.A. | 0 | N.A. | W
48 | Laboratory | Rotor / Shaker | 2 | Embee Diagnostics | R 12 Remi | N.A. | 31/3/11 | 0 | N.A. | 0 | N.A. | W
49 | Laboratory | Counting chamber | 4 | Embee Diagnostics | Rothem | N.A. | 31/3/11 | 0 | N.A. | 0 | N.A. | W
50 | Laboratory | PH meter | 1 | Embee Diagnostics-Tanco | EE011 | N.A. | 31/3/11 | 0 | N.A. | 0 | N.A. | W
51 | Laboratory | Paediatric Glucometer / Bilirubinometer | 2 | Reliable Instruments | N.A. | N.A. | 31/3/11 | 0 | N.A. | 0 | N.A. | W
52 | Laboratory | Glucometer | 2 | Embee Diagnostics | TD 4209 TAIDOC | N.A. | 31/3/11 | 0 | N.A. | 0 | N.A. | W
53 | Laboratory | Haemoglobinometer | 2 | Embee Diagnostics | Hemocontrol-EKF | N.A. | 31/3/11 | 0 | N.A. | 0 | N.A. | W
54 | Laboratory | Rotatry Microtome | 1 | Khera | N.A. | N.A. | 31/3/11 | 0 | N.A. | 0 | N.A. | W
55 | Laboratory | Wax Embed Bath | 1 | Embee Diagnostics | KEMI | N.A. | 31/3/11 | 0 | N.A. | 0 | N.A. | W
56 | Laboratory | Auto Embedic Station | 1 | Yorko | YSI-122 Yorco | N.A. | 31/3/11 | 0 | N.A. | 0 | N.A. | W
57 | Laboratory | Blood gas analyzer | 1 | Roche | Cabas B121 | N.A. | 2011-04-01 | 0 | N.A. | 0 | N.A. | W
58 | Laboratory | Electrolyte Analyser | 1 | Roche | 9180 | 23661 | N.A. | 0 | N.A. | 0 | N.A. |  | NW
59 | Laboratory | Glycosylated Haemoglobinometer | 1 | Bio-Rad | Micromat II | N.A. | 31/3/11 | 0 | N.A. | 0 | N.A. | W
60 | Laboratory | Haematology Analyser with 22 parameters | 1 | Nicholus Piramal | BC 2800 | RP-98103755 | 26/4/11 | 0 | N.A. | 0 | N.A. |  | NW
61 | Laboratory | Laboratory Autoclaves | 2 | Embee Diagnostics-TANCO | PLT-101 | N.A. | N.A. | 0 | N.A. | 0 | N.A. | W
62 | Laboratory | Floatation Bath | 1 | Tanco | PLT122 | N.A. | 31/3/11 | 0 | N.A. | 0 | N.A. | W
63 | Laboratory | Dialected Tube Sealer | 1 | Baxter | Handy Seal | N.A. | 31/3/11 | 0 | N.A. | 0 | N.A. |  | NW
64 | Laboratory | Class – I Bio Safety Cabinet | 1 | Tanco | BSC-ii | N.A. | 31/3/11 | 0 | N.A. | 0 | N.A. | W
65 | Laboratory | ILR | 1 | Freezer India | 1180 SFR-050 | N.A. | N.A. | 0 | N.A. | 0 | N.A. | W
66 | Laboratory | Cyto Spin | 1 | REMI | RMI12C+RMI1215 | N.A. | 31/3/11 | 0 | N.A. | 0 | N.A. | W
67 | Children Ward | BP Apparatus | 2 | N.A. | N.A. | N.A. | N.A. | 0 | N.A. | 0 | N.A. | W
68 | Children Ward | Electric suction machine | 1 | N.A. | N.A. | N.A. | N.A. | 0 | N.A. | 0 | N.A. | W
69 | Children Ward | nebulizer | 1 | N.A. | N.A. | N.A. | N.A. | 0 | N.A. | 0 | N.A. | W
70 | Children Ward | nebulizer | 5 | N.A. | N.A. | N.A. | N.A. | 0 | N.A. | 0 | N.A. |  | NW
71 | Children Ward | Laryngoscope(infant) | 3 | N.A. | N.A. | N.A. | N.A. | 0 | N.A. | 0 | N.A. |  | NW
72 | Children Ward | baby warmer | 1 | N.A. | N.A. | N.A. | N.A. | 0 | N.A. | 0 | N.A. |  | NW
73 | Children Ward | baby warmer | 8 | N.A. | N.A. | N.A. | N.A. | 0 | N.A. | 0 | N.A. |  | NW
74 | Children Ward | Ressusciation machine | 1 | N.A. | N.A. | N.A. | N.A. | 0 | N.A. | 0 | N.A. |  | NW
75 | Children Ward | Phototherapy | 4 | N.A. | N.A. | N.A. | N.A. | 0 | N.A. | 0 | N.A. |  | NW
76 | Children Ward | Needle Destroyer | 3 | Microsil | Dust Tray | N.A. | N.A. | 0 | N.A. | 0 | N.A. | W
77 | Children Ward | Baby Incubator | 1 | N.A. | N.A. | N.A. | N.A. | 0 | N.A. | 0 | N.A. |  | \NW
78 | Children Ward | Wheel Chair | 1 | N.A. | N.A. | N.A. | N.A. | 0 | N.A. | 0 | N.A. | W
79 | Children Ward | Electric Sterilizer | 2 | N.A. | N.A. | N.A. | N.A. | 0 | N.A. | 0 | N.A. | W
80 | Dental Department | Dental Unit | 1 | Hi Tech | IDC | N.A. | 20.09.01 | 0 | N.A. | 0 | N.A. |  | NW
81 | Dental Department | Dental Unit | 1 | Confident | Chamundi | N.A. | 08.03.94 | 0 | N.A. | 0 | N.A. |  | NW
82 | Dental Department | Dental Unit | 1 | Confident | N.A. | N.A. | 12.07.04 | 0 | N.A. | 0 | N.A. | W
83 | Dental Department | Dental Unit | 1 | suz dent India | N.A. | N.A. | 12.11.09 | 0 | N.A. | 0 | N.A. | W
84 | Dental Department | Dental Xray | 1 | Eltop | 1010 | N.A. | 1984-01-01 | 0 | N.A. | 0 | N.A. |  | NW
85 | Dental Department | Dental Xray | 1 | Seimens | N.A. | N.A. | 8.12.72 | 0 | N.A. | 0 | N.A. |  | NW
86 | Dental Department | Dental Xray | 1 | Hi Tech | Diamond Rays | N.A. | 20.09.01 | 0 | N.A. | 0 | N.A. | W
87 | Dental Department | Needle Destroyer | 2 | Microsil | Dust Tray | N.A. | N.A. | 0 | N.A. | 0 | N.A. | W
88 | Dental Department | Glass Bead Sterilizer | 1 | N.A. | N.A. | N.A. | 19.05.09 | 0 | N.A. | 0 | N.A. | W
89 | Dental Department | BP Apparatus | 2 | N.A. | N.A. | N.A. | N.A. | 0 | N.A. | 0 | N.A. | W
90 | Dental Department | Autoclave | 1 | N.A. | N.A. | N.A. | 3.09.10 | 0 | N.A. | 0 | N.A. | W
91 | Dental Department | Dental Chair with accessories | 2 | Confident Dental | Mookambika | 210-3-10/2100-3-10 | 08-10 | 0 | N.A. | 0 | N.A. | W
92 | Dental Department | Dental kit | 3 | Confident Dental | N.A. | 861,65 | 08-10 | 0 | N.A. | 0 | N.A. | W
93 | Emergency Department | Needle Destroyer | 1 | Microsil | Dust Tray | N.A. | 1.03.06 | 0 | N.A. | 0 | N.A. | W
94 | Emergency Department | Needle Destroyer | 1 | Microsil | Dust Tray | N.A. | 7.04.10 | 0 | N.A. | 0 | N.A. | W
95 | Emergency Department | Needle Destroyer | 1 | N.A. | N.A. | N.A. | 17.04.07 | 0 | N.A. | 0 | N.A. | W
96 | Emergency Department | Nebulizer | 1 | N.A. | N.A. | N.A. | 17.04.07 | 0 | N.A. | 0 | N.A. | W
97 | Emergency Department | Nebulizer | 1 | N.A. | N.A. | N.A. | 11.06.09 | 0 | N.A. | 0 | N.A. | W
98 | Emergency Department | Suction Machine | 1 | N.A. | N.A. | N.A. | 1.03.06 | 0 | N.A. | 0 | N.A. | W
99 | Emergency Department | Suction Machine | 1 | N.A. | N.A. | N.A. | 1.03.06 | 0 | N.A. | 0 | N.A. | W
100 | Emergency Department | Suction Machine | 1 | N.A. | N.A. | N.A. | 7.03.06 | 0 | N.A. | 0 | N.A. | W
101 | Emergency Department | Sterilizer | 1 | N.A. | N.A. | N.A. | 17.06.06 | 0 | N.A. | 0 | N.A. | W
102 | Emergency Department | Sterilizer | 1 | N.A. | N.A. | N.A. | 17.06.06 | 0 | N.A. | 0 | N.A. | W
103 | Emergency Department | Multiparameter Monitor | 2 | L&T | Star 55 | N.A. | N.A. | 0 | N.A. | 0 | N.A. | W
104 | Emergency Department | Defibrillator | 1 | Zoil | M-Series | N.A. | 2011-07-04 | 0 | N.A. | 0 | N.A. | W
105 | Emergency Department | Ventilators (Adult) | 2 | Maquet | Servo S | 14927, 14928 | 2011-03-05 | 0 | N.A. | 0 | N.A. |  | NW
106 | ENT Department | Suction Machine | 1 | Anand's | Hi Wac | 2H4120 | N.A. | 0 | N.A. | 0 | N.A. | W
107 | ENT Department | Boiler | 1 | N.A. | N.A. | N.A. | N.A. | 0 | N.A. | 0 | N.A. | W
108 | ENT Department | ENT Light | 1 | N.A. | N.A. | N.A. | N.A. | 0 | N.A. | 0 | N.A. | W
109 | ENT Department | ENT Set | 1 | N.A. | N.A. | N.A. | 1.12.08 | 0 | N.A. | 0 | N.A. | W
110 | ENT Department | Boiler | 1 | N.A. | N.A. | N.A. | N.A. | 0 | N.A. | 0 | N.A. | W
111 | ENT Department | ENT treatment unit | 1 | Otopront | LOS(laser optik system | N.A. | 2003-09-10 | 0 | N.A. | 0 | N.A. | W
112 | ENT Department | BP Apparatus | 1 |  | N.A. | N.A. | N.A. | 0 | N.A. | 0 | N.A. | W
113 | Operation Theatre | Suction apparatus | 1 | Anand | Hi-Vac | 1DJ1012 | 15.02.08 | 0 | N.A. | 0 | N.A. | W
114 | Operation Theatre | Suction Machine | 1 | Vacumat | 585 | N.A. | 10.11.95 | 0 | N.A. | 0 | N.A. |  | NW
115 | Operation Theatre | Operartion Table | 1 | N.A. | N.A. | N.A. | 27.2.96 | 0 | N.A. | 0 | N.A. | No | NW
116 | Operation Theatre | O.T. Table Hydraulic | 1 | N.A. | N.A. | N.A. | 29.8.05 | 0 | N.A. | 0 | N.A. | W
117 | Operation Theatre | Myo Ortho Table | 1 | N.A. | N.A. | N.A. | N.A. | 0 | N.A. | 0 | N.A. | W
118 | Operation Theatre | Hydraulic Operartion Table | 1 | N.A. | N.A. | N.A. | 21.05.01 | 0 | N.A. | 0 | N.A. | W
119 | Operation Theatre | Hydraulic Operartion Table | 1 | N.A. | N.A. | N.A. | 6.06.03 | 0 | N.A. | 0 | N.A. | W
120 | Operation Theatre | Portable Light | 1 | Medicraft | N.A. | N.A. | 7.06.07 | 0 | N.A. | 0 | N.A. | W
121 | Operation Theatre | Diathermy | 1 | Conmed | N.A. | N.A. | N.A. | 0 | N.A. | 0 | N.A. | W
122 | Operation Theatre | High Pressure steem sterilizer | 1 | N.A. | N.A. | N.A. | 24.06.87 | 0 | N.A. | 0 | N.A. |  | NW
123 | Operation Theatre | High Pressure steem sterilizer | 1 | N.A. | N.A. | N.A. | 19.02.87 | 0 | N.A. | 0 | N.A. |  | NW
124 | Operation Theatre | High Speed instrument sterilizer | 1 | N.A. | N.A. | N.A. | 11.03.10 | 0 | N.A. | 0 | N.A. | W
125 | Operation Theatre | Operating Microscope Eye | 1 | N.A. | N.A. | N.A. | 11.6.05 | 0 | N.A. | 0 | N.A. | W
126 | Operation Theatre | C Arm | 1 | Meditronics | Surgico-HF D6' | 69K115 | 12.12.09 | 0 | N.A. | 1 | 09-15 | No | NW
127 | Operation Theatre | OT light ceiling (double Dome) | 1 | Cognate | N.A. | N.A. | 7.09.07 | 0 | N.A. | 0 | N.A. | W
128 | Operation Theatre | BP Apparatus(standing) | 4 | Diamond | N.A. | N.A. | 13.10.10 | 0 | N.A. | 0 | N.A. | W
129 | Operation Theatre | BP Apparatus | 6 | N.A. | N.A. | N.A. | 13.10.10 | 0 | N.A. | 0 | N.A. | W
130 | Operation Theatre | Laparoscope | 1 | KLI | N.A. | N.A. | 20.09.95 | 0 | N.A. | 0 | N.A. |  | NW
131 | Operation Theatre | Laparoscope | 1 | KLI | N.A. | N.A. | 31.1.86 | 0 | N.A. | 0 | N.A. |  | NW
132 | Operation Theatre | Laparoscope | 1 | KLI | N.A. | N.A. | 26.12.83 | 0 | N.A. | 0 | N.A. |  | NW
133 | Operation Theatre | Laparoscope | 1 | KLI | N.A. | N.A. | 27.06.83 | 0 | N.A. | 0 | N.A. |  | NW
134 | Operation Theatre | Laparoscope | 1 | KLI | N.A. | N.A. | 16.07.85 | 0 | N.A. | 0 | N.A. |  | NW
135 | Operation Theatre | Operating Microscope Eye | 1 | Carl zeis | OPM1FR-PRO | 101531 | 2014-04-06 | 1 | 2016-03-06 | 0 | N.A. | W
136 | Operation Theatre | Boyales Appartus | 2 | Allied Medical | N.A. | N.A. | 2014 | 1 | 2016 | 0 | N.A. | W
137 | Operation Theatre | Radinat Warmer | 1 | Pheonic | OCW 100 | N.A. | 2012 | 0 | N.A. | 1 | 08-15 | W
138 | Operation Theatre | O.T. light (Round Shape) | 1 | N.A. | N.A. | N.A. | N.A. | 0 | N.A. | 0 | N.A. |  | NW
139 | Operation Theatre | Operating Microscope (ENT) | 1 | Carl zeiss | OPMI 1FC | 6627126034 | 29/3/11 | 0 | N.A. | 0 | N.A. | W
140 | Operation Theatre | ENT Operation set including headlight | 1 | SISCO | N.A. | N.A. | 25/3/11 | 0 | N.A. | 0 | N.A. | W
141 | Operation Theatre | Laryngoscope indirect | 1 | SISCO | N.A. | N.A. | 25/3/11 | 0 | N.A. | 0 | N.A. | W
142 | Operation Theatre | Oesophagoscope Adult | 1 | Karlstorz | N.A. | 1451693 | 2011-06-04 | 0 | N.A. | 0 | N.A. | W
143 | Operation Theatre | Oesophagoscope Child | 1 | Karlstorz | N.A. | 1442565 | N.A. | 0 | N.A. | 0 | N.A. | W
144 | Operation Theatre | Head Light (cold light) | 1 | SISCO | N.A. | N.A. | N.A. | 0 | N.A. | 0 | N.A. | W
145 | Operation Theatre | Tuning fork | 1 | SISCO | N.A. | N.A. | 25/3/11 | 0 | N.A. | 0 | N.A. | W
146 | Operation Theatre | Operation table Hydraulic Minor | 2 | Cognate | SS1000C | CIL/LT/28 | 26/3/11 | 0 | N.A. | 0 | N.A. | W
147 | Operation Theatre | Operating table Orthopedic | 2 | Cognate | SS1100C | CIL/LT/13 | 26/3/11 | 0 | N.A. | 0 | N.A. | W
148 | Operation Theatre | shadowless Lamp Ceiling Type Minor | 1 | Cognate | CI500 | CILM/LT/14 | 26/3/11 | 0 | N.A. | 0 | N.A. | W
149 | Operation Theatre | Shadowless Lamp stand model | 1 | Cognate | CIM500 | CIL/LT/12 | 26/3/11 | 0 | N.A. | 0 | N.A. | W
150 | Operation Theatre | Focus lamp Ordinary | 1 | Philips/Sisco | N.A. | N.A. | 26/3/11 | 0 | N.A. | 0 | N.A. | W
151 | Operation Theatre | Diathermy Machine (Electric Cautery) | 1 | L&T | Maestro Plus | E09A1463 | 30/3/11 | 0 | N.A. | 0 | N.A. | W
152 | Operation Theatre | Suction Apparatus - Foot operated | 2 | SISCO | Venky | N.A. | 30/3/11 | 0 | N.A. | 0 | N.A. | W
153 | Operation Theatre | Ultra violet lamp philips model 4 feet | 2 | Philips | N.A. | N.A. | N.A. | 0 | N.A. | 0 | N.A. | W
154 | Operation Theatre | Crash Cart | 2 | Janak | 9003 | N.A. | 2011-03-05 | 0 | N.A. | 0 | N.A. | W
155 | Operation Theatre | Refrigerator 250 Litres | 1 | Voltas/Godrej | N.A. | N.A. | N.A. | 0 | N.A. | 0 | N.A. | W
156 | Operation Theatre | Bi Pap | 1 | Respronics | Harmony | N.A. | 2011-01-04 | 0 | N.A. | 0 | N.A. | W
157 | Operation Theatre | Boyle's Apparatus | 2 | L&T | Elite615T | EL51209081,82 | 2011-03-05 | 0 | N.A. | 0 | N.A. | W
158 | Operation Theatre | Formaline dispenser | 3 | SISCO | N.A. | N.A. | 23/3/11 | 0 | N.A. | 0 | N.A. | W
159 | Operation Theatre | Gynaec Electric Cautery | 1 | SISCO | N.A. | E1030005 | 30/3/11 | 0 | N.A. | 0 | N.A. | W
160 | Operation Theatre | Urology Kit with urethroscope | 1 | SISCO & Karlstorz | N.A. | N.A. | 23/3/11 | 0 | N.A. | 0 | N.A. | W
161 | Operation Theatre | Lithoclast (to be installed in OT) including Uretheral Dilator Set and TURP resectoscope | 1 | Health Ware | Lithoclast Swiss II | BG00451 | 2011-11-05 | 0 | N.A. | 0 | N.A. | W
162 | Operation Theatre | Colonoscope and sigmoidoscope | 1 | SISCO | Pentax | A-112119 | 2011-01-04 | 0 | N.A. | 0 | N.A. | W
163 | Operation Theatre | Colposcope | 1 | Karlstorz | 3mv | 669361C | 2011-06-04 | 0 | N.A. | 0 | N.A. | W
164 | Operation Theatre | Nasal Endoscope | 1 | SISCO Pentax | VNL-1570STK | G-111335 | 2011-01-04 | 0 | N.A. | 0 | N.A. | W
165 | Operation Theatre | Oesophagoscop Adult & Child | 1 | SISCO Pentax | EE1580K | A120050 | 2011-01-04 | 0 | N.A. | 0 | N.A. | W
166 | Operation Theatre | Bronchoscope | 1 | Pentax | FB-18P,LH-150PC | 1427261 | 2011-06-04 | 0 | N.A. | 0 | N.A. | W
167 | Operation Theatre | Boyles Apparatus with Fluotec and circle absorber | 2 | L&T | Elite 615 | EL51209083,84 | 30/4/11 | 0 | N.A. | 0 | N.A. | W
168 | Operation Theatre | Electric Saw (oscillating) | 1 | Manman | N.A. | N.A. | 2011-01-01 | 0 | N.A. | 0 | N.A. | W
169 | Operation Theatre | C arm with accessories | 1 | Allengers | HF-49R | 2k1002059-c | 21/3/11 | 0 | N.A. | 0 | N.A. | W
170 | Operation Theatre | Phaco Machine | 1 | Appasamy | Galaxy I | N.A. | 2011-01-04 | 0 | N.A. | 0 | N.A. | W
171 | Operation Theatre | Laser Photo Coagulometer | 1 | Appasamy | Green Laser-AMOGH A1A12 | GL1002079 | 2011-01-04 | 0 | N.A. | 0 | N.A. | W
172 | Operation Theatre | FFA Camera | 1 | Appasamy | Canon CF-1 | N.A. | 27/9/10 | 0 | N.A. | 0 | N.A. | W
173 | ECG Room | ECG Machine | 1 | BPL | Cardioart-108 | CGMJ0A10902 | 5.03.10 | 0 | N.A. | 0 | N.A. | W
174 | ECG Room | ECG Machine | 1 | BPL | Cardioart-408 | N.A. | N.A. | 0 | N.A. | 0 | N.A. | W
175 | ECG Room | ECG Machine | 1 | BPL | Cardioart-408 | N.A. | N.A. | 0 | N.A. | 0 | N.A. | W
176 | ECG Room | ECG Machine | 1 | BPL | Cardioart-408 | N.A. | N.A. | 0 | N.A. | 0 | N.A. | W
177 | ECG Room | ECG Machine | 1 | Clarity | ECG50-1CH | E5-SHSN-0224 | 30.04.09 | 0 | N.A. | 0 | N.A. |  | NW
178 | ECG Room | ECG Machine(SINGLE CHANNEL) | 1 | Clarity | ECG50 | E5-SPTE-0142 |  | 0 | N.A. | 0 | N.A. |  | NW
179 | ECG Room | ECG Machine | 1 | Bionet | Cardiocare | EG0300116 | 01.03.07 | 0 | N.A. | 0 | N.A. | W
180 | ECG Room | ECG Machine | 1 | Bionet | Cardiocare | FG0330117 | N.A. | 0 | N.A. | 0 | N.A. | W
181 | ECG Room | TMT | 1 | N.A. | N.A. | N.A. | 10.01.98 | 0 | N.A. | 0 | N.A. |  | NW
182 | ECG Room | EEG | 1 | RMS | N.A. | N.A. | 21.04.98 | 0 | N.A. | 0 | N.A. |  | NW
183 | ECG Room | ECG Machine | 1 | Shenzhen | 1203 B | CB1407100172 | 30-10-14 | 1 | 29-10-16 | 0 | N.A. | W
184 | Maternity Department | Portable OT Light | 1 | N.A. | N.A. | N.A. | N.A. | 0 | N.A. | 0 | N.A. | W
185 | Maternity Department | Portable OT Light | 1 | N.A. | N.A. | N.A. | N.A. | 0 | N.A. | 0 | N.A. | W
186 | Maternity Department | OT Light Portable | 1 | Compact | N.A. | N.A. | N.A. | 0 | N.A. | 0 | N.A. | W
187 | Maternity Department | Weighing Machine | 1 | N.A. | N.A. | N.A. | N.A. | 0 | N.A. | 0 | N.A. | W
188 | Maternity Department | Radiant Warmer | 1 | Pheonix | OCW 100 | N.A. | 2012 | 0 | N.A. | 1 | 08-15 | W
189 | Maternity Department | Suction machine | 5 | Vikrant Industries | santushthi | N.A. | N.A. | 0 | N.A. | 0 | N.A. | W
190 | Maternity Department | Foot Suction Apparatus | 1 | N.A. | N.A. | N.A. | N.A. | 0 | N.A. | 0 | N.A. | W
191 | Maternity Department | Needle Destroyer | 1 | Microsil | Dust Tray | N.A. | N.A. | 0 | N.A. | 0 | N.A. | W
192 | Maternity Department | Radiant Warmer | 1 | Local Made | N.A. | N.A. | N.A. | 0 | N.A. | 0 | N.A. |  | NW
193 | Maternity Department | Foetal Doppler | 3 | Vishal Surgicals-Hunteleigh | FDI | N.A. | 26/4/11 | 0 | N.A. | 0 | N.A. |  | NW
194 | Maternity Department | Nebulizer baby | 1 | Local | N.A. | N.A. | 25/3/11 | 0 | N.A. | 0 | N.A. | W
195 | Maternity Department | Weighing machine infant | 1 | SISCO | N.A. | N.A. | 25/3/11 | 0 | N.A. | 0 | N.A. | W
196 | Eye OPD | A-Scan Biometer | 1 | Appasany Associates | N.A. | N.A. | N.A. | 0 | N.A. | 0 | N.A. | W
197 | Eye OPD | Electric Sterilizer | 1 | N.A. | N.A. | N.A. | N.A. | 0 | N.A. | 0 | N.A. | W
198 | Eye OPD | A-Scan Biometer | 1 | Appasany Association | Scan Plus | 1622 | 2014-01-04 | 1 | 31-03-16 | 0 | N.A. | W
199 | Eye OPD | Karato meter | 1 | N.A. | N.A. | N.A. | N.A. | 0 | N.A. | 0 | N.A. | W
200 | Eye OPD | Opthalmoscope - Direct | 1 | Appasamy | Keeler | AU093554 | 2011-01-04 | 0 | N.A. | 0 | N.A. | W
201 | Eye OPD | Slit Lamp | 1 | Appasamy | AIA1 11-2S | 151091260 | 2011-01-04 | 0 | N.A. | 0 | N.A. | W
202 | Eye OPD | Retino scope | 1 | Appasamy | AA17 | AU073346 | 2011-01-04 | 0 | N.A. | 0 | N.A. | W
203 | Eye OPD | Opthalmic Dr Chair | 1 | Appasamy | AARU 2000 | 66B | 16/9/10 | 0 | N.A. | 0 | N.A. | W
204 | Eye OPD | Auto Refractometer | 1 | Appasamy | Canon RF-10M | N.A. | 2011-01-04 | 0 | N.A. | 0 | N.A. | W
205 | Eye OPD | Non Touch Tonometry | 1 | Appasamy | NL-5/AANCT001 | N.A. | 2011-01-04 | 0 | N.A. | 0 | N.A. | W
206 | Radiology Department | X RAY- 800 mA | 1 | Seimens India Pvt Ltd | PLX KL/H | N.A. | 24-4-2001 | 0 | N.A. | 0 | N.A. |  | NW
207 | Radiology Department | X RAY-500 mA | 1 | Seimens India Pvt Ltd | N.A. | N.A. | 26/3/1975 | 0 | N.A. | 0 | N.A. |  | NW
208 | Radiology Department | X RAY-300 mA | 1 | Wipro GE | N.A. | N.A. | 26/3/1975 | 0 | N.A. | 0 | N.A. |  | NW
209 | Radiology Department | X RAY(Portable) | 1 | Seimens India Pvt Ltd | Multimobil 2.5 | 3553 | 20/10/2010 | 0 | N.A. | 0 | N.A. | W
210 | Radiology Department | X RAY-500 mA | 1 | Seimens India Pvt Ltd | HD-Poly-II | 31276 | 2010-12-02 | 0 | N.A. | 1 | 06-15 | W
211 | Radiology Department | CR System Digital Machine | 1 | Agfa Healthcare | ADC Solo Drystar 4500 | ADC Solo-4342 Drystar 4500 | 2005-10-05 | 0 | N.A. | 1 | N.A. | W
212 | Radiology Department | Ultrasound Machine | 1 | Kodak ELC Ltd Fukuda | UF 4500 | 120C1264 | N.A. | 0 | N.A. | 0 | N.A. |  | NW
213 | Radiology Department | Automatic Film Processor | 1 | Chandigarh Medical Corporation | JB 3 | N.A. | 27/11/02 | 0 | N.A. | 0 | N.A. | W
214 | Radiology Department | Color Doppler 4-D | 1 | Seimens India Pvt Ltd | Acuson X500GI | LAZ 1057 | 26/9/08 | 0 | N.A. | 1 | 03-16 | W
215 | Radiology Department | Deep Therapy Machine | 1 | Seimens India Pvt Ltd | N.A. | N.A. | N.A. | 0 | N.A. | 0 | N.A. |  | NW
216 | Radiology Department | X-ray (150 mA) | 1 | Allengers | Mars 15 | N.A. | 03-13 | 0 | N.A. | 1 | 03-16 | W
217 | Radiology Department | 300 M.A. X-ray machine | 1 | Allengers | 325/F/MOT | 2k100230096 | 2011-01-04 | 0 | N.A. | 0 | N.A. | W
218 | Radiology Department | 60 M.A. X-ray machine (Mobile) | 1 | Allengers | 60/CBM | 2k100206099 | 2011-01-04 | 0 | N.A. | 0 | N.A. | W
219 | Radiology Department | Ultra Sonogram | 2 | L&T | Sonnet | N09T8326 N09T8325 | 24/3/11 | 0 | N.A. | 0 | N.A. | W
220 | Radiology Department | Mammography Unit | 1 | Allengers | MAM4035 with Automatic Exposure Control(AEC) | 2K1002005-M | 2011-01-04 | 0 | N.A. | 0 | N.A. | W
221 | Radiology Department | CR System (cr 35x) | 1 | Fuji | Capsula X | N.A. | 2011-08-06 | 0 | N.A. | 1 | 05-16 | W
222 | Physiotherapy Department | Short Wave Diathermy | 1 | Anand's | Hi Wac | 2H4120 | N.A. | 0 | N.A. | 0 | N.A. | W
223 | Physiotherapy Department | Infrared Lamp | 1 | N.A. | N.A. | N.A. | N.A. | 0 | N.A. | 0 | N.A. | W
224 | Physiotherapy Department | Cervical Traction | 1 | N.A. | N.A. | N.A. | N.A. | 0 | N.A. | 0 | N.A. | W
225 | Physiotherapy Department | Lumber Traction | 1 | N.A. | N.A. | N.A. | 1.12.08 | 0 | N.A. | 0 | N.A. | W
226 | Physiotherapy Department | Tummy Twister | 1 | N.A. | N.A. | N.A. | N.A. | 0 | N.A. | 0 | N.A. | W
227 | Physiotherapy Department | Muscle Sttmulator | 1 | N.A. | N.A. | N.A. | 1989 | 0 | N.A. | 0 | N.A. | W
228 | Physiotherapy Department | Active Assistive Pulley Exercise | 1 | N.A. | N.A. | N.A. | 1989 | 0 | N.A. | 0 | N.A. | W
229 | Physiotherapy Department | Resistive Pulley Exercise | 1 | N.A. | N.A. | N.A. | 1989 | 0 | N.A. | 0 | N.A. | W
230 | Physiotherapy Department | Shoulder Wheel Exercise | 1 | N.A. | N.A. | N.A. | 1989 | 0 | N.A. | 0 | N.A. | W
231 | Physiotherapy Department | Wall Bar | 1 | N.A. | N.A. | N.A. | 1989 | 0 | N.A. | 0 | N.A. | W
232 | Physiotherapy Department | Quadricep Exercise chair | 1 | N.A. | N.A. | N.A. | 1989 | 0 | N.A. | 0 | N.A. | W
233 | Physiotherapy Department | Paraffin wax bath | 1 | N.A. | N.A. | N.A. | 1989 | 0 | N.A. | 0 | N.A. | W
234 | Physiotherapy Department | Staticycle | 1 | N.A. | N.A. | N.A. | N.A. | 0 | N.A. | 0 | N.A. | W
235 | Physiotherapy Department | Walker | 1 | N.A. | N.A. | N.A. | 1989 | 0 | N.A. | 0 | N.A. | W
236 | Physiotherapy Department | Co-ordination board | 1 | N.A. | N.A. | N.A. | 1989 | 0 | N.A. | 0 | N.A. | W
237 | Physiotherapy Department | Pronation/supination board | 1 | N.A. | N.A. | N.A. | 1989 | 0 | N.A. | 0 | N.A. | W
238 | Physiotherapy Department | Diathermy | 1 | N.A. | N.A. | N.A. | 1996 | 0 | N.A. | 0 | N.A. | W
239 | Physiotherapy Department | Microwave Diathermy | 1 | N.A. | N.A. | N.A. | 1989 | 0 | N.A. | 0 | N.A. |  | NW
240 | Physiotherapy Department | Ultra sound therapy Unit | 1 | Blue Bell - Physiocare | Physiocare IFT | N.A. | 2011-11-05 | 0 | N.A. | 0 | N.A. | W
241 | Physiotherapy Department | Hydrocolator | 1 | Blue Bell - Physiocare | Hydrocolator | 4rh10051307 | 2011-11-05 | 0 | N.A. | 0 | N.A. | W
242 | Physiotherapy Department | Electric Muscle Stimulator | 1 | Blue Bell - Physiocare | Physitim Diagnostic | N.A. | 2011-11-05 | 0 | N.A. | 0 | N.A. | W
243 | Physiotherapy Department | TENS | 1 | Blue Bell - Physiocare | Physi Tens | N.A. | 2011-11-05 | 0 | N.A. | 0 | N.A. | W
244 | Physiotherapy Department | Computerised traction & Microwave therapy | 1 | Blue Bell - Physiocare | Physi Trac And Physi Therm PSWD | N.A. | 2011-11-05 | 0 | N.A. | 0 | N.A. |  | NW
245 | Physiotherapy Department | Exercise Therapy Equipment | 1 | Blue Bell - Physiocare | Finger Goniometer 180-360 Degree | N.A. | 2011-11-05 | 0 | N.A. | 0 | N.A. | W
246 | Physiotherapy Department | Infra red lamp | 1 | Blue Bell - Physiocare | Physiocare | N.A. | 2011-11-05 | 0 | N.A. | 0 | N.A. | W
247 | Physiotherapy Department | Wax Bath | 1 | Blue Bell - Physiocare | Physiocare | N.A. | 2011-11-05 | 0 | N.A. | 0 | N.A. | W
248 | Physiotherapy Department | Shoulder wheel | 1 | Blue Bell - Physiocare | Marine Wheel | N.A. | 2011-11-05 | 0 | N.A. | 0 | N.A. | W
249 | S.N.C.U. | Open Care System | 4 | Pheonix | NRC 100 | N.A. | 2012 | 0 | N.A. | 1 | N.A. | W
250 | S.N.C.U. | Radiant Warmer | 8 | Pheonix | OCW 100 | N.A. | 2012 | 0 | N.A. | 1 | N.A. | W
251 | S.N.C.U. | Phototheraphy | 6 | Pheonix | CFL 101 | N.A. | 2012 | 0 | N.A. | 1 | N.A. | W
252 | S.N.C.U. | Suction Machine Electrical | 2 | N.A. | N.A. | N.A. | 2013 | 0 | N.A. | 0 | N.A. | W
253 | S.N.C.U. | Syringe Infusion Pumps | 3 | JMS | N.A. | N.A. | 2012 | 0 | N.A. | 0 | N.A. | W
254 | S.N.C.U. | Multipara Monitor | 5 | Schiller | TS II | N.A. | 2012 | 0 | N.A. | 1 | 06-15 | W
255 | S.N.C.U. | Electrolyte Analyzer | 1 | N.A. | N.A. | N.A. | 20-3-15 | 1 | N.A. | 0 | N.A. | W
256 | S.N.C.U. | Billibrunometere | 1 | N.A. | N.A. | N.A. | 2013 | 1 | N.A. | 0 | N.A. | W
257 | S.N.C.U. | Irradiance Meter | 1 | GE` | Biliblanket | N.A. | 2012 |  | N.A. | 0 | N.A. | W
258 | S.N.C.U. | Digital Weighing Machine | 4 | Yorco | N.A. | N.A. | 2013 |  | N.A. | 0 | N.A. | W
259 | S.N.C.U. | Syringe Indusion Pump | 3 | L&T | SP105 | L1503177, 3144, 3146 | 2015-09-04 | 1 | N.A. | 0 | N.A. | W
260 | S.N.C.U. | Laryangoscope | 2 | N.A. | N.A. | N.A. | N.A. | 0 | N.A. | 0 | N.A. | W
261 | S.N.C.U. | Open Care System | 6 | Nice Neotech | 2010BC | 141507001838, 1832, 1783, 141506001596, 1600, 1647 | 14/9/14 | 1 | N.A. | 0 | N.A. | W
262 | S.N.C.U. | Radiant Warmer | 1 | Nice Neotech | 20075 | 141507001715 | 21/11/14 | 1 | N.A. | 0 | N.A. | W
263 | S.N.C.U. | Baby Incubators | 3 | Phoenix | INC 100 | 2312-14 | 2011-06-05 | 0 | N.A. | 0 | N.A. | W
264 | S.N.C.U. | Phototherapy Unit | 2 | Phoenix | CFL 101 | 3962,63 | 2011-06-05 | 0 | N.A. | 0 | N.A. | W
265 | Mortuary | Mortuary Chamber | 1 | N.A. | N.A. | N.A. | N.A. | 0 | N.A. | 0 | N.A. |  | NW
Contact details : 01664-242110
Facility Incharge : Dr. Hemant Singh, Pricipal Medical Officer, General Hospital, Bhiwani
Store Incharge : Dr. Anil Sharma, Senior Medical Officer, General Hospital, Bhiwani
Store keeper : Ranvir Sangwan
Biomedical Engineer : Susheel Kumar

## SDH Charkhi Dadri
MASTER EQUIPMENT BASE
Name of District- Bhiwani Type of facility- District Hospital Name of the Facility- Charkhi Dadri
S.no | Equipment category | Equipment name | Qty | Manufacturer | Model | Equipment S.No. | Installation date(m-yy) | Under Warranty(Y=1/N=0) | Warranty Upto(m-yy) | AMC/CMC(Y=1,N=0) | AMC/CMC upto(m/yy) | Working status
[12 empty] | W | NW
1 | OT & Delivery Room | Ceiling OT Light | 1 | N.A. | N.A. | N.A. | 11-96 | 0 | N.A. | 0 | N.A. |  | NW
2 | OT & Delivery Room | Portable OT Light | 1 | N.A. | N.A. | N.A. | 09-09 | 0 | N.A. | 0 | N.A. | W
3 | OT & Delivery Room | OT Table | 1 | N.A. | N.A. | N.A. | N.A. | 0 | N.A. | 0 | N.A. | W
4 | OT & Delivery Room | OT Table | 1 | N.A. | N.A. | N.A. | N.A. | 0 | N.A. | 0 | N.A. |  | NW
5 | OT & Delivery Room | Instrument Sterilizer | 1 | N.A. | N.A. | N.A. | 09-09 | 0 | N.A. | 0 | N.A. |  | NW
6 | OT & Delivery Room | Autoclave (Horizontal) | 1 | Surgicon | N.A. | N.A. | 11-08 | 0 | N.A. | 0 | N.A. |  | NW
7 | OT & Delivery Room | Autoclave(small) | 2 | N.A. | N.A. | N.A. | N.A. | 0 | N.A. | 0 | N.A. | W
8 | OT & Delivery Room | Baby Warmer | 1 | N.A. | N.A. | N.A. | N.A. | 0 | N.A. | 0 | N.A. |  | NW
9 | OT & Delivery Room | Portable Generator | 1 | N.A. | N.A. | N.A. | N.A. | 0 | N.A. | 0 | N.A. | W
10 | OT & Delivery Room | BP Apparatus | 3 | N.A. | N.A. | N.A. | N.A. | 0 | N.A. | 0 | N.A. | W
11 | OT & Delivery Room | BP Apparatus | 2 | N.A. | N.A. | N.A. | N.A. | 0 | N.A. | 0 | N.A. |  | NW
12 | OT & Delivery Room | Cautery | 1 | N.A. | N.A. | N.A. | 09-09 | 0 | N.A. | 0 | N.A. | W
13 | OT & Delivery Room | Boyle's Apparatus | 1 | N.A. | N.A. | N.A. |  | 0 | N.A. | 0 | N.A. |  | NW
14 | OT & Delivery Room | Suction Machine | 1 | N.A. | N.A. | N.A. | 09-09 | 0 | N.A. | 0 | N.A. | W
15 | OT & Delivery Room | Suction Machine | 3 | N.A. | N.A. | N.A. | N.A. | 0 | N.A. | 0 | N.A. |  | NW
16 | OT & Delivery Room | Laryngoscope | 4 | N.A. | N.A. | N.A. | N.A. | 0 | N.A. | 0 | N.A. | W
17 | OT & Delivery Room | Shadowless Portable Light | 3 | N.A. | N.A. | N.A. | N.A. | 0 | N.A. | 0 | N.A. |  | NW
18 | OT & Delivery Room | Instrument Sterilizer | 2 | N.A. | N.A. | N.A. | 09-09 | 0 | N.A. | 0 | N.A. | W
19 | OT & Delivery Room | Opthalmoscope | 1 | N.A. | N.A. | N.A. | N.A. | 0 | N.A. | 0 | N.A. |  | NW
20 | OT & Delivery Room | Microscopic Light( Eye) | 1 | N.A. | N.A. | N.A. | N.A. | 0 | N.A. | 0 | N.A. |  | NW
21 | OT & Delivery Room | Ultrasonic Scaler | 1 | N.A. | N.A. | N.A. | 06-09 | 0 | N.A. | 0 | N.A. | W
22 | OT & Delivery Room | BP Apparatus | 9 | N.A. | N.A. | N.A. | N.A. | 0 | N.A. | 0 | N.A. | W
23 | OT & Delivery Room | Defibrillator | 1 | BPL | N.A. | N.A. | N.A. | 0 | N.A. | 0 | N.A. |  | NW
24 | Laboratory | Microscope | 1 | Olympus | N.A. | 222423 | 09-96 | 0 | N.A. | 0 | N.A. | W
25 | Laboratory | Microscope | 1 | Labo | N.A. | 88S273 | 09-96 | 0 | N.A. | 0 | N.A. | W
26 | Laboratory | Microscope | 1 | Labo | N.A. | 98S376 | 09-96 | 0 | N.A. | 0 | N.A. | W
27 | Laboratory | Haemocyclometer | 1 | N.A. | N.A. | N.A. | 09-96 | 0 | N.A. | 0 | N.A. | W
28 | Laboratory | Chemical Balance | 1 | N.A. | N.A. | N.A. | 09-96 | 0 | N.A. | 0 | N.A. | W
29 | Laboratory | Hot Plate | 1 | Microsil India | N.A. | N.A. | N.A. | 0 | N.A. | 0 | N.A. | W
30 | Laboratory | Incubator | 1 | N.A. | N.A. | N.A. | N.A. | 0 | N.A. | 0 | N.A. | W
31 | Laboratory | Colorimeter | 1 | N.A. | Photic-20 | N.A. | N.A. | 0 | N.A. | 0 | N.A. | W
32 | Laboratory | pH Meter | 1 | N.A. | N.A. | N.A. | N.A. | 0 | N.A. | 0 | N.A. | W
33 | Laboratory | Glucometer | 1 | N.A. | N.A. | N.A. | N.A. | 0 | N.A. | 0 | N.A. | W
34 | Laboratory | Refrigerator | 1 | Godrej | N.A. | N.A. | 04-11 | 0 | N.A. | 0 | N.A. | W
35 | Laboratory | Refrigerator | 1 | Godrej | N.A. | N.A. | 04-11 | 0 | N.A. | 0 | N.A. | W
36 | Laboratory | Glucometer | 1 | Olympus | CH-20i | 111B103 | 04-11 | 0 | N.A. | 0 | N.A. | W
37 | Laboratory | Centrifuge | 2 | Micrisil | T-10 | N.A. | N.A. | 0 | N.A. | 0 | N.A. | W
38 | Laboratory | Semi Auto Analyzer | 1 | Transasia | Erba-5Chem Plus | N100313 | 04-11 | 0 | N.A. | 0 | N.A. | W
39 | Laboratory | Binocular Microscope | 1 | Olympus | CX21FS1 | 36000059 | N.A. | 0 | N.A. | 0 | N.A. | W
40 | Laboratory | Deep Freezer | 1 | Haier | HBC-70 | 20013806751 | N.A. | 0 | N.A. | 0 | N.A. | W
41 | Laboratory | Cell Counter | 1 |  | N.A. | N.A. | 2014 | 0 | N.A. | 0 | Yes | W
42 | Laboratory | Deep Freezer | 1 | Haier | HBC-70 | N.A. | N.A. | 0 | N.A. | 0 | N.A. | W
43 | Dental Department | Dental Xray | 1 | N.A. | N.A. | N.A. | 06-09 | 0 | N.A. | 0 | N.A. | W
44 | Dental Department | Electrical Operated dental chair | 1 | Confident | Mookambika | N.A. | 2013 | 0 | N.A. | 0 | Yes | W
45 | Radiology & Diagnosis | Xray Machine(300mA) | 1 | Siemens | 5201-Tube Pleophos 4M 5336 | 012348-Tube 01070S24 | 07-84 | 0 | N.A. | 0 | N.A. | W
46 | Radiology & Diagnosis | Xray Machine(100mA) | 1 | GE | Stallion 100 | N.A. | 07-84 | 0 | N.A. | 0 | N.A. |  | NW
47 | Radiology & Diagnosis | ECG Machine | 1 | BPL | Cardioart 108-T- Digi | CGMG9F9613 | 09-09 | 0 | N.A. | 0 | N.A. | W
48 | Radiology & Diagnosis | ECG Machine | 1 | BPL | Cardioart 108-T | CT-4H-6139 | 09-09 | 0 | N.A. | 0 | N.A. |  | NW
49 | Radiology & Diagnosis | Computerized ECG | 1 | Shenzhen | 1203B | CB1407100148 | 10-14 | 1 | 10-16 | 0 | N.A. | W
50 | Radiology & Diagnosis | Xray View Box | 2 | N.A. | N.A. | N.A. | 12-09 | 0 | N.A. | 0 | N.A. | W
51 | Stablizing Unit for Neonatals | Radiant Warmer | 2 | Pheonix | OCW 100 | N.A. | 2012 | 0 | N.A. | 1 | 08-15 | W
52 | Stablizing Unit for Neonatals | Phototheraphy | 1 | Pheonix | CFL 101 | N.A. | 2012 | 0 | N.A. | 1 | 08-15 | W
53 | Stablizing Unit for Neonatals | Open Care System | 1 | Nice Neotech | 2010BC | 141506001676 | 09-14 | 1 | 09-16 | 0 | N.A. | W
Contact details : 01664-242110
Facility Incharge : Dr. Randeep Singh Poonia, Civil Surgeon, Bhiwani (HR)
Store Incharge : Dr. Krishan Kumar, Dy. Civil Surgeon (Medical), O/o Civil Surgeon, Bhiwani
Store keeper : Harinder Kumar
Biomedical Engineer : Susheel Kumar

## SDH Bawani Khera
MASTER EQUIPMENT BASE
Name of District- Bhiwani Type of facility- Sub- District Hospital Name of the Facility- Bawani Khera
S.no | Equipment category | Equipment name | Qty | Manufacturer | Model | Equipment S.No. | Installation date(m-yy) | Under Warranty(Y=1/N=0) | Warranty Upto(m-yy) | AMC/CMC(Y=1,N=0) | AMC/CMC upto(m/yy) | Working status
[12 empty] | W | NW
1 | Laboratory | Centrifuge | 1 | Microsil India | T-10 | Category No. 367 | N.A | 0 | N.A | 0 | N.A | W
2 | Laboratory | Centrifuge | 1 | REMI | 1A103 | 6487 | 1993 | 0 | N.A | 0 | N.A |  | NW
3 | Laboratory | Microscope | 1 | Labo Optik | VJ-5 | 68R248 | N.A | 0 | N.A | 0 | N.A |  | NW
4 | Laboratory | Binocular Microscope | 1 | Olympus | CX21FSI | 3G00368 | 12-03 | 0 | N.A | 0 | N.A | W
5 | Laboratory | Microscope | 1 | Olympus | OIC | 35120 |  | 0 | N.A | 0 | N.A |  | NW
6 | Laboratory | Hb Meter | 5 | N.A | N.A | N.A | 05-08 | 0 | N.A | 0 | N.A | W
7 | Laboratory | Glucometer | 1 | N.A | N.A | N.A |  | 0 | N.A | 0 | N.A |  | NW
8 | Laboratory | Refrigrator | 1 | Whirlpool | 10615 | INC080203186 | 03-08 | 0 | N.A | 0 | N.A | W
9 | Laboratory | Weighing Machine | 1 | N.A | N.A | N.A | 05-08 | 0 | N.A | 0 | N.A | W
10 | Laboratory | Sprit Lamp | 1 | N.A | N.A | N.A | 08-08 | 0 | N.A | 0 | N.A | W
11 | Laboratory | Deep Freezer | 1 | Haier | HBD-116 | BE04G0EO100B293H0087 | 2011 | 0 | N.A | 0 | N.A | W
12 | Laboratory | ILR | 1 | Haier | N.A | N.A | N.A | 0 | N.A | 0 | N.A |  | NW
13 | Laboratory | ILR | 1 | West frost | NMK 142 | 43216926 |  | 0 | N.A | 0 | N.A | W
14 | Dental Department | Dental Chair (Electrical ) | 1 | Confident | Mookabmbika |  | 2014 | 1 | 2016 | 0 | N.A | W
15 | Radiology | Xray Unit(60mA) | 1 | Elpro International Ltd,GE | Stallion | 366 | 08-79 | 0 | N.A | 0 | N.A |  | NW
16 | Radiology | ECG Machine | 1 | BPL | Cardioart-408 | C7C7165 | N.A | 0 | N.A | 0 | N.A | W
17 | Radiology | ECG Machine | 1 | Shenzhen | 1203B | CB1407100016 | 10-14 | 1 | 10-16 | 0 | N.A | W
18 | Radiology | Microwave Diathermy | 1 | N.A | N.A | N.A | 1983 | 0 | N.A | 0 | N.A |  | NW
19 | Radiology | X-ray machine 300 mA | 1 | Allengers | Mars 30 | 2K140330109-X1hf | 07-14 | 1 | 07-16 | 0 | N.A | W
20 | OT & Labour Room | AutoclaveHorizontal Electric | 1 | Siemens India | 1030 | 35 | N.A | 0 | N.A | 0 | N.A |  | NW
21 | OT & Labour Room | Horizontal Autoclave | 1 | N.A | N.A | N.A | N.A | 0 | N.A | 0 | N.A |  | NW
22 | OT & Labour Room | Suction Apparatus | 1 | Monarch | MSIRG02 | 660304 | 06-97 | 0 | N.A | 0 | N.A | W
23 | OT & Labour Room | Portable OT Light | 1 | Arko | N.A | N.A | 06-97 | 0 | N.A | 0 | N.A | W
24 | OT & Labour Room | Boiler | 1 | N.A | N.A | N.A | N.A | 0 | N.A | 0 | N.A | W
25 | OT & Labour Room | Gynecology O.T Table | 1 | N.A | N.A | N.A | N.A | 0 | N.A | 0 | N.A | W
26 | OT & Labour Room | Phototheraphy Unit | 1 | N.A | N.A | N.A | N.A | 0 | N.A | 0 | N.A | W
27 | OT & Labour Room | Portable OT Light | 1 | Cognate India | SMLH | N.A | 01-04 | 0 | N.A | 0 | N.A | W
28 | OT & Labour Room | Infant Weighing Machine | 1 | N.A | N.A | N.A | N.A | 0 | N.A | 0 | N.A | W
29 | OT & Labour Room | Suction Apparatus | 1 | Monarch | N.A | N.A | 06-97 | 0 | N.A | 0 | N.A | W
30 | OT & Labour Room | Vertical Autoclave(Electric) | 2 | N.A | N.A | N.A | 04-06 | 0 | N.A | 0 | N.A | W
31 | OT & Labour Room | OT Table(Stainless Steel) | 2 | N.A | N.A | N.A | 06-97 | 0 | N.A | 0 | N.A | W
32 | OT & Labour Room | Suction Apparatus | 1 | N.A | N.A | N.A | 09-04 | 0 | N.A | 0 | N.A | W
33 | OT & Labour Room | Labour Table | 1 | N.A | N.A | N.A | 06-97 | 0 | N.A | 0 | N.A | W
34 | OT & Labour Room | Labour Table | 1 | N.A | N.A | N.A | 09-04 | 0 | N.A | 0 | N.A | W
35 | OT & Labour Room | Instrument Cabinet | 1 | N.A | N.A | N.A | 09-04 | 0 | N.A | 0 | N.A | W
36 | OT & Labour Room | Major Ceiling Suspended shadowless OT Light | 1 | N.A | N.A | N.A | 06-97 | 0 | N.A | 0 | N.A | W
37 | OT & Labour Room | Needle Destroyer | 6 | N.A | N.A | N.A | 05-07 | 0 | N.A | 0 | N.A | W
38 | OT & Labour Room | Weighing Machine | 4 | N.A | N.A | N.A | 06-97 | 0 | N.A | 0 | N.A | W
39 | OT & Labour Room | Radiant Warmer | 2 | Local Made | N.A | N.A |  | 0 | N.A | 0 | N.A | W
40 | OT & Labour Room | Open Care System | 1 | Nice Neotech | 20075 | 141506001676 | 09-14 | 1 | 09-16 | 0 | N.A | W
Contact details : 01664-242110
Facility Incharge : Dr. Randeep Singh Poonia, Civil Surgeon, Bhiwani (HR)
Store Incharge : Dr. Krishan Kumar, Dy. Civil Surgeon (Medical), O/o Civil Surgeon, Bhiwani
Store keeper : Harinder Kumar
Biomedical Engineer : Susheel Kumar

## SDH Siwani
MASTER EQUIPMENT BASE
Name of District- Bhiwani Type of facility- Sub- District Hospital Name of the Facility- Siwani
S.no | Equipment category | Equipment name | Qty | Manufacturer | Model | Equipment S.No. | Installation date(m-yy) | Under Warranty(Y=1/N=0) | Warranty Upto(m-yy) | AMC/CMC(Y=1,N=0) | AMC/CMC upto(m/yy) | Working status
[12 empty] | W | NW
1 | Radiology | Xray Unit(60mA) | 1 | Elpro International Ltd | Collimax | 2103 | 08-83 | 0 | N.A | 0 | N.A |  | NW
2 | Radiology | ECG Machine | 1 | BPL | Cardioart-408 | C7C7192 | N.A | 0 | N.A | 0 | N.A | W
3 | Radiology | ECG Machine | 1 | N.A | N.A | N.A | N.A | 0 | N.A | 0 | N.A |  | NW
4 | Radiology | Computerized ECG | 1 | Shenzhen | 1203B | CB1407100010 | 10-14 | 1 | 10-16 | 0 | N.A | W
5 | OT & Laoour Room | Diathermy | 1 | Philips | N.A | N.A | 1983 | 0 | N.A | 0 | N.A |  | NW
6 | OT & Laoour Room | OT Light | 1 | N.A | N.A | N.A | N.A | 0 | N.A | 0 | N.A | W
7 | OT & Laoour Room | suction Machine | 1 | Surgicon | Hi Vacuum | N.A | N.A | 0 | N.A | 0 | N.A | W
8 | OT & Laoour Room | OT Stainless Steel Table | 3 | N.A | N.A | N.A | N.A | 0 | N.A | 0 | N.A | W
9 | OT & Laoour Room | OT Table | 1 | N.A | N.A | N.A | N.A | 0 | N.A | 0 | N.A | W
10 | OT & Laoour Room | Boiler | 2 | Techno India | N.A | N.A | N.A | 0 | N.A | 0 | N.A | W
11 | OT & Laoour Room | Portable OT Light | 1 | N.A | N.A | N.A | N.A | 0 | N.A | 0 | N.A | W
12 | OT & Laoour Room | Radiant Warmer | 2 | Local Made | N.A | N.A | N.A | 0 | N.A | 0 | N.A | W
13 | OT & Laoour Room | Labour Table | 1 | N.A | N.A | N.A | N.A | 0 | N.A | 0 | N.A | W
14 | Laboratory | ILR | 1 | Haier | HBC-70 | BQ49N0031 | 01-07 | 0 | N.A | 0 | N.A | W
15 | Laboratory | ILR | 1 | West frost | MK 142 | 25116747 | 05-93 | 0 | N.A | 0 | N.A | W
16 | Laboratory | Deep Freezer | 1 |  | SB-142 | 24617404 | 05-93 | 0 | N.A | 0 | N.A | W
17 | Laboratory | Boiler | 1 | Techno India | N.A | 34008 | N.A | 0 | N.A | 0 | N.A | W
18 | Laboratory | Centrifuge | 1 | N.A | N.A | N.A | N.A | 0 | N.A | 0 | N.A | W
19 | Laboratory | Centrifuge | 1 | N.A | N.A | N.A | N.A | 0 | N.A | 0 | N.A | W
20 | Laboratory | Refrigrator | 1 | LG | Electrolux GL181 | 702NLPQ002248 | N.A | 0 | N.A | 0 | N.A | W
21 | Laboratory | Microscope | 1 | Labo Optik |  | 88R288 | 03-88 | 0 | N.A | 0 | N.A | W
22 | Laboratory | Microscope | 1 | Olympus | CX21FSI | 3G00041 | 12-03 | 0 | N.A | 0 | N.A | W
23 | Laboratory | Microscope | 1 | Labo Optik | N.A | N.A | 09-83 | 0 | N.A | 0 | N.A |  | NW
24 | Laboratory | Hb Meter | 3 | Linco Science & Instrument Chemical LTD | N.A | N.A | 09-90 | 0 | N.A | 0 | N.A | W
25 | Laboratory | Hb Meter | 2 | Linco Science & Instrument Chemical LTD | N.A | N.A | 12-10 | 0 | N.A | 0 | N.A | W
26 | Laboratory | Glucometer | 1 | Bayer Diagnostics | N.A | N.A | 03-98 | 0 | N.A | 0 | N.A | W
27 | Laboratory | Needle Destroyer | 1 | Microsil | Dust tray | N.A | N.A | 0 | N.A | 0 | N.A | W
28 | Dental | Dental Unit | 1 | Confident | model-4 | N.A | N.A | 0 | N.A | 0 | N.A |  | NW
29 | Dental | BP Apparatus | 5 |  | Amex | N.A | N.A | 0 | N.A | 0 | N.A | W
30 | Dental | Electrical Dental Chair | 1 | Confident | Mookambika | N.A | 2014 | 1 | 2016 | 0 | N.A | W
Contact details : 01664-242110
Facility Incharge : Dr. Randeep Singh Poonia, Civil Surgeon, Bhiwani (HR)
Store Incharge : Dr. Krishan Kumar, Dy. Civil Surgeon (Medical), O/o Civil Surgeon, Bhiwani
Store keeper : Harinder Kumar
Biomedical Engineer : Susheel Kumar
41
42
43
44
45
46
47
48
49

## K.L. Jalan Eye Hospital
MASTER EQUIPMENT BASE
Name of District- Bhiwani Type of facility- District Hospital Name of the Facility- K.L. Jalan Eye Hospital
S.no | Equipment category | Equipment name | Qty | Manufacturer | Model | Equipment S.No. | Installation date(m-yy) | Under Warranty(Y=1/N=0) | Warranty Upto(m-yy) | AMC/CMC(Y=1,N=0) | AMC/CMC upto(m/yy) | Working status
[12 empty] | W | NW
1 | Eye Department | Keratometer | 1 | Omega | N.A | N.A | N.A | 0 | N.A | 0 | N.A |  | NW
2 | Eye Department | Keratometer | 1 | Deepak Enterprises | N.A | N.A | N.A | 0 | N.A | 0 | N.A |  | NW
3 | Eye Department | Keratometer | 1 | Super KMS | KMS6 | 121080719 | N.A | 0 | N.A | 0 | N.A | W
4 | Eye Department | A-Scan | 1 | Innomed Medical Equipment | SM400P | J25-125 | N.A | 0 | N.A | 0 | N.A |  | NW
5 | Eye Department | A-Scan | 1 | Appasamy | N.A | 1910808908 | 05-09 | 0 | N.A | 0 | N.A | W
6 | Eye Department | A-Scan | 1 | Sonomed | Pac Scan | 0300-308-5056 | 05-08 | 0 | N.A | 0 | N.A |  | NW
7 | Eye Department | A-Scan | 1 | Guardian | N.A | N.A | N.A | 0 | N.A | 0 | N.A |  | NW
8 | Eye Department | Operating Microscope | 1 | Nakamura S. Kogyo | wd-200 | 6X359 | N.A | 0 | N.A | 0 | N.A | W
9 | Eye Department | Operating Microscope | 1 | Carl Zeiss | OPM1-FR | 6613510139 | N.A | 0 | N.A | 0 | N.A | W
10 | Eye Department | Operating Microscope | 1 | Guardian oline Inc. | N.A | GRA-376PL | N.A | 0 | N.A | 0 | N.A | W
11 | Eye Department | Operating Microscope | 1 | N.K. | N.A | N.A | N.A | 0 | N.A | 0 | N.A | W
12 | Eye Department | Operating Microscope | 1 | Appasamy | AAOM-10 | N.A | N.A | 0 | N.A | 0 | N.A | W
13 | Eye Department | Operating Microscope | 1 | Nakamura S. Kogyo | N.A | 74369 | N.A | 0 | N.A | 0 | N.A | W
14 | Eye Department | Slit Lamp | 1 | Inami & Co. Ltd. | L-0189 | J04683 | 06-08 | 0 | N.A | 0 | N.A | W
15 | Eye Department | Slit Lamp | 1 | Appasamy | AIA1125 | 151090012 | N.A | 0 | N.A | 0 | N.A | W
16 | Eye Department | Slit Lamp | 1 | Shin Nippon | SL-102 | S1021456 | N.A | 0 | N.A | 0 | N.A | W
17 | Eye Department | Auto Refractometer | 1 | Shin Nippon | Accuref 8001 | 88AE3525 | 05-09 | 0 | N.A | 0 | N.A | W
18 | Eye Department | Opthalmic Yag Laser System | 1 | NIDEK | YC-1600 | 61752 | N.A | 0 | N.A | 0 | N.A | W
19 | Eye Department | Opthalmic Chair | 1 | N.A | N.A | N.A | N.A | 0 | N.A | 0 | N.A |  | NW
20 | Eye Department | Phaco Machine | 1 | N.A | N.A | N.A | N.A | 0 | N.A | 0 | N.A |  | NW
21 | Eye Department | Tanometer | 1 | N.A | N.A | N.A | 08-07 | 0 | N.A | 0 | N.A | W
22 | OT | Bipolar Cautery | 1 | N.A | N.A | N.A | 05-09 | 0 | N.A | 0 | N.A | W
23 | OT | Autoclave Vertical | 2 | N.A | N.A | N.A | N.A | 0 | N.A | 0 | N.A | W
24 | Laboratory | Microscope | 1 | P.Waechter | N.A | N.A | 01-92 | 0 | N.A | 0 | N.A |  | NW
25 | Laboratory | Glucometer | 1 | N.A | N.A | N.A | 07-08 | 0 | N.A | 0 | N.A | W
Contact details : 01664-242110
Facility Incharge : Dr. Randeep Singh Poonia, Civil Surgeon, Bhiwani (HR)
Store Incharge : Dr. Krishan Kumar, Dy. Civil Surgeon (Medical), O/o Civil Surgeon, Bhiwani
Store keeper : Harinder Kumar
Biomedical Engineer : Susheel Kumar

## SDH Devrala
MASTER EQUIPMENT BASE
Name of District- Bhiwani Type of facility- District Hospital Name of the Facility- Devrala
S.no | Equipment category | Equipment name | Qty | Manufacturer | Model | Equipment S.No. | Installation date(m-yy) | Under Warranty(Y=1/N=0) | Warranty Upto(m-yy) | AMC/CMC(Y=1,N=0) | AMC/CMC upto(m/yy) | Working status
[12 empty] | W | NW
1 | Dental | Dental chair | 1 | Suzdent | N.A. | N.A. | N.A. | 0 | N.A. | 0 | N.A. | W
2 | Labour Room | Radiant warmer | 1 | N.A. | N.A. | N.A. | N.A. | 0 | N.A. | 0 | N.A. | W
3 | Labour Room | Phototherphy | 1 | N.A. | N.A. | N.A. | 06-08 | 0 | N.A. | 0 | N.A. | W
4 | Labour Room | Suction Electrical | 1 | N.A. | N.A. | N.A. | 01-06 | 0 | N.A. | 0 | N.A. | W
5 | Labour Room | O2 Cylinder | 2 | N.A. | N.A. | N.A. | N.A. | 0 | N.A. | 0 | N.A. | W
6 | Labour Room | Needle cutter | 2 | N.A. | N.A. | N.A. | N.A. | 0 | N.A. | 0 | N.A. | W
7 | Labour Room | Weight machine | 1 | Crown | N.A. | N.A. | N.A. | 0 | N.A. | 0 | N.A. | W
8 | Labour Room | Shadowless Lamp | 1 | N.A. | N.A. | N.A. | N.A. | 0 | N.A. | 0 | N.A. | W
9 | Labour Room | Labour Table | 1 | N.A. | N.A. | N.A. | N.A. | 0 | N.A. | 0 | N.A. | W
10 | Labour Room | Foetal Doppler | 1 | Lifex | Model-05 | N.A. | N.A. | 0 | N.A. | 0 | N.A. | W
11 | Labour Room | BP Appartus | 3 | DIAMOND | N.A. | N.A. | N.A. | 0 | N.A. | 0 | N.A. | W
12 | Labour Room | Sterlizer | 2 | N.A. | N.A. | N.A. | N.A. | 0 | N.A. | 0 | N.A. | W
13 | Labour Room | Autoclave | 1 | N.A. | N.A. | N.A. | 10-05 | 0 | N.A. | 0 | N.A. | W
14 | Labour Room | Nebulizer | 1 | Omron | N.A. | N.A. | 2011 | 0 | N.A. | 0 | N.A. | W
15 | Labour Room | Ambu bag | 3 | N.A. | N.A. | N.A. | N.A. | 0 | N.A. | 0 | N.A. | W
16 | Labour Room | Wheel Chair | 1 | N.A. | N.A. | N.A. | N.A. | 0 | N.A. | 0 | N.A. | W
17 | Laboratory | ILR | 1 | N.A. | N.A. | N.A. | N.A. | 0 | N.A. | 0 | N.A. | W
18 | Laboratory | Deep Freezer | 1 | N.A. | N.A. | N.A. | N.A. | 0 | N.A. | 0 | N.A. | W
19 | Laboratory | Microscope Monuclear | 1 | N.A. | N.A. | N.A. | N.A. | 0 | N.A. | 0 | N.A. |  | NW
Contact details : 01664-242110
Facility Incharge : Dr. Randeep Singh Poonia, Civil Surgeon, Bhiwani (HR)
Store Incharge : Dr. Krishan Kumar, Dy. Civil Surgeon (Medical), O/o Civil Surgeon, Bhiwani
Store keeper : Harinder Kumar
Biomedical Engineer : Susheel Kumar

## CHC Bond Kalan
MASTER EQUIPMENT BASE
Name of District- Bhiwani Type of facility- CHC Name of the Facility- Bond Kalan
S.no | Equipment category | Equipment name | Qty | Manufacturer | Model | Equipment S.No. | Installation date(m-yy) | Under Warranty(Y=1/N=0) | Warranty Upto(m-yy) | AMC/CMC(Y=1,N=0) | AMC/CMC upto(m/yy) | Working status
[12 empty] | W | NW
1 | Immunization | Deep Freezer | 1 | Haier | N.A | N.A | N.A | 0 | N.A | 0 | N.A | W
2 | Immunization | ILR | 1 | Vestfrost | N.A | N.A | N.A | 0 | N.A | 0 | N.A | W
3 | Radiology | X Ray Plant | 1 | Allengers | 100 mA | N.A | N.A | 0 | N.A | 0 | N.A | W
4 | Dental | Dental Chair | 1 | Confident | N.A | DK28671806E | N.A | 0 | N.A | 0 | N.A | W
5 | Labour Room | Needle Destroyer | 1 | Microsil | Dust Tray | N.A | N.A | 0 | N.A | 0 | N.A | W
6 | Labour Room | Autoclave(Verticle) | 1 | Visco | A-7 | 991 | 1985 | 0 | N.A | 0 | N.A |  | NW
7 | Labour Room | Portable OT Light | 1 | Arko | N.A | N.A | N.A | 0 | N.A | 0 | N.A |  | NW
8 | Labour Room | OT Table(Stainless Steel) | 4 | N.A | N.A | N.A | N.A | 0 | N.A | 0 | N.A | W
9 | Labour Room | Boiler | 1 | Techno | N.A | 30211 | N.A | 0 | N.A | 0 | N.A | W
10 | Labour Room | Laproscope | 1 | N.A | Single Puncture | N.A | N.A | 0 | N.A | 0 | N.A | W
11 | Labour Room | Suction Machine- Electrical | 1 | N.A | N.A | N.A | N.A | 0 | N.A | 0 | N.A |  | NW
12 | Labour Room | Radient Heat Warmer | 1 | Pheonix | OCW100 | N.A | 2012 | 0 | N.A | 0 | N.A | W
13 | k | Boiler | 1 | Local Make | N.A | N.A | N.A | 0 | N.A | 0 | N.A | W
14 | Labour Room | Baby Weighing Machine | 1 | Docbel | N.A | N.A | N.A | 0 | N.A | 0 | N.A | W
15 | ECG | Ecg Machine | 1 | BPL | Cardioart 408 | N.A | N.A | 0 | N.A | 0 | N.A |  | NW
16 | Dental | Dental Chair- Electrical operated | 1 | Confident | Mookambika | N.A | 2013 | 1 | 2015 | 0 | N.A
17 | ECG | Computerized Ecg | 1 | Shenzhen | 1203B | CB1407100012 | 10-14 | 1 | 10-16 | 0 | N.A | W
Contact details : 01664-242110
Facility Incharge : Dr. Randeep Singh Poonia, Civil Surgeon, Bhiwani (HR)
Store Incharge : Dr. Krishan Kumar, Dy. Civil Surgeon (Medical), O/o Civil Surgeon, Bhiwani
Store keeper : Harinder Kumar
Biomedical Engineer : Susheel Kumar

## CHC Dhanana
MASTER EQUIPMENT BASE
Name of District- Bhiwani Type of facility- CHC Name of the Facility- Dhanana
S.no | Equipment category | Equipment name | Qty | Manufacturer | Model | Equipment S.No. | Installation date(m-yy) | Under Warranty(Y=1/N=0) | Warranty Upto(m-yy) | AMC/CMC(Y=1,N=0) | AMC/CMC upto(m/yy) | Working status
[12 empty] | W | NW
1 | Radiology | X-ray Machine 100 mA | 1 | Allengers | 100FCFMP | 98203207 | 1998 | 0 | N.A. | 0 | N.A. | W
2 | Labour Room | Autoclave | 3 | N.A. | N.A. | N.A. | 2009-01-04 | 0 | N.A. | 0 | N.A. | W
3 | Labour Room | Electric Sterrlizer | 2 | N.A. | N.A. | N.A. | N.A. | 0 | N.A. | 0 | N.A. | W
4 | Labour Room | Suction Machinne | 1 | Monarch |  | 689304 | N.A. | 0 | N.A. | 0 | N.A. | W
5 | Labour Room | Suction Machine Foot | 2 | N.A. | N.A. | N.A. | N.A. | 0 | N.A. | 0 | N.A. | W
6 | Labour Room | Foetal doppler | 1 | N.A. | N.A. | N.A. | N.A. | 0 | N.A. | 0 | N.A. | W
7 | Labour Room | Weighing Machine | 1 | CROWN | N.A. | N.A. | N.A. | 0 | N.A. | 0 | N.A. | W
8 | Labour Room | Needle Cutter | 4 | N.A. | N.A. | N.A. | N.A. | 0 | N.A. | 0 | N.A. | W
9 | Labour Room | Radiant Warmer | 1 | Local Make | Servo type | N.A. | N.A. | 0 | N.A. | 0 | N.A. | W
10 | Labour Room | OxygenvCylinder | 3 | N.A. | N.A. | N.A. | N.A. | 0 | N.A. | 0 | N.A. | W
11 | Labour Room | Weight Machine Adult | 1 | N.A. | N.A. | N.A. | N.A. | 0 | N.A. | 0 | N.A. | W
12 | Labour Room | Labour TABLE | 2 | N.A. | N.A. | N.A. | N.A. | 0 | N.A. | 0 | N.A. | W
13 | ECG Diagnosis | Computerized ECG | 1 | Shenzhen | 1203B | CB1407100116 | 10-14 | 1 | 10-16 | 0 | N.A. | W
14 | Dental Department | Dental Chair | 1 | Confident | Mookambika |  | 2013 | 1 | 2015 | 0 | N.A. | W
15 | Immunization | Deep Freezer | 1 | Vestfrost | MF-144 | N.A. | N.A. | 0 | N.A. | 0 | N.A. | W
16 | Immunization | ILR | 1 | Vestfrost | NMK-142 | N.A. | N.A. | 0 | N.A. | 0 | N.A. | W
17 | Laboratory | Microscope (Binuclear) | 1 | Olympus | N.A. | N.A. | N.A. | 0 | N.A. | 0 | N.A. | No | NW
18 | Laboratory | Centrifuge | 1 | N.A. | N.A. | N.A. | N.A. | 0 | N.A. | 0 | N.A. | W
Contact details : 01664-242110
Facility Incharge : Dr. Randeep Singh Poonia, Civil Surgeon, Bhiwani (HR)
Store Incharge : Dr. Krishan Kumar, Dy. Civil Surgeon (Medical), O/o Civil Surgeon, Bhiwani
Store keeper : Harinder Kumar
Biomedical Engineer : Susheel Kumar

## CHC Gopi
MASTER EQUIPMENT BASE
Name of District- Bhiwani Type of facility- CHC Name of the Facility- Gopi
S.no | Equipment category | Equipment name | Qty | Manufacturer | Model | Equipment S.No. | Installation date(m-yy) | Under Warranty(Y=1/N=0) | Warranty Upto(m-yy) | AMC/CMC(Y=1,N=0) | AMC/CMC upto(m/yy) | Working status
[12 empty] | W | NW
1 | Labour Room | Open Care Warmer | 1 | Phoenix | OCW100 | TU1125 | 29.03.2012 | 0 | N.A. | 0 | N.A. |  | NW
2 | Labour Room | Delivery Table | 2 | N.A. | N.A. | N.A. | 17.09.2010 | 0 | N.A. | 0 | N.A. | W
3 | Labour Room | Suction Machine(Electrical) | 1 | Monarch | MSIRGO2 | 629304 | N.A. | 0 | N.A. | 0 | N.A. | W
4 | Labour Room | Verticle Autoclave | 1 | N.A. | N.A. | N.A. | 23.03.2012 | 0 | N.A. | 0 | N.A. | W
5 | Labour Room | Needle Cutter | 1 | N.A. | N.A. | N.A. | N.A. | 0 | N.A. | 0 | N.A. | W
6 | Labour Room | Room Heater(Oil Filled) | 1 | Euronics | N.A. | N.A. | N.A. | 0 | N.A. | 0 | N.A. | W
7 | Labour Room | Sterlizer | 1 | N.A. | N.A. | N.A. | N.A. | 0 | N.A. | 0 | N.A. | W
8 | Labour Room | Weighing Machine | 1 | N.A. | N.A. | N.A. | 17.09.2010 | 0 | N.A. | 0 | N.A. | W
9 | Labour Room | Portable Light | 1 | N.A. | N.A. | N.A. | 23.02.2013 | 0 | N.A. | 0 | N.A. | W
10 | Labour Room | Invertor | 1 | Microtak | N.A. | N.A. | N.A. | 0 | N.A. | 0 | N.A. | W
11 | Labour Room | Laryngoscope | 1 | N.A. | N.A. | N.A. | 29.03.2012 | 0 | N.A. | 0 | N.A. | W
12 | Labour Room | Vaporiser | 1 | Jambo | N.A. | N.A. | N.A. | 0 | N.A. | 0 | N.A. | W
13 | Labour Room | Glucometer | 1 | N.A. | N.A. | N.A. | 29.03.2012 | 0 | N.A. | 0 | N.A. | W
14 | Labour Room | Foetal Doppler | 1 | N.A. | N.A. | N.A. | 17.9.2010 | 0 | N.A. | 0 | N.A. | W
15 | Labour Room | Standing B.P Apparatus | 1 | N.A. | N.A. | N.A. | 28.01.2013 | 0 | N.A. | 0 | N.A. | W
16 | Labour Room | Ambu Bag 500ml | 2 | N.A. | N.A. | N.A. | N.A. | 0 | N.A. | 0 | N.A. | W
17 | Labour Room | Foot Operated Suction Machine | 1 | N.A. | N.A. | N.A. | 29.03.2012 | 0 | N.A. | 0 | N.A. | W
18 | Labour Room | Centrifuge | N.A. | N.A. | N.A. | N.A. | 0 | 0 | N.A. | 0 | N.A. | W
19 | Operation Theatre | Focus Light | 1 | N.A. | N.A. | N.A. | N.A. | 0 | N.A. | 0 | N.A. | W
20 | Operation Theatre | Sterliser | 1 | N.A. | N.A. | N.A. | N.A. | 0 | N.A. | 0 | N.A. | W
21 | Operation Theatre | Invertor | 1 | N.A. | N.A. | N.A. | N.A. | 0 | N.A. | 0 | N.A. | W
22 | Operation Theatre | Suction Machinr | 1 | N.A. | N.A. | N.A. | N.A. | 0 | N.A. | 0 | N.A. | W
23 | Operation Theatre | Syringe Cutter | 1 | N.A. | N.A. | N.A. | N.A. | 0 | N.A. | 0 | N.A. | W
24 | Operation Theatre | Weighing Machine | 1 | N.A. | N.A. | N.A. | N.A. | 0 | N.A. | 0 | N.A. | W
25 | Operation Theatre | Boyales Appartus | 1 | Allied Medical | N.A. | N.A. | 2014 | 1 | 2016 | 0 | N.A. | W
26 | Operation Theatre | O.T Table | 1 | N.A. | N.A. | N.A. | N.A. | 0 | N.A. | 0 | N.A. | W
27 | Laboratory | Oven | 1 | Swastika | N.A. | N.A. | N.A. | 0 | N.A. | 0 | N.A. | W
28 | Laboratory | Binocular Microscope | 1 | Labomed | CFL Plus | 8933 | 27.03.2000 | 0 | N.A. | 0 | N.A. | W
29 | Laboratory | Monocular Microscope | 2 | Labomed | N.A. | N.A. | N.A. | 0 | N.A. | 0 | N.A. | W
30 | Laboratory | Binocular Microscope | 1 | Olympus | CX21 | 3G00199 | 25.09.2009 | 0 | N.A. | 0 | N.A. | W
31 | Laboratory | Haemoctometer | 1 | N.A. | N.A. | N.A. | N.A. | 0 | N.A. | 0 | N.A. | W
32 | Laboratory | Centrifuge Machine | 1 | N.A. | N.A. | N.A. | 25.09.2009 | 0 | N.A. | 0 | N.A. | W
33 | Laboratory | PH Meter Digital | 1 | N.A. | N.A. | N.A. | N.A. | 0 | N.A. | 0 | N.A. | W
34 | Laboratory | Sterliser | 1 | N.A. | N.A. | N.A. | 25.09.2009 | 0 | N.A. | 0 | N.A. | W
35 | Laboratory | Electronic Balance | 1 | N.A. | N.A. | N.A. | N.A. | 0 | N.A. | 0 | N.A. | W
36 | Laboratory | Hb Meter | 1 | N.A. | N.A. | N.A. | 23.03.2010 | 0 | N.A. | 0 | N.A. | W
37 | Laboratory | VDRL Rotator | 1 | Jainco | N.A. | N.A. | N.A. | 0 | N.A. | 0 | N.A. | W
38 | Laboratory | Hot Plate | 1 | N.A. | N.A. | N.A. | 25.09.2009 | 0 | N.A. | 0 | N.A. | W
39 | Laboratory | Deep Freezer | 1 | Haier | N.A. | N.A. | N.A. | 0 | N.A. | 0 | N.A. | W
40 | Laboratory | ILR | 1 | Vestfrost | N.A. | N.A. | 30.05.1996 | 0 | N.A. | 0 | N.A. | W
41 | Dental Department | Dental Chair Unit | 1 | N.A. | N.A. | N.A. | 1989 | 0 | N.A. | 0 | N.A. | W
42 | Electrical Equipment | Generator | 1 | Suzuki | N.A. | N.A. | N.A. | 0 | N.A. | 0 | N.A. | W
43 | Diagnosis | Computerized ECG | 1 | Shenzhen | 1203B | N.A. | 10-14 | 1 | 10-16 | 0 | N.A. | W
Contact details : 01664-242110
Facility Incharge : Dr. Randeep Singh Poonia, Civil Surgeon, Bhiwani (HR)
Store Incharge : Dr. Krishan Kumar, Dy. Civil Surgeon (Medical), O/o Civil Surgeon, Bhiwani
Store keeper : Harinder Kumar
Biomedical Engineer : Susheel Kumar

## CHC Jojhu Kalan
MASTER EQUIPMENT BASE
Name of District- Bhiwani Type of facility- CHC Name of the Facility- Jojhu Kalan
S.no | Equipment category | Equipment name | Qty | Manufacturer | Model | Equipment S.No. | Installation date(m-yy) | Under Warranty(Y=1/N=0) | Warranty Upto(m-yy) | AMC/CMC(Y=1,N=0) | AMC/CMC upto(m/yy) | Working status
[12 empty] | W | NW
1 | Dental Department | Dentat Chair | 1 | Confident | IV | 7039 | N.A. | 0 | N.A. | 0 | N.A. |  | NW
2 | Dental Department | Dental X-ray | 1 | Techmac | N.A. | N.A. | 2010 | 0 | N.A. | 0 | N.A. | W
3 | Dental Department | Scaler | 1 | Superia | N.A. | 40498410 | 2012 | 0 | N.A. | 0 | N.A. | W
4 | Labour Room & O.T. | Radiant Warmer | 1 | Pheonix | OCW 100 | TU1120 | 2012-08-08 | 0 | N.A. | 1 | 08-15 | W
5 | Labour Room & O.T. | Oxygen Cylinder | 1 | N.A. | N.A. | N.A. | N.A. | 0 | N.A. | 0 | N.A. | W
6 | Labour Room & O.T. | Nebulizer | 2 | N.A. | N.A. | N.A. | N.A. | 0 | N.A. | 0 | N.A. | W
7 | Labour Room & O.T. | Laryangoscope | 2 | N.A. | N.A. | N.A. | N.A. | 0 | N.A. | 0 | N.A. | W
8 | Labour Room & O.T. | Resuciator 250 ml | 2 | N.A. | N.A. | N.A. | N.A. | 0 | N.A. | 0 | N.A. | W
9 | Labour Room & O.T. | Resuciator 500 ml | 1 | N.A. | N.A. | N.A. | N.A. | 0 | N.A. | 0 | N.A. | W
10 | Labour Room & O.T. | Suction machine Electrical | 1 | Monark Surgicals | N.A. | N.A. | N.A. | 0 | N.A. | 0 | N.A. | W
11 | Labour Room & O.T. | O.T. Table | 1 |  | N.A. | N.A. | N.A. | 0 | N.A. | 0 | N.A. |  | NW
12 | Labour Room & O.T. | Shadowless Mobile O.T. light | 1 | Erko | N.A. | N.A. | N.A. | 0 | N.A. | 0 | N.A. | W
13 | Labour Room & O.T. | Boiler | 1 | Local Made | N.A. | N.A. | N.A. | 0 | N.A. | 0 | N.A. | W
14 | Labour Room & O.T. | Weighing Machine | 1 | Crown | N.A. | N.A. | N.A. | 0 | N.A. | 0 | N.A. | W
15 | Labour Room & O.T. | Labour Table | 2 | Local Made | N.A. | N.A. | N.A. | 0 | N.A. | 0 | N.A. | W
16 | Labour Room & O.T. | Foetal Doppler | 2 | N.A. | N.A. | N.A. | 2012 | 0 | N.A. | 0 | N.A. | W
17 | Labour Room & O.T. | BP Appartus | 1 | Diamond | N.A. | N.A. | N.A. | 0 | N.A. | 0 | N.A. | W
18 | Labour Room & O.T. | Beds in Labour Room | 2 | Local Made | N.A. | N.A. | N.A. | 0 | N.A. | 0 | N.A. | W
19 | Immunization | ILR | 1 | Haier | N.A. | N.A. | N.A. | 0 | N.A. | 0 | N.A. | W
20 | Immunization | Deep Freezer | 1 | Haier | N.A. | N.A. | N.A. | 0 | N.A. | 0 | N.A. | W
21 | Laboratory | Microscope | 2 | Olympus | CX2113I | 3G00336 | N.A. | 0 | N.A. | 0 | N.A. | W
22 | Laboratory | Calorimeter | 1 | N.A. | N.A. | N.A. | N.A. | 0 | N.A. | 0 | N.A. | W
23 | Laboratory | Centrifuge | 1 | N.A. | N.A. | N.A. | N.A. | 0 | N.A. | 0 | N.A. | W
24 | Laboratory | HB meter | 1 | Local Made | N.A. | N.A. | N.A. | 0 | N.A. | 0 | N.A. | W
25 | Laboratory | Needle Cutter Electric | 1 | Microsil | N.A. | N.A. | N.A. | 0 | N.A. | 0 | N.A. | W
26 | Laboratory | Autoclave | 1 | Local Made | N.A. | N.A. | N.A. | 0 | N.A. | 0 | N.A. | W
27 | Radiology | X-ray View Box | 1 | Local Made | N.A. | N.A. | N.A. | 0 | N.A. | 0 | N.A. | W
28 | Radiology | Xray machine | 1 | GE | Elparo International | N.A. | 1985 | 0 | N.A. | 0 | N.A. |  | NW
29 | ECG Diagnosis | Computerized ECG | 1 | Shenzhen | 1203B | CB1407100140 | 10-14 | 1 | 10-16 | 0 | N.A. | W
Contact details : 01664-242110
Facility Incharge : Dr. Randeep Singh Poonia, Civil Surgeon, Bhiwani (HR)
Store Incharge : Dr. Krishan Kumar, Dy. Civil Surgeon (Medical), O/o Civil Surgeon, Bhiwani
Store keeper : Harinder Kumar
Biomedical Engineer : Susheel Kumar

## CHC Kairu
MASTER EQUIPMENT BASE
Name of District- Bhiwani Type of facility- CHC Name of the Facility- Kairu
S.no | Equipment category | Equipment name | Qty | Manufacturer | Model | Equipment S.No. | Installation date(m-yy) | Under Warranty(Y=1/N=0) | Warranty Upto(m-yy) | AMC/CMC(Y=1,N=0) | AMC/CMC upto(m/yy) | Working status
[12 empty] | W | NW
1 | Dental Department | Dentat Chair | 1 | Anbassador | N.A. | N.A. | N.A. | 0 | N.A. | 0 | N.A. |  | NW
2 | Dental Department | Dental X-ray | 1 | Eltop | N.A. | N.A. | N.A. | 0 | N.A. | 0 | N.A. |  | NW
3 | Labour Room & O.T. | Radiant Warmer | 1 | N.A. | Manual | N.A. | 2009-01-04 | 0 | N.A. | 0 | N.A. | W
4 | Labour Room & O.T. | Radiant Warmer | 1 | Pheonix | OCW 100 | N.A. | 29/3/12 | 0 | N.A. | 1 | 08-15 | W
5 | Labour Room & O.T. | Suction machine Electrical | 2 | Anand Surgicals | surgix | N.A. | N.A. | 0 | N.A. | 0 | N.A. | W
6 | Labour Room & O.T. | Shadowless Mobile O.T. light | 1 | Arko | N.A. | N.A. | N.A. | 0 | N.A. | 0 | N.A. | W
7 | Labour Room & O.T. | Shadowless Mobile O.T. light | 1 | Siemens | N.A. | 8616 | N.A. | 0 | N.A. | 0 | N.A. | W
8 | Labour Room & O.T. | Sterlizer | 2 | Equipnotdecharge | N.A. | 405 | 2013-12-02 | 0 | N.A. | 0 | N.A. | W
9 | Labour Room & O.T. | Weighing Machine | 1 | N.A. | N.A. | N.A. | N.A. | 0 | N.A. | 0 | N.A. | W
10 | Labour Room & O.T. | O.T Table Hydraulic | 2 | N.A. | N.A. | N.A. | N.A. | 0 | N.A. | 0 | N.A. | W
11 | Labour Room & O.T. | Foetal Doppler | 1 | N.A. | N.A. | N.A. | N.A. | 0 | N.A. | 0 | N.A. | W
12 | Labour Room & O.T. | BP Appartus | 7 | N.A. | N.A. | N.A. | N.A. | 0 | N.A. | 0 | N.A. |  | NW
13 | Labour Room & O.T. | Autoclave | 2 | N.A. | N.A. | N.A. | 2009-01-04 | 0 | N.A. | 0 | N.A. | W
14 | Labour Room & O.T. | Autoclave | 1 | N.A. | N.A. | N.A. | N.A. | 0 | N.A. | 0 | N.A. |  | NW
15 | Labour Room & O.T. | weight machine adult | 2 | N.A. | N.A. | N.A. | N.A. | 0 | N.A. | 0 | N.A. | W
16 | Labour Room & O.T. | Oxygen Cylinder | 4 | N.A. | N.A. | N.A. | N.A. | 0 | N.A. | 0 | N.A. | W
17 | Labour Room & O.T. | Nebulizer | 1 | Redynuby | N.A. | N.A. | Feb,2013 | 0 | N.A. | 0 | N.A. | W
18 | Labour Room & O.T. | Laryangoscope | 1 | N.A. | N.A. | N.A. | N.A. | 0 | N.A. | 0 | N.A. | W
19 | Labour Room & O.T. | Resuciator 250 ml | 1 | N.A. | N.A. | N.A. | N.A. | 0 | N.A. | 0 | N.A. | W
20 | Labour Room & O.T. | Resuciator 500 ml | 1 | N.A. | N.A. | N.A. | N.A. | 0 | N.A. | 0 | N.A. | W
21 | Laboratory | Microscope Binuclear | 1 | N.A. | N.A. | N.A. | N.A. | 0 | N.A. | 0 | N.A. | W
22 | Laboratory | Centrifuge | 1 | N.A. | N.A. | N.A. | N.A. | 0 | N.A. | 0 | N.A. | W
23 | Laboratory | HB meter | 1 | N.A. | N.A. | N.A. | N.A. | 0 | N.A. | 0 | N.A. | W
24 | Diagnostic | ECG Single Channel | 1 | Cardiomin | BMO3B | 6M530 | 2009-01-04 | 0 | N.A. | 0 | N.A. |  | NW
27 | Diagnostic | Computerized ECG | 1 | Shenzhen | 1203 B | CB1407100157 | 20-10-14 | 1 | 19-10-16 | 0 | N.A. | W
Contact details : 01664-242110
Facility Incharge : Dr. Randeep Singh Poonia, Civil Surgeon, Bhiwani (HR)
Store Incharge : Dr. Krishan Kumar, Dy. Civil Surgeon (Medical), O/o Civil Surgeon, Bhiwani
Store keeper : Harinder Kumar
Biomedical Engineer : Susheel Kumar

## CHC Loharu
MASTER EQUIPMENT BASE
Name of District- Bhiwani Type of facility- CHC Name of the Facility- Loharu
S.no | Equipment category | Equipment name | Qty | Manufacturer | Model | Equipment S.No. | Installation date(m-yy) | Under Warranty(Y=1/N=0) | Warranty Upto(m-yy) | AMC/CMC(Y=1,N=0) | AMC/CMC upto(m/yy) | Working status
[12 empty] | W | NW
1 | Radiology | X-ray Machine 300 mA | 1 | Medford | MXD-30(300mA) | 70703 | 18/7/2007 | 0 | N.A. | 0 | N.A. | W
2 | Radiology | X-ray Machine | 1 | N.A. | N.A. | N.A. | N.A. | 0 | N.A. | 0 | N.A. |  | NW
3 | Mortuary | Mortuty Chamber 2 Body | 1 | N.A. | N.A. | N.A. | N.A. | 0 | N.A. | 0 | N.A. | W
4 | Labour Room & OT | Autoclave | 1 | Shiva | N.A. | N.A. | 2009-01-04 | 0 | N.A. | 0 | N.A. | W
5 | Labour Room & OT | Electric Sterrlizer | 2 | N.A. | N.A. | N.A. | 2012-09-08 | 0 | N.A. | 0 | N.A. | W
6 | Labour Room & OT | Suction Machinne | 3 | N.A. | N.A. | N.A. | N.A. | 0 | N.A. | 0 | N.A. | W
7 | Labour Room & OT | Suction Machine Foot | 2 | N.A. | N.A. | N.A. | N.A. | 0 | N.A. | 0 | N.A. | W
8 | Labour Room & OT | Foetal doppler | 1 | N.A. | N.A. | N.A. | N.A. | 0 | N.A. | 0 | N.A. | W
9 |  |  |  | N.A. | N.A. | N.A. | N.A. | 0 | N.A. | 0 | N.A.
10 | Labour Room & OT | Weighing Machine | 2 | N.A. | N.A. | N.A. | N.A. | 0 | N.A. | 0 | N.A. | W
11 | Labour Room & OT | Needle Cutter | 10 | N.A. | N.A. | N.A. | N.A. | 0 | N.A. | 0 | N.A. | W
12 | Labour Room & OT | O.T. Table | 1 | N.A. | N.A. | N.A. | N.A. | 0 | N.A. | 0 | N.A. | W
13 | Labour Room & OT | Radiant Warmer | 1 | Pheonix | OCW 100 | N.A. | 2012 | 0 | N.A. | 1 | 10-15 | W
14 | Labour Room & OT | Radiant Warmer | 1 | Nice Neotech | 20075 | 141507001707.. | 13/9/14 | 0 | N.A. | 0 | N.A. | W
15 | Labour Room & OT | Shadowless Lamp | 2 | N.A. | N.A. | N.A. | N.A. | 0 | N.A. | 0 | N.A. | W
16 | Labour Room & OT | Ceiling O.T. Light | 2 | N.A. | N.A. | N.A. | N.A. | 0 | N.A. | 0 | N.A. | W | NW
17 | Labour Room & OT | OxygenvCylinder | 4 | N.A. | N.A. | N.A. | N.A. | 0 | N.A. | 0 | N.A. | W
18 | Labour Room & OT | Nebulizer | 1 | N.A. | N.A. | N.A. | N.A. | 0 | N.A. | 0 | N.A. | W
19 | Dental Deptt | Dental Chair (Electrical( | 1 | Confident | Mookambika | N.A. | 2013 | 0 | N.A. | 0 | N.A. | W
20 | Immunization | Deep Freezer | 1 | Vestfrost | MF-144 | 84909145 | N.A. | 0 | N.A. | 0 | N.A. | W
21 | Immunization | ILR | 1 | Vestfrost | NMK-142 | 50213517 | N.A. | 0 | N.A. | 0 | N.A. | W
22 | Laboratory | Microscope | 4 | Olympus | N.A. | N.A. | N.A. | 0 | N.A. | 0 | N.A. |  | NW
23 | Laboratory | Blood Storage Refrigerators | 1 | Rajas Enterprises | N.A. | N.A. | N.A. | 0 | N.A. | 0 | N.A. | W
24 | Laboratory | Centrifuge | 1 | N.A. | N.A. | N.A. | N.A. | 0 | N.A. | 0 | N.A. | W
25 | Laboratory | Colorimeter | 1 | Alpine | 18-2010-1020 | N.A. | N.A. | 0 | N.A. | 0 | N.A. | W
26 | Laboratory | Incubator | 1 | N.A. | N.A. | N.A. | N.A. | 0 | N.A. | 0 | N.A. | W
27 | Electrical Equipment | Silent Genrator | 1 | Frig India | 20 KW | N.A. | N.A. | 0 | N.A. | 0 | N.A. | W
28 | ECG Diagnosis | Computerized Ecg | 1 | Shenzhen | 1203 B | CB1407100161 | 29/10/14 | 1 | 28/10/16 | 0 | N.A. | W
Contact details : 01664-242110
Facility Incharge : Dr. Randeep Singh Poonia, Civil Surgeon, Bhiwani (HR)
Store Incharge : Dr. Krishan Kumar, Dy. Civil Surgeon (Medical), O/o Civil Surgeon, Bhiwani
Store keeper : Harinder Kumar
Biomedical Engineer : Susheel Kumar

## CHC Miran
MASTER EQUIPMENT BASE
Name of District- Bhiwani Type of facility- CHC Name of the Facility- Miran
S.no | Equipment category | Equipment name | Qty | Manufacturer | Model | Equipment S.No. | Installation date(m-yy) | Under Warranty(Y=1/N=0) | Warranty Upto(m-yy) | AMC/CMC(Y=1,N=0) | AMC/CMC upto(m/yy) | Working status
[12 empty] | W | NW
1 | Immunization | Deep Freezer | 1 | Haier | N.A. | N.A. | N.A. | 0 | N.A. | N.A. | 0 | W
2 | Immunization | ILR | 1 | Vestfrost | N.A. | N.A. | N.A. | 0 | N.A. | N.A. | 0 | W
3 | Radiology | Mobile X-ray Machine | 1 | Allengers | 100 mA | N.A. | N.A. | 0 | N.A. | N.A. | 0 | W
4 | Labour Room | Needle Destroyer | 1 | Microsil | Dusttrya | N.A. | N.A. | 0 | N.A. | N.A. | 0 | W
5 | Labour Room | Autoclave(Verticle) | 1 | Local Make | N.A. | N.A. | N.A. | 0 | N.A. | N.A. | 0 | W
6 | Labour Room | Portable OT Light | 1 | Local Make | N.A. | N.A. | N.A. | 0 | N.A. | N.A. | 0 | W
7 | Labour Room | OT Table(Stainless Steel) | 2 | Local Make | N.A. | N.A. | N.A. | 0 | N.A. | N.A. | 0 | W
8 | Labour Room | Boiler | 1 | Local Make | N.A. | N.A. | N.A. | 0 | N.A. | N.A. | 0 | W
9 | Labour Room | Suction Machine- | 1 | Anand | Electrical | N.A. | N.A. | 0 | N.A. | N.A. | 0 | W
10 | Labour Room | Radient Heat Warmer | 1 | Local Make | Servo type | N.A. | N.A. | 0 | N.A. | N.A. | 0 | W
11 | Labour Room | Baby Weighing Machine | 1 | Crown | N.A. | N.A. | N.A. | 0 | N.A. | N.A. | 0 | W
12 | Labour Room | OT Light Portable | 1 | N.A. | N.A. | N.A. | N.A. | 0 | N.A. | N.A. | 0 |  | NW
13 | Laboratory | Hb Meter | 3 | N.A. | N.A. | N.A. | N.A. | 0 | N.A. | N.A. | 0 | W
14 | Laboratory | Microscope | 1 | Labo | N.A. | N.A. | N.A. | 0 | N.A. | N.A. | 0 | W
15 | Laboratory | Refrigrator | N.A. | N.A. | N.A. | N.A. | N.A. | 0 | N.A. | N.A. | 0 | W
16 | ECG Diagnosis | Computerized ECG | 1 | Shenzhen | 1203B | c31407100083 | 29-10-14 | 1 | 29-10-16 | N.A. | 0 | W
17 | Dental Department | Dental Chair Electrical | 1 | Confident | Mookambika |  | 2013 | 1 | 2015 | N.A. | 0 | W
Contact details : 01664-242110
Facility Incharge : Dr. Randeep Singh Poonia, Civil Surgeon, Bhiwani (HR)
Store Incharge : Dr. Krishan Kumar, Dy. Civil Surgeon (Medical), O/o Civil Surgeon, Bhiwani
Store keeper : Harinder Kumar
Biomedical Engineer : Susheel Kumar

## CHC Manheru
MASTER EQUIPMENT BASE
Name of District- Bhiwani Type of facility- CHC Name of the Facility- Manheru
S.no | Equipment category | Equipment name | Qty | Manufacturer | Model | Equipment S.No. | Installation date(m-yy) | Under Warranty(Y=1/N=0) | Warranty Upto(m-yy) | AMC/CMC(Y=1,N=0) | AMC/CMC upto(m/yy) | Working status
[12 empty] | W | NW
1 | Radiology | X ray machine | 1 | Allengers | 100 mA | 9803206 | 1997 | 0 | N.A. | 0 | N.A. | W | Functional
2 | Immunization | ILR | 1 | Vestfrost | NMK-142 | 50213124 | N.A. | 0 | N.A. | 0 | N.A. | W
3 | Immunization | Deep Freezer | 1 | Haier | HBP-116 | BE0444E260B2A50065 | N.A. | 0 | N.A. | 0 | N.A. | W
4 | Labour Room | Autoclave | 1 | N.A. | N.A. | N.A. | N.A. | 0 | N.A. | 0 | N.A. | W
5 | Labour Room | Labour Table | 2 | N.A. | N.A. | N.A. | N.A. | 0 | N.A. | 0 | N.A. | W
6 | Labour Room | BP appartus | 6 | N.A. | N.A. | N.A. | N.A. | 0 | N.A. | 0 | N.A. | W
7 | Labour Room | Baby weight machine | 5 | N.A. | N.A. | N.A. | N.A. | 0 | N.A. | 0 | N.A. | W
8 | Labour Room | Bpappartud( Stand Model) | 1 | Gold supreme | N.A. | N.A. | N.A. | 0 | N.A. | 0 | N.A. | W
9 | Labour Room | Autoclave | 1 | Shiva | N.A. | N.A. | 2011 | 0 | N.A. | 0 | N.A. | W
10 | Labour Room | Shadowless Lamp | 1 | N.A. | N.A. | N.A. |  | 0 | N.A. | 0 | N.A. | W
11 | Labour Room | Labour Table |  | N.A. | N.A. | N.A. |  | 0 | N.A. | 0 | N.A. | W
12 | Labour Room | O2 Cylinder | 2 | N.A. | N.A. | N.A. | Wa |  | N.A. | 0 | N.A. | W
13 | Labour Room | Radiant Warmer | 1 | Pheonix | OCW100 | TU1118 | 2012-01-04 | 0 | N.A. | 1 | 08-15 | W
14 | Labour Room | Laryangoscope | 1 | N.A. | N.A. | N.A. | 2012-01-04 | 0 | N.A. | 0 | N.A. | W
15 | Labour Room | Resuciator | 2 | N.A. | N.A. | N.A. | N.A. | 0 | N.A. | 0 | N.A. | W
16 | Labour Room | Suction electrical | 1 | N.A. | N.A. | N.A. | N.A. | 0 | N.A. | 0 | N.A. | W
17 | Labour Room | Focus Lamp | 1 | N.A. | N.A. | N.A. | N.A. | 0 | N.A. | 0 | N.A. | W
18 | Labour Room | Phototherphy | 1 | N.A. | N.A. | N.A. | N.A. | 0 | N.A. | 0 | N.A. |  | NW
19 | Labour Room | Foetal Doppler | 1 | Medigold | N.A. | N.A. | N.A. | 0 | N.A. | 0 | N.A. | W
20 | ECG Diagnosis | Computerized Ecg | 1 | Shenzhen | 1203B | CB140710121 | 29/10/14 | 1 | 29/10/16 | 0 | N.A. | W
21 | Laboratory | Microscope Binuclear | 1 | Olympus | CX21FSI | 3G00362 | N.A. | 0 | N.A. | 0 | N.A. | W
22 | Laboratory | Centrifuge | 1 | Abco | N.A. | N.A. | 2013-08-03 | 0 | N.A. | 0 | N.A. | W
Contact details : 01664-242110
Facility Incharge : Dr. Randeep Singh Poonia, Civil Surgeon, Bhiwani (HR)
Store Incharge : Dr. Krishan Kumar, Dy. Civil Surgeon (Medical), O/o Civil Surgeon, Bhiwani
Store keeper : Harinder Kumar
Biomedical Engineer : Susheel Kumar

## CHC Tosham
MASTER EQUIPMENT BASE
Name of District- Bhiwani Type of facility- CHC Name of the Facility- Tosham
S.no | Equipment category | Equipment name | Qty | Manufacturer | Model | Equipment S.No. | Installation date(m-yy) | Under Warranty(Y=1/N=0) | Warranty Upto(m-yy) | AMC/CMC(Y=1,N=0) | AMC/CMC upto(m/yy) | Working status
[12 empty] | W | NW
1 | OT & Labour Room | Autoclave(Horizontal) | 1 | Siemens India Ltd | N.A. | N.A. | N.A. | 0 | N.A. | 0 | N.A. |  | NW
2 | OT & Labour Room | Autoclave(Vertical) | 1 | N.A. | N.A. | N.A. | N.A. | 0 | N.A. | 0 | N.A. | W
3 | OT & Labour Room | Suction Machine | 1 | Monarch | N.A. | N.A. | 17.9.04 | 0 | N.A. | 0 | N.A. | W
4 | OT & Labour Room | Suction Machine | 1 | Monarch | N.A. | N.A. | 17.9.04 | 0 | N.A. | 0 | N.A. | W
5 | OT & Labour Room | Boiler | 4 | N.A. | N.A. | N.A. | N.A. | 0 | N.A. | 0 | N.A. | W
6 | OT & Labour Room | Radient Warmer | 1 | Phoenix | N.A. | N.A. | N.A. | 0 | N.A. | 0 | N.A. | W
7 | OT & Labour Room | Suction Machine | 1 | Monarch | N.A. | MSIRG02 | N.A. | 0 | N.A. | 0 | N.A. | W
8 | OT & Labour Room | Gynecology Table | 1 | N.A. | N.A. | N.A. | N.A. | 0 | N.A. | 0 | N.A. | W
9 | OT & Labour Room | Labour Table | 1 | N.A. | N.A. | N.A. | N.A. | 0 | N.A. | 0 | N.A. | W
10 | OT & Labour Room | OT Table | 1 | N.A. | N.A. | N.A. | N.A. | 0 | N.A. | 0 | N.A. | W
11 | OT & Labour Room | OT Table(Ortho) | 1 | N.A. | N.A. | N.A. | N.A. | 0 | N.A. | 0 | N.A. | W
12 | OT & Labour Room | OT Light | 1 | N.A. | N.A. | N.A. | N.A. | 0 | N.A. | 0 | N.A. | W
13 | OT & Labour Room | Weighing Machine | 1 | N.A. | N.A. | N.A. | N.A. | 0 | N.A. | 0 | N.A. | W
14 | OT & Labour Room | Radiant Warmer | 1 | Pheonix | OCW100 | N.A. | 2012 | 0 | N.A. | 1 | 08-15 | W
15 | OT & Labour Room | Foot Suction M/c | 1 | N.A. | N.A. | N.A. | N.A. | 0 | N.A. | 0 | N.A. | W
16 | Radiology | Xray Machine | 1 | Allengers-60 | 95 | FCP-60 | 1991 | 0 | N.A. | 0 | N.A. | W
17 | Dental Deptt. | Dental Chair Unit | 1 | Goa Dent | DK 69092 | 97-A | N.A. | 0 | N.A. | 0 | N.A. |  | NW
18 | Immunization | ILR | 1 | West frost Denmark | 24513556 | MK142 | N.A. | 0 | N.A. | 0 | N.A. | W
19 | Immunization | ILR | 1 | Haier | BD0580E0100BQ49N0390 | HBC70 | N.A. | 0 | N.A. | 0 | N.A. |  | NW
20 | Immunization | Deep Freezer | 1 | West Frost Denmark | 20062329455 | MF114 | N.A. | 0 | N.A. | 0 | N.A. | W
21 | OPD | BP Apparatus(Standing) | 1 | Diamond | N.A. | N.A. | 17.01.11 | 0 | N.A. | 0 | N.A. | W
22 | OPD | BP Apparatus | 2 | Diamond | N.A. | N.A. | 17.01.11 | 0 | N.A. | 0 | N.A. | W
23 | Laboratory | Refrigerator | 1 | Kelvinator | N.A. | N.A. | N.A. | 0 | N.A. | 0 | N.A. | W
24 | Laboratory | Refrigerator | 1 | Godrej | N.A. | N.A. | N.A. | 0 | N.A. | 0 | N.A. | W
25 | Laboratory | Blood Bank Refrigerator | 1 | N.A. | N.A. | N.A. | N.A. | 0 | N.A. | 0 | N.A. |  | NW
26 | Laboratory | Centrifuge | 1 | Microsil | 573 | T-10 |  | 0 | N.A. | 0 | N.A. | W
27 | Laboratory | Hot Oven | 1 | Swastika India | 7427 | SES200 |  | 0 | N.A. | 0 | N.A. | W
28 | Laboratory | Glucometer | 1 | N.A. | N.A. | N.A. | 15.06.05 | 0 | N.A. | 0 | N.A. |  | NW
29 | Laboratory | Microscope | 1 | Labo Optik |  | P88 | N.A. | 0 | N.A. | 0 | N.A. | W
30 | Laboratory | Binocular Microscope | 1 | Olympus | N.A. | CX21FSI | N.A. | 0 | N.A. | 0 | N.A. | W
31 | Laboratory | Lab Weighing Balance | 1 | N.A. | N.A. | N.A. | N.A. | 0 | N.A. | 0 | N.A. | W
32 | Laboratory | Water Bath | 1 | N.A. | N.A. | N.A. | N.A. | 0 | N.A. | 0 | N.A. | W
33 | Laboratory | ESR Stand | 1 | N.A. | N.A. | N.A. | N.A. | 0 | N.A. | 0 | N.A. | W
34 | Laboratory | Blood Bank Refrigerator | 1 | N.A. | N.A. | N.A. | N.A. | 0 | N.A. | 0 | N.A. | W | NW
35 | ECG Diagnosis | Computerized ECG | 1 | Shenzhen | 1203 B | N.A. | 28-10-14 | 1 | 27-10-16 | 0 | N.A. | W
Contact details : 01664-242110
Facility Incharge : Dr. Randeep Singh Poonia, Civil Surgeon, Bhiwani (HR)
Store Incharge : Dr. Krishan Kumar, Dy. Civil Surgeon (Medical), O/o Civil Surgeon, Bhiwani
Store keeper : Harinder Kumar
Biomedical Engineer : Susheel Kumar

## PHC Ranila
MASTER EQUIPMENT BASE
Name of District- Bhiwani Type of facility- PHC Name of the Facility- Ranila
S.no | Equipment category | Equipment name | Qty | Manufacturer | Model | Equipment S.No. | Installation date(m-yy) | Under Warranty(Y=1/N=0) | Warranty Upto(m-yy) | AMC/CMC(Y=1,N=0) | AMC/CMC upto(m/yy) | Working status
[12 empty] | W | NW
1 | Immunization | Deep Freezer | 1 | N.A. | N.A. | 20013806803 | N.A. | 0 | N.A. | 0 | N.A. | W
2 | Immunization | ILR | 1 | Vest Forest | nmk-142 | 50213761 | N.A. | 0 | N.A. | 0 | N.A. | W
3 | Laboratory | Haemoglobinometer | 2 | N.A. | N.A. | N.A. | N.A. | 0 | N.A. | 0 | N.A. | W
4 | Laboratory | Microscope | 1 | Labbo | optix | 885263 | N.A. | 0 | N.A. | 0 | N.A. | W
5 | Laboratory | Glucometer | 1 | N.A. | N.A. | N.A. | 15/3/11 | 0 | N.A. | 0 | N.A. | W
6 | Dental | Dental Chair | 1 | Confident | N.A. | 16015 | N.A. | 0 | N.A. | 0 | N.A. | W
7 | Labour Room | Suction Machine | 1 | N.A. | N.A. |  | N.A. | 0 | N.A. | 0 | N.A. | W
8 | Labour Room | Radiant Warmer | 2 | Medi IWC | N.A. | N.A. | 15/3/11 | 0 | N.A. | 0 | N.A. | W
9 | Labour Room | Foetal Doppler | 1 | bistod | bt-200 hygia | AAAA1001 | N.A. | 0 | N.A. | 0 | N.A. | W
10 | Labour Room | Weighing Machine | 1 | Ramson Surgical | N.A. | N.A. | N.A. | 0 | N.A. | 0 | N.A. | W
11 | Labour Room | Autoclave vertical | 1 | N.A. | N.A. | N.A. | N.A. | 0 | N.A. | 0 | N.A. | W
12 | Labour Room | Autoclave Horizontal | 1 | N.A. | N.A. | N.A. | N.A. | 0 | N.A. | 0 | N.A. | W
13 | Labour Room | O.T TABLE | 1 | N.A. | N.A. | N.A. | N.A. | 0 | N.A. | 0 | N.A. | W
14 | Labour Room | B.P. appartus | 2 | N.A. | N.A. | N.A. | N.A. | 0 | N.A. | 0 | N.A. | W
15 | Labour Room | Foot operated Suction | 1 | Anand | Hi-vac | 2g4104 | N.A. | 0 | N.A. | 0 | N.A. | W
16 | Labour Room | Oxygen cylinder | 4 | N.A. | N.A. | N.A. | N.A. | 0 | N.A. | 0 | N.A. | W
Contact details : 01664-242110
Facility Incharge : Dr. Randeep Singh Poonia, Civil Surgeon, Bhiwani (HR)
Store Incharge : Dr. Krishan Kumar, Dy. Civil Surgeon (Medical), O/o Civil Surgeon, Bhiwani
Store keeper : Harinder Kumar
Biomedical Engineer : Susheel Kumar

## PHC Achina
MASTER EQUIPMENT BASE
Name of District- Bhiwani Type of facility- PHC Name of the Facility- Achina
S.no | Equipment category | Equipment name | Qty | Manufacturer | Model | Equipment S.No. | Installation date(m-yy) | Under Warranty(Y=1/N=0) | Warranty Upto(m-yy) | AMC/CMC(Y=1,N=0) | AMC/CMC upto(m/yy) | Working status
[12 empty] | W | NW
1 | Immunization | Deep Freezer | 1 | NMK-142 | N.A. | 5021341 | 18/3/96 | 0 | N.A. | 0 | N.A. | W
2 | Immunization | ILR | 1 | Haier | HDB-16 | N.A. | N.A. | 0 | N.A. | 0 | N.A. | W
3 | Laboratory | Centifuge Machine | 1 | N.A. | N.A. | N.A. | N.A. | 0 | N.A. | 0 | N.A. | W
4 | Laboratory | Microscope | 1 | Labbo | N.A. | 885354 | 17/9/96 | 0 | N.A. | 0 | N.A. | W
5 | Labour Room | Room Heater | 1 | ILR | N.A. | N.A. | N.A. | 0 | N.A. | 0 | N.A. | W
6 | Labour Room | B.P. Appartus | 2 | N.A. | N.A. | N.A. | N.A. | 0 | N.A. | 0 | N.A. | W
7 | Labour Room | Sterlizer electric | 1 | N.A. | N.A. | N.A. | N.A. | 0 | N.A. | 0 | N.A. | W
8 | Labour Room | Pulse meter | 1 | N.A. | N.A. | N.A. | N.A. | 0 | N.A. | 0 | N.A. | W
9 | Labour Room | Weighing Machine | 1 | Dockel Braun | N.A. | N.A. | N.A. | 0 | N.A. | 0 | N.A. | W
10 | Labour Room | Autoclave | 1 | N.A. | N.A. | N.A. | N.A. | 0 | N.A. | 0 | N.A. | W
11 | Labour Room | Foetal Doppler | 1 | N.A. | N.A. | N.A. | N.A. | 0 | N.A. | 0 | N.A. | W
12 | Labour Room | Oxygen Cylinder | 1 | N.A. | N.A. | N.A. | N.A. | 0 | N.A. | 0 | N.A. | W
13 | Labour Room | Invertor | 1 | Microtek- 1500 vA | Double Battery | N.A. | N.A. | 0 | N.A. | 0 | N.A. | W
14 | Labour Room | Radiant Warmer | 1 | Pheonix | OCW 100 | N.A. | 2012 | 0 | N.A. | 1 | 08-15 | W
Contact details : 01664-242110
Facility Incharge : Dr. Randeep Singh Poonia, Civil Surgeon, Bhiwani (HR)
Store Incharge : Dr. Krishan Kumar, Dy. Civil Surgeon (Medical), O/o Civil Surgeon, Bhiwani
Store keeper : Harinder Kumar
Biomedical Engineer : Susheel Kumar

## PHC Bamla
MASTER EQUIPMENT BASE
Name of District- Bhiwani Type of facility- PHC Name of the Facility- Bamla
S.no | Equipment category | Equipment name | Qty | Manufacturer | Model | Equipment S.No. | Installation date(m-yy) | Under Warranty(Y=1/N=0) | Warranty Upto(m-yy) | AMC/CMC(Y=1,N=0) | AMC/CMC upto(m/yy) | Working status
[12 empty] | W | NW
1 | Dental Department | Dental Chair | 1 | Confident | IV | N.A. | N.A. | 0 | N.A. | 0 | N.A. | W
2 | Immunization | ILR | 1 | Haier | HBC-70 | 0581E0100B29760169BE | N.A. | 0 | N.A. | 0 | N.A. | W
3 | Immunization | Deep freezer | 1 | Haier | hbc-116 | N.A. | N.A. | 0 | N.A. | 0 | N.A. | W
4 | Labour Room | Radiant Warmer | 1 | Pheonix | OCW-100 | N.A. | 2012 | 0 | N.A. | 1 | 08-15 | W
5 | Labour Room | Foetal Doppler | 1 | N.A. | N.A. | N.A. | N.A. | 0 | N.A. | 0 | N.A. | W
6 | Labour Room | Suction Machine Electrical | 1 | Monarch | N.A. | N.A. | N.A. | 0 | N.A. | 0 | N.A. | W
7 | Labour Room | Foot Suction | 1 | Anand | N.A. | N.A. | N.A. | 0 | N.A. | 0 | N.A. | W
8 | Labour Room | Weighing machine | 1 | Docbel | N.A. | N.A. | N.A. | 0 | N.A. | 0 | N.A. | W
9 | Labour Room | BP Appartus stand model | 1 | Lifex | N.A. | N.A. | N.A. | 0 | N.A. | 0 | N.A. | W
10 | Labour Room | BP appartus | 1 | Diamond | N.A. | N.A. | N.A. | 0 | N.A. | 0 | N.A. | W
11 | Labour Room | Needle Destroyer | 1 | Microsil | Dust tray | N.A. | N.A. | 0 | N.A. | 0 | N.A. | W
12 | Labour Room | Autoclave | 1 | N.A. | N.A. | N.A. | N.A. | 0 | N.A. | 0 | N.A. | W
13 | Labour Room | Ambu bag | 2 | N.A. | N.A. | N.A. | N.A. | 0 | N.A. | 0 | N.A. | W
14 | Labour Room | Phototheraphy | 1 | N.A. | N.A. | N.A. | N.A. | 0 | N.A. | 0 | N.A. | W
15 | Labour Room | O2 cylinder | 1 | N.A. | N.A. | N.A. | N.A. | 0 | N.A. | 0 | N.A. | W
16 | Laboratory | Microscope | 1 | N.A. | N.A. | N.A. | N.A. | 0 | N.A. | 0 | N.A. | W
17 | Laboratory | Hb Meter | 1 | N.A. | N.A. | N.A. | N.A. | 0 | N.A. | 0 | N.A. | W
Contact details : 01664-242110
Facility Incharge : Dr. Randeep Singh Poonia, Civil Surgeon, Bhiwani (HR)
Store Incharge : Dr. Krishan Kumar, Dy. Civil Surgeon (Medical), O/o Civil Surgeon, Bhiwani
Store keeper : Harinder Kumar
Biomedical Engineer : Susheel Kumar

## PHC Kharak Kalan
MASTER EQUIPMENT BASE
Name of District- Bhiwani Type of facility- PHC Name of the Facility- Kharak Kalan
S.no | Equipment category | Equipment name | Qty | Manufacturer | Model | Equipment S.No. | Installation date(m-yy) | Under Warranty(Y=1/N=0) | Warranty Upto(m-yy) | AMC/CMC(Y=1,N=0) | AMC/CMC upto(m/yy) | Working status
[12 empty] | W | NW
1 | Dental Department | Dental Chair | 1 | Confident | IV | 1618 | N.A. | 0 | N.A. | 0 | N.A. | W
2 | Immunization | ILR | 1 | Haier | HBC-70 | N.A. | N.A. | 0 | N.A. | 0 | N.A. | W
3 | Immunization | Deep freezer | 1 | Haier | HBD-116 | N.A. | N.A. | 0 | N.A. | 0 | N.A. | W
4 | Labour Room | Radiant Warmer | 1 | Pheonix | OCW-100 | TU1132 | N.A. | 0 | N.A. | 1 | 08-15 | W
5 | Labour Room | Foetal Doppler | 1 | N.A. | N.A. | N.A. | N.A. | 0 | N.A. | 1905-07-05 | N.A. | W
6 | Labour Room | Suction Machine Electrical | 1 | Yorco sales p ltd. | N.A. | N.A. | N.A. | 0 | N.A. | 0 | N.A. | W
7 | Labour Room | Foot Suction | 1 | Anand | N.A. | N.A. | N.A. | 0 | N.A. | 0 | N.A. | W
8 | Labour Room | Weighing machine | 1 | Crown | N.A. | N.A. | N.A. | 0 | N.A. | 0 | N.A. | W
9 | Labour Room | Ceiling O.T. light | 1 | Microland India | N.A. | N.A. | N.A. | 0 | N.A. | 0 | N.A. | W
10 | Labour Room | BP appartus | 1 | N.A. | N.A. | N.A. | N.A. | 0 | N.A. | 0 | N.A. | W
11 | Labour Room | Needle Destroyer | 1 | Microsil | Dust tray | N.A. | N.A. | 0 | N.A. | 0 | N.A. | W
12 | Labour Room | Autoclave | 1 | N.A. | cooker Type | N.A. | N.A. | 0 | N.A. | 0 | N.A. | W
13 | Labour Room | Ambu bag | 2 | N.A. | N.A. | N.A. | N.A. | 0 | N.A. | 0 | N.A. | W
14 | Labour Room | Phototheraphy | 1 | Local Make | N.A. | N.A. | N.A. | 0 | N.A. | 0 | N.A. | W
15 | Labour Room | O2 cylinder | 1 | N.A. | N.A. | N.A. | N.A. | 0 | N.A. | 0 | N.A. | W
16 | Labour Room | Delivery Table | 2 | N.A. | N.A. | N.A. | N.A. | 0 | N.A. | 0 | N.A. | W
17 | Laboratory | Microscope | 1 | N.A. | N.A. | N.A. | N.A. | 0 | N.A. | 0 | N.A. | W
18 | Laboratory | Centrifuge | 1 | N.A. | N.A. | N.A. | N.A. | 0 | N.A. | 0 | N.A. | W
Contact details : 01664-242110
Facility Incharge : Dr. Randeep Singh Poonia, Civil Surgeon, Bhiwani (HR)
Store Incharge : Dr. Krishan Kumar, Dy. Civil Surgeon (Medical), O/o Civil Surgeon, Bhiwani
Store keeper : Harinder Kumar
Biomedical Engineer : Susheel Kumar

## PHC Chappar
MASTER EQUIPMENT BASE
Name of District- Bhiwani Type of facility- PHC Name of the Facility- Chappar
S.no | Equipment category | Equipment name | Qty | Manufacturer | Model | Equipment S.No. | Installation date(m-yy) | Under Warranty(Y=1/N=0) | Warranty Upto(m-yy) | AMC/CMC(Y=1,N=0) | AMC/CMC upto(m/yy) | Working status
[12 empty] | W | NW
1 | Dental Department | Dentat Chair | 1 | Confident | IV | N.A. | 23/1/07 | 0 | N.A. | 0 | N.A. | W
2 | Labour Room | Radiant Warmer | 1 | Local Make | N.A. | N.A. | N.A. | 0 | N.A. | 0 | N.A. | W
3 | Labour Room | Suction machine Electrical | 2 | N.A. | N.A. | N.A. | 2007-01-04 | 0 | N.A. | 0 | N.A. | W
4 | Labour Room | Phototheraphy | 1 | Local Make | N.A. | N.A. | N.A. | 0 | N.A. | 0 | N.A. | W
5 | Labour Room | Oxygen Cylinder | 2 | N.A. | N.A. | N.A. | N.A. | 0 | N.A. | 0 | N.A. | W
6 | Labour Room | Shadowless Mobile O.T. light | 2 | Local Make | N.A. | N.A. | N.A. | 0 | N.A. | 0 | N.A. | W
7 | Labour Room | Autoclave | 2 | Local Make | N.A. | N.A. | N.A. | 0 | N.A. | 0 | N.A. | W
8 | Labour Room | Weighing Machine | 3 | Crown | N.A. | N.A. | 2013-08-02 | 0 | N.A. | 0 | N.A. | W
9 | Labour Room | Nebulizer | 1 | N.A. | N.A. | N.A. | N.A. | 0 | N.A. | 0 | N.A. | W
10 | Labour Room | Labour Table | 1 | N.A. | N.A. | N.A. | N.A. | 0 | N.A. | 0 | N.A. | W
11 | Labour Room | Sterlizer | 4 | N.A. | N.A. | N.A. | N.A. | 0 | N.A. | 0 | N.A. | W
12 | Labour Room | BP Appartus | 7 | N.A. | N.A. | N.A. | 2013-08-02 | 0 | N.A. | 0 | N.A. | W
13 | Labour Room | Beds in Labour Room | 2 | N.A. | N.A. | N.A. | N.A. | 0 | N.A. | 0 | N.A. | W
|  | Room Heater | 1 | N.A. | N.A. | N.A. | N.A. | 0 | N.A. | 0 | N.A. | W
14 | Immunization | ILR | 2 | Haier | HBD-70 | N.A. | 2007-01-04 | 0 | N.A. | 0 | N.A. | W
15 | Immunization | Deep Freezer | 2 | Haier | HBC-16 | DEO444E260B2AB9987 | 19-1-11 | 0 | N.A. | 0 | N.A. | W
17 | Laboratory | Microscope | 2 | N.A. | N.A. | N.A. | N.A. | 0 | N.A. | 0 | N.A. | W
18 | Laboratory | Hb Meter | 2 | N.A. | N.A. | N.A. | N.A. | 0 | N.A. | 0 | N.A. | W
19 | Laboratory | Centrifuge | 1 | N.A. | N.A. | N.A. | N.A. | 0 | N.A. | 0 | N.A.
Contact details : 01664-242110
Facility Incharge : Dr. Randeep Singh Poonia, Civil Surgeon, Bhiwani (HR)
Store Incharge : Dr. Krishan Kumar, Dy. Civil Surgeon (Medical), O/o Civil Surgeon, Bhiwani
Store keeper : Harinder Kumar
Biomedical Engineer : Susheel Kumar

## PHC Badhra
MASTER EQUIPMENT BASE
Name of District- Bhiwani Type of facility- PHC Name of the Facility- Badhra
S.no | Equipment category | Equipment name | Qty | Manufacturer | Model | Equipment S.No. | Installation date(m-yy) | Under Warranty(Y=1/N=0) | Warranty Upto(m-yy) | AMC/CMC(Y=1,N=0) | AMC/CMC upto(m/yy) | Working status
[12 empty] | W | NW
1 | Labour Room | Open Care Warmer | 1 | Phoenix | OCW100 | N.A. | 22.12.11 | 0 | N.A. | 1 | 08-15 | W
2 | Labour Room | Suction machine | 1 | Monarch | MSIRG02 | 2761004 | 24.06.2011 | 0 | N.A. | 0 | N.A. | W
3 | Labour Room | Weighing Machine | 1 | N.A. | N.A. | N.A. | 1.04.2004 | 0 | N.A. | 0 | N.A. | W
4 | Labour Room | Delievery Table | 3 | N.A. | N.A. | N.A. | 26.06.2011 | 0 | N.A. | 0 | N.A. | W
5 | Labour Room | Standing B.P Appartus | 1 | N.A. | N.A. | N.A. | N.A. | 0 | N.A. | 0 | N.A. | W
6 | Labour Room | Focus Light | 1 | Technica | N.A. | N.A. | 30.8.2012 | 0 | N.A. | 0 | N.A. | W
7 | Labour Room | Foetal Doppler | 1 | Euro Dopp | N.A. | N.A. | 29.03.2010 | 0 | N.A. | 0 | N.A. | W
8 | Labour Room | Nebulizer | 1 | Infinity | N.A. | 2466 | N.A. | 0 | N.A. | 0 | N.A. | W
9 | Labour Room | Foot Operated Suction Machine | 1 | N.A. | N.A. | N.A. | 18.05.2012 | 0 | N.A. | 0 | N.A. | W
10 | Labour Room | Needle Cutter | 1 | N.A. | N.A. | N.A. | 29.05.2012 | 0 | N.A. | 0 | N.A. | W
11 | Labour Room | Invertor | 2 | N.A. | N.A. | N.A. | N.A. | 0 | N.A. | 0 | N.A. | W
12 | Labour Room | Autoclave Verticle | 1 | N.A. | N.A. | N.A. | 29.05.2012 | 0 | N.A. | 0 | N.A. | W
13 | Labour Room | Oil Filled Room Heater | 1 | N.A. | N.A. | N.A. | 22.02.2013 | 0 | N.A. | 0 | N.A. | W
14 | Labour Room | Sterlizer | 2 | N.A. | N.A. | N.A. |  | 0 | N.A. | 0 | N.A. | W
15 | Labour Room | Ambu Bag 500ml | 1 | N.A. | N.A. | N.A. | 29.03.2010 | 0 | N.A. | 0 | N.A. | W
16 | Labour Room | Ambu Bag 500ml | 1 | N.A. | N.A. | N.A. | 27.07.2011 | 0 | N.A. | 0 | N.A. | W
17 | Labour Room | Labour Table | 1 | N.A. | N.A. | N.A. | 29.03.2010 | 0 | N.A. | 0 | N.A. | W
18 | Laboratort | Hb meter | 2 | N.A. | N.A. | N.A. | 30.08.2012 | 0 | N.A. | 0 | N.A. | W
19 | OPD | Wheel Chair | 1 | N.A. | N.A. | N.A. | 29.06.2011 | 0 | N.A. | 0 | N.A. | W
20 | Immunization | Deep Freezer | 1 | N.A. | N.A. | N.A. | N.A. | 0 | N.A. | 0 | N.A. | W
21 | Immunization | ILR | 1 | Haier | 140 | 0B2A60088 | 29.10.2011 | 0 | N.A. | 0 | N.A. | W
Contact details : 01664-242110
Facility Incharge : Dr. Randeep Singh Poonia, Civil Surgeon, Bhiwani (HR)
Store Incharge : Dr. Krishan Kumar, Dy. Civil Surgeon (Medical), O/o Civil Surgeon, Bhiwani
Store keeper : Harinder Kumar
Biomedical Engineer : Susheel Kumar

## PHC Harodi
MASTER EQUIPMENT BASE
Name of District- Bhiwani Type of facility- PHC Name of the Facility- Harodi
S.no | Equipment category | Equipment name | Qty | Manufacturer | Model | Equipment S.No. | Installation date(m-yy) | Under Warranty(Y=1/N=0) | Warranty Upto(m-yy) | AMC/CMC(Y=1,N=0) | AMC/CMC upto(m/yy) | Working status
[12 empty] | W | NW
1 | Labour Room | Open Care Warmer | 1 | Phoenix | OCW100 | TW1119 | 2012 | 0 | N.A. | 1 | 08-15 | W
2 | Labour Room | Suction machine | 1 | Mediguard | N.A. | 781304 | 18.03.2010 | 0 | N.A. | 0 | N.A. | W
3 | Labour Room | Weighing Machine | 1 | N.A. | N.A. | N.A. | 18.03.2010 | 0 | N.A. | 0 | N.A. | W
4 | Labour Room | Delievery Table | 1 | N.A. | N.A. | N.A. | N.A. | 0 | N.A. | 0 | N.A. | W
5 | Labour Room | Standing B.P Appartus | 1 | N.A. | N.A. | N.A. | N.A. | 0 | N.A. | 0 | N.A. | W
6 | Labour Room | Focus Light | 1 | Technica | N.A. | N.A. | 17.03.2010 | 0 | N.A. | 0 | N.A. | W
7 | Labour Room | Foetal Doppler | 1 | N.A. | N.A. | N.A. | 18.03.2010 | 0 | N.A. | 0 | N.A. | W
8 | Labour Room | Nebulizer | 1 | N.A. | N.A. | N.A. |  | 0 | N.A. | 0 | N.A. | W
9 | Labour Room | Needle Cutter | 1 | N.A. | N.A. | N.A. | 26.09.2012 | 0 | N.A. | 0 | N.A. | W
10 | Labour Room | Phototherapy Unit | 1 | N.A. | N.A. | N.A. | 18.03.2010 | 0 | N.A. | 0 | N.A. | W
11 | Laboratory | Monocular Microscope | 1 | Labo | N.A. | N.A. | N.A. | 0 | N.A. | 0 | N.A. | W
12 | Laboratory | Centrifuge machine | 1 | N.A. | N.A. | N.A. | 06.01.2011 | 0 | N.A. | 0 | N.A. | W
13 | Laboratory | Clorimeter | 1 | N.A. | N.A. | N.A. | 08.01.2011 | 0 | N.A. | 0 | N.A. | W
14 | Immunization | Deep freezer | 1 | Haier | HB116 | N.A. | 06.02.2011 | 0 | N.A. | 0 | N.A. | W
15 | Immunization | ILR | 1 | Haier | HB70 | N.A. | 06.02.2011 | 0 | N.A. | 0 | N.A. | W
Contact details : 01664-242110
Facility Incharge : Dr. Randeep Singh Poonia, Civil Surgeon, Bhiwani (HR)
Store Incharge : Dr. Krishan Kumar, Dy. Civil Surgeon (Medical), O/o Civil Surgeon, Bhiwani
Store keeper : Harinder Kumar
Biomedical Engineer : Susheel Kumar

## PHC Kadma
MASTER EQUIPMENT BASE
Name of District- Bhiwani Type of facility- PHC Name of the Facility- Kadma
S.no | Equipment category | Equipment name | Qty | Manufacturer | Model | Equipment S.No. | Installation date(m-yy) | Under Warranty(Y=1/N=0) | Warranty Upto(m-yy) | AMC/CMC(Y=1,N=0) | AMC/CMC upto(m/yy) | Working status
[12 empty] | W | NW
1 | Labour Room | Open Care Warmer | 1 | Phoenix | OCW100 | TW1142 | 2012 | 0 | N.A. | 1 | 08-15 | W
2 | Labour Room | Suction machine | 1 | Supreme |  | 05L01 | N.A. | 0 | N.A. | 0 | N.A. | W
3 | Labour Room | Weighing Machine | 1 | N.A. | N.A. | N.A. | 1.04.2004 | 0 | N.A. | 0 | N.A. | W
4 | Labour Room | Delievery Table | 2 | N.A. | N.A. | N.A. | N.A. | 0 | N.A. | 0 | N.A. | W
5 | Labour Room | Standing B.P Appartus | 1 | N.A. | N.A. | N.A. | N.A. | 0 | N.A. | 0 | N.A. | W
6 | Labour Room | Focus Light | 4 | Technica | N.A. | N.A. | N.A. | 0 | N.A. | 0 | N.A. | W
7 | Labour Room | Foetal Doppler | 1 | Life Plus | N.A. | N.A. | N.A. | 0 | N.A. | 0 | N.A. | W
8 | Labour Room | Nebulizer | 1 | N.A. | N.A. | N.A. | N.A. | 0 | N.A. | 0 | N.A. | W
9 | Labour Room | Foot Operated Suction Machine | 1 | N.A. | N.A. | N.A. | N.A. | 0 | N.A. | 0 | N.A. | W
10 | Labour Room | Autoclave Verticle | 1 | N.A. | N.A. | N.A. | 01.04.2004 | 0 | N.A. | 0 | N.A. |  | NW
11 | Labour Room | Oil Filled Room Heater | 1 | N.A. | N.A. | N.A. | N.A. | 0 | N.A. | 0 | N.A. | W
12 | Labour Room | Sterlizer | 2 | N.A. | N.A. | N.A. | N.A. | 0 | N.A. | 0 | N.A. | W
13 | Immunization | Deep freezer | 1 | Haier | 140 | BE0464 | 1992 | 0 | N.A. | 0 | N.A. | W
14 | Immunization | ILR | 1 | Vastofrest | 140 | 50213705 | 1992 | 0 | N.A. | 0 | N.A. | W
15 | Dental Department | Dental Chair Unit | 1 | Confident | iv | 123 | 1996 | 0 | N.A. | 0 | N.A. | W
16 | Electrical Equipment | Invertor | 2 | N.A. | N.A. | N.A. | N.A. | 0 | N.A. | 0 | N.A. | W
17 | Electrical Equipment | Generator | 1 | N.A. | N.A. | N.A. | 01.04.2004 | 0 | N.A. | 0 | N.A. | W
Contact details : 01664-242110
Facility Incharge : Dr. Randeep Singh Poonia, Civil Surgeon, Bhiwani (HR)
Store Incharge : Dr. Krishan Kumar, Dy. Civil Surgeon (Medical), O/o Civil Surgeon, Bhiwani
Store keeper : Harinder Kumar
Biomedical Engineer : Susheel Kumar

## PHC Barwa
MASTER EQUIPMENT BASE
Name of District- Bhiwani Type of facility- PHC Name of the Facility- Barwa
S.no | Equipment category | Equipment name | Qty | Manufacturer | Model | Equipment S.No. | Installation date(m-yy) | Under Warranty(Y=1/N=0) | Warranty Upto(m-yy) | AMC/CMC(Y=1,N=0) | AMC/CMC upto(m/yy) | Working status
[12 empty] | W | NW
1 | Immunization | ILR | 1 | West Frost | NMK142 | 50213696 | N.A. | 0 | N.A. | 0 | N.A. | W
| Immunization | Deep Freezer | 1 | N.A. | N.A. | N.A. | N.A. | 0 | N.A. | 0 | N.A. | W
2 | Dental Department | Dental Chair | 1 | Confident | N.A. | N.A. | 16.01.07 | 0 | N.A. | 0 | N.A. | W
3 | Labour Room | Electric Sterilizer | 1 | Local Make | N.A. | Deep Freezer | N.A. | 0 | N.A. | 0 | N.A. | W
4 | Labour Room | Labour Table | 1 | N.A. | Iron | N.A. | N.A. | 0 | N.A. | 0 | N.A. | W
5 | Labour Room | Syringe Destroyer | 3 | Microsil | Dust tray | N.A. | N.A. | 0 | N.A. | 0 | N.A. | W
6 | Labour Room | Phototherapy Unit | 1 | Local Make | N.A. | N.A. | N.A. | 0 | N.A. | 0 | N.A. | W
7 | Labour Room | Boiler | 1 | N.A. | N.A. | N.A. | N.A. | 0 | N.A. | 0 | N.A. | W
11 | Labour Room | Baby Weighing Machine | 1 | N.A. | N.A. | N.A. | N.A. | 0 | N.A. | 0 | N.A. | W
12 | Labour Room | OT Light Portable | 1 | N.A. | N.A. | N.A. | N.A. | 0 | N.A. | 0 | N.A. | W
13 | Labour Room | Foetal Doppler | 1 | N.A. | N.A. | N.A. | N.A. | 0 | N.A. | 0 | N.A. | W
14 | Labour Room | Radiant Warmer | 2 | Local Make | N.A. | N.A. | N.A. | 0 | N.A. | 0 | N.A. | W
15 | Laboratory | Hb Meter | 3 | N.A. | N.A. | N.A. | N.A. | 0 | N.A. | 0 | N.A. | W
16 | Laboratory | Microscope | 1 | Labo | N.A. | N.A. | N.A. | 0 | N.A. | 0 | N.A. | W
17 | Laboratory | Refrigrator | 1 | Godrej | GDE19132 | 90557760 | N.A. | 0 | N.A. | 0 | N.A. | W
Contact details : 01664-242110
Facility Incharge : Dr. Randeep Singh Poonia, Civil Surgeon, Bhiwani (HR)
Store Incharge : Dr. Krishan Kumar, Dy. Civil Surgeon (Medical), O/o Civil Surgeon, Bhiwani
Store keeper : Harinder Kumar
Biomedical Engineer : Susheel Kumar

## PHC Gurera
MASTER EQUIPMENT BASE
Name of District- Bhiwani Type of facility- PHC Name of the Facility- Tosham
S.no | Equipment category | Equipment name | Qty | Manufacturer | Model | Equipment S.No. | Installation date(m-yy) | Under Warranty(Y=1/N=0) | Warranty Upto(m-yy) | AMC/CMC(Y=1,N=0) | AMC/CMC upto(m/yy) | Working status
[12 empty] | W | NW
1 | Immunization | ILR | 1 | Vest Frost | N.A. | N.A. | N.A. | 0 | N.A. | 0 | N.A. | W
2 | Immunization | Deep Freezer | 1 | Vest Frost | N.A. | N.A. | N.A. | 0 | N.A. | 0 | N.A. | W
3 | Labour Room | Electric Sterilizer | 1 | Local Make | N.A. | N.A. | N.A. | 0 | N.A. | 0 | N.A. | W
4 | Labour Room | Labour Table | 1 | Local Make | N.A. | N.A. | N.A. | 0 | N.A. | 0 | N.A. | W
5 | Labour Room | Syringe Destroyer | 2 | Microsil | N.A. | N.A. | N.A. | 0 | N.A. | 0 | N.A. | W
6 | Labour Room | Radiant Warmer | 1 | Pheonix | OCW100 | N.A. | 08-12 | 0 | N.A. | 1 | 08-15 | W
7 | Labour Room | Boiler | 1 | Local Make | N.A. | N.A. | N.A. | 0 | N.A. | 0 | N.A. | W
8 | Labour Room | Baby Weighing Machine | 1 | Crown | N.A. | N.A. | N.A. | 0 | N.A. | 0 | N.A. | W
9 | Labour Room | OT Light Portable | 1 | N.A. | N.A. | N.A. | N.A. | 0 | N.A. | 0 | N.A. | W
10 | Labour Room | Foetal Doppler | 1 | N.A. | N.A. | N.A. | N.A. | 0 | N.A. | 0 | N.A. | W
11 | Laboratory | Hb Meter | 1 | N.A. | N.A. | N.A. | N.A. | 0 | N.A. | 0 | N.A. | W
12 | Laboratory | Microscope | 1 | N.A. | N.A. | N.A. | N.A. | 0 | N.A. | 0 | N.A. | W
Contact details : 01664-242110
Facility Incharge : Dr. Randeep Singh Poonia, Civil Surgeon, Bhiwani (HR)
Store Incharge : Dr. Krishan Kumar, Dy. Civil Surgeon (Medical), O/o Civil Surgeon, Bhiwani
Store keeper : Harinder Kumar
Biomedical Engineer : Susheel Kumar

## PHC Lilus
MASTER EQUIPMENT BASE
Name of District- Bhiwani Type of facility- PHC Name of the Facility- Lilus
S.no | Equipment category | Equipment name | Qty | Manufacturer | Model | Equipment S.No. | Installation date(m-yy) | Under Warranty(Y=1/N=0) | Warranty Upto(m-yy) | AMC/CMC(Y=1,N=0) | AMC/CMC upto(m/yy) | Working status
[12 empty] | W | NW
1 | Immunization | Deep Freezer | 1 | Haier | N.A. | N.A. | N.A. | 0 | N.A. | 0 | N.A. | W
2 | Immunization | ILR | 1 | Vestfrost | N.A. | N.A. | N.A. | 0 | N.A. | 0 | N.A. | W
3 | Laboratory | Microscope (Monocular) | 1 | N.A. | N.A. | N.A. | N.A. | 0 | N.A. | 0 | N.A. | W
4 | Dental | Dental Chair | 1 | Confident | IV | N.A. | N.A. | 0 | N.A. | 0 | N.A. | W
5 | Labour Room | Needle Destroyer | 5 | N.A. | 3- Electrical, 2- Manual | N.A. | N.A. | 0 | N.A. | 0 | N.A. | W
6 | Labour Room | Autoclave | 1 | N.A. | Cooker type | N.A. | N.A. | 0 | N.A. | 0 | N.A. | W
7 | Labour Room | Mobile OT Light | 1 | N.A. | N.A. | N.A. | N.A. | 0 | N.A. | 0 | N.A. | W
8 | Labour Room | Delivery Table | 1 | N.A. | N.A. | N.A. | N.A. | 0 | N.A. | 0 | N.A. | W
9 | Labour Room | Instrument Sterlizer | 2 | N.A. | N.A. | N.A. | N.A. | 0 | N.A. | 0 | N.A. | W
10 | Labour Room | Suction Machine (Eectrical) | 1 | N.A. | N.A. | N.A. | N.A. | 0 | N.A. | 0 | N.A. | W
11 | Labour Room | Radient Heat Warmer | 1 | SS Technomed | Servo | N.A. | N.A. | 0 | N.A. | 0 | N.A. |  | NW
12 | Labour Room | Baby Weighing Machine | 1 | Docbel | Brown | N.A. | N.A. | 0 | N.A. | 0 | N.A. | W
13 | Labour Room | Nebulizer | 1 | N.A. | N.A. | N.A. | N.A. | 0 | N.A. | 0 | N.A. | W
14 | Labour Room | Examination table | 1 | N.A. | N.A. | N.A. | N.A. | 0 | N.A. | 0 | N.A. | W
15 | Labour Room | BP Appartus | 2 | N.A. | Table Top | N.A. | N.A. | 0 | N.A. | 0 | N.A. | W
16 | Labour Room | BP Appartus | 1 | N.A. | Standing | N.A. | N.A. | 0 | N.A. | 0 | N.A. |  | NW
17 | Labour Room | Foetal Doppler | 1 | N.A. | Jain Co. | JD-10 | N.A. | 0 | N.A. | 0 | N.A.
Contact details : 01664-242110
Facility Incharge : Dr. Randeep Singh Poonia, Civil Surgeon, Bhiwani (HR)
Store Incharge : Dr. Krishan Kumar, Dy. Civil Surgeon (Medical), O/o Civil Surgeon, Bhiwani
Store keeper : Harinder Kumar
Biomedical Engineer : Susheel Kumar

## PHC Jhumpa Kalan
MASTER EQUIPMENT BASE
Name of District- Bhiwani Type of facility- PHC Name of the Facility- Jhumpa Kalan
S.no | Equipment category | Equipment name | Qty | Manufacturer | Model | Equipment S.No. | Installation date(m-yy) | Under Warranty(Y=1/N=0) | Warranty Upto(m-yy) | AMC/CMC(Y=1,N=0) | AMC/CMC upto(m/yy) | Working status
[12 empty] | W | NW
1 | Immunization | Deep Freezer | 1 | Haier | N.A. | N.A. | 0 | 0 | N.A. | 0 | N.A. | W
2 | Immunization | ILR | 1 | Vestfrost | N.A. | N.A. | N.A. | 0 | N.A. | 0 | N.A. | W
3 | Labour Room | Radient Heat Warmer | 1 | Medi Waves Inc | Servo | N.A. | N.A. | 0 | N.A. | 0 | N.A. | W
4 | Labour Room | Delivery Table | 1 | N.A. | N.A. | N.A. | N.A. | 0 | N.A. | 0 | N.A. | W
5 | Labour Room | Autoclave | 1 | N.A. | Cooker type | N.A. | N.A. | 0 | N.A. | 0 | N.A. | W
6 | Labour Room | Baby Weighing Machine | 1 | N.A. | Crown | N.A. | N.A. | 0 | N.A. | 0 | N.A. | W
7 | Labour Room | Suction machine (Electrical) | 1 | N.A. | N.A. | N.A. | N.A. | 0 | N.A. | 0 | N.A. | W
8 | Labour Room | Instrument Sterlizer | 1 | N.A. | N.A. | N.A. | N.A. | 0 | N.A. | 0 | N.A. | W
9 | Labour Room | Foetal Doppler | 1 | N.A. | Euro Dopp | N.A. | N.A. | 0 | N.A. | 0 | N.A. | W
10 | Labour Room | Ambu Bag | 1 | N.A. | N.A. | N.A. | N.A. | 0 | N.A. | 0 | N.A. | W
11 | Laboratory | HB meter | 1 | N.A. | N.A. | N.A. | N.A. | 0 | N.A. | 0 | N.A. |  | NW
12 | Laboratory | Microscope | 1 | N.A. | N.A. | N.A. | N.A. | 0 | N.A. | 0 | N.A. | W
13 | Dental Department | Dental Chair | 1 | Confident | IV | N.A. | N.A. | 0 | N.A. | 0 | N.A. | W
Contact details : 01664-242110
Facility Incharge : Dr. Randeep Singh Poonia, Civil Surgeon, Bhiwani (HR)
Store Incharge : Dr. Krishan Kumar, Dy. Civil Surgeon (Medical), O/o Civil Surgeon, Bhiwani
Store keeper : Harinder Kumar
Biomedical Engineer : Susheel Kumar

## PHC Jamalpur
MASTER EQUIPMENT BASE
Name of District- Bhiwani Type of facility- PHC Name of the Facility- Jamalpur
S.no | Equipment category | Equipment name | Qty | Manufacturer | Model | Equipment S.No. | Installation date(m-yy) | Under Warranty(Y=1/N=0) | Warranty Upto(m-yy) | AMC/CMC(Y=1,N=0) | AMC/CMC upto(m/yy) | Working status
[12 empty] | W | NW
1 | Labour Room | Phototherapy Unit | 1 | N.A. | N.A. | N.A. | N.A. | 0 | N.A. | 0 | N.A. | W
2 | Labour Room | Suction machine | 1 | N.A. | N.A. | N.A. | N.A. | 0 | N.A. | 0 | N.A. | W
3 | Labour Room | Weighing Machine | 1 | N.A. | N.A. | N.A. | 1.04.2004 | 0 | N.A. | 0 | N.A. | W
4 | Labour Room | Delievery Table | 1 | N.A. | N.A. | N.A. | N.A. | 0 | N.A. | 0 | N.A. | W
5 | Labour Room | Standing B.P Appartus | 1 | N.A. | N.A. | N.A. | N.A. | 0 | N.A. | 0 | N.A. | W
6 | Labour Room | Focus Light | 4 | Technica | N.A. | N.A. | N.A. | 0 | N.A. | 0 | N.A. | W
7 | Labour Room | Foetal Doppler | 1 | N.A. | N.A. | N.A. | 17.07.2012 | 0 | N.A. | 0 | N.A. | W
8 | Labour Room | Nebulizer | 1 | N.A. | N.A. | N.A. | N.A. | 0 | N.A. | 0 | N.A. | W
9 | Labour Room | Foot Operated Suction Machine | 1 | N.A. | N.A. | N.A. | N.A. | 0 | N.A. | 0 | N.A. | W
10 | Labour Room | Autoclave Verticle | 1 | N.A. | N.A. | N.A. | 01.04.2004 | 0 | N.A. | 0 | N.A. |  | NW
11 | Labour Room | Oil Filled Room Heater | 1 | N.A. | N.A. | N.A. | N.A. | 0 | N.A. | 0 | N.A. | W
12 | Labour Room | Sterlizer | 1 | N.A. | N.A. | N.A. | N.A. | 0 | N.A. | 0 | N.A. | W
13 | Labour Room | Radiant Warmer | 1 | Pheonix | OCW 100 |  | 2012 | 0 | N.A. | 1 | 08-15 |  | NW
14 | Labour Room | Radiant Warmer | 1 | Nice Neotech | 20075 | 141507001720 | 15-9-14 | 1 | 14-9-16 | 0 | N.A. | W
15 | Immunization | Deep freezer | 1 | Haier | HBD | BE0410191 | 15.11.2011 | 0 | N.A. | 0 | N.A. | W
16 | Immunization | ILR | 1 | Vastofrest | NMK142 | 50213007 | 15.11.2011 | 0 | N.A. | 0 | N.A. | W
17 | Laboratory | Microscope | 1 | N.A. | N.A. | N.A. | N.A. | 0 | N.A. | 0 | N.A. | W
18 | Laboratory | Hb Meter | 1 | N.A. | N.A. | N.A. | N.A. | N.A. | N.A. | N.A. | N.A. | W
19 | Dental Deptt. | Dental Chair Unit | 1 | Confident | iv | N.A. | 1996 | 0 | N.A. | 0 | N.A. |  | NW
Contact details : 01664-242110
Facility Incharge : Dr. Randeep Singh Poonia, Civil Surgeon, Bhiwani (HR)
Store Incharge : Dr. Krishan Kumar, Dy. Civil Surgeon (Medical), O/o Civil Surgeon, Bhiwani
Store keeper : Harinder Kumar
Biomedical Engineer : Susheel Kumar

## PHC Biran
MASTER EQUIPMENT BASE
Name of District- Bhiwani Type of facility- PHC Name of the Facility- Biran
S.no | Equipment category | Equipment name | Qty | Manufacturer | Model | Equipment S.No. | Installation date(m-yy) | Under Warranty(Y=1/N=0) | Warranty Upto(m-yy) | AMC/CMC(Y=1,N=0) | AMC/CMC upto(m/yy) | Working status
[12 empty] | W | NW
1 | Labour Room | Open Care Warmer | 1 | Jain Surgical | N.A. | N.A. | N.A. | 0 | N.A. | 0 | N.A. | W
2 | Labour Room | Suction machine | 1 | Anand Surgicals | N.A. | N.A. | N.A. | 0 | N.A. | 0 | N.A. | W
3 | Labour Room | Weighing Machine | 1 | Crown | N.A. | N.A. | N.A. | 0 | N.A. | 0 | N.A. | W
4 | Labour Room | Delievery Table | 1 | Local Make | N.A. | N.A. | N.A. | 0 | N.A. | 0 | N.A. | W
5 | Labour Room | Standing B.P Appartus | 1 | N.A. | N.A. | N.A. | N.A. | 0 | N.A. | 0 | N.A. | W
6 | Labour Room | Focus Light | 1 | Technica | N.A. | N.A. | N.A. | 0 | N.A. | 0 | N.A. | W
7 | Labour Room | Foetal Doppler | 1 | Jainco | N.A. | N.A. | N.A. | 0 | N.A. | 0 | N.A. | W
8 | Labour Room | Nebulizer | 1 | N.A. | N.A. | N.A. | N.A. | 0 | N.A. | 0 | N.A. | W
9 | Labour Room | Foot Operated Suction Machine | 1 | N.A. | N.A. | N.A. | N.A. | 0 | N.A. | 0 | N.A. | W
10 | Labour Room | Autoclave Verticle | 1 | Local Make | N.A. | N.A. | N.A. | 0 | N.A. | 0 | N.A. | W
11 | Labour Room | Oil Filled Room Heater | 1 | N.A. | N.A. | N.A. | N.A. | 0 | N.A. | 0 | N.A. | W
12 | Labour Room | Sterlizer | 1 | Local Make | N.A. | N.A. | N.A. | 0 | N.A. | 0 | N.A. | W
13 | Labour Room | O.T Light Portable | 1 | arko | N.A. | N.A. | N.A. | 0 | N.A. | 0 | N.A. | w
14 | Labour Room | Servo Radiant Warmer | 1 | Nice Neotech | 20075 | 141507001738 | 17-9-14 | 1 | 16-9-16 | 0 | N.A. | W
15 | Immunization | Deep freezer | 1 | Haier | HBD116 | N.A. | N.A. | 0 | N.A. | 0 | N.A. | W
16 | Immunization | ILR | 1 | Vastofrest | HBC70 | N.A. | N.A. | 0 | N.A. | 0 | N.A. | W
17 | Laboratory | Monocular Microscope | 1 | Unilab | N.A. | N.A. | N.A. | 0 | N.A. | 0 | N.A. | W
18 | Dental | Dental Chair | 1 | Confident | IV | N.A. | N.A. | 0 | N.A. | 0 | N.A.
Contact details : 01664-242110
Facility Incharge : Dr. Randeep Singh Poonia, Civil Surgeon, Bhiwani (HR)
Store Incharge : Dr. Krishan Kumar, Dy. Civil Surgeon (Medical), O/o Civil Surgeon, Bhiwani
Store keeper : Harinder Kumar
Biomedical Engineer : Susheel Kumar

## PHC Bushan
MASTER EQUIPMENT BASE
Name of District- Bhiwani Type of facility- PHC Name of the Facility- Bushan
S.no | Equipment category | Equipment name | Qty | Manufacturer | Model | Equipment S.No. | Installation date(m-yy) | Under Warranty(Y=1/N=0) | Warranty Upto(m-yy) | AMC/CMC(Y=1,N=0) | AMC/CMC upto(m/yy) | Working status
[12 empty] | W | NW
1 | Labour Room | Open Care Warmer | 1 | Jain Surgical | N.A. | N.A. | N.A. | 0 | N.A. | 0 | N.A. | W
2 | Labour Room | Suction machine | 1 | Supreme | N.A. | N.A. | N.A. | 0 | N.A. | 0 | N.A. | W
3 | Labour Room | Weighing Machine | 1 | Crown | N.A. | N.A. | N.A. | 0 | N.A. | 0 | N.A. | W
4 | Labour Room | Delievery Table | 1 | Local Make | N.A. | N.A. | N.A. | 0 | N.A. | 0 | N.A. | W
5 | Labour Room | Standing B.P Appartus | 1 |  | N.A. | N.A. | N.A. | 0 | N.A. | 0 | N.A. | W
6 | Labour Room | Focus Light | 1 | Technica | N.A. | N.A. | N.A. | 0 | N.A. | 0 | N.A. | W
7 | Labour Room | Foetal Doppler | 1 | Medigold | N.A. | N.A. | 29.09.2010 | 0 | N.A. | 0 | N.A. | W
8 | Labour Room | Nebulizer | 1 | N.A. | N.A. | N.A. | N.A. | 0 | N.A. | 0 | N.A. | W
9 | Labour Room | Foot Operated Suction Machine | 1 | N.A. | N.A. | N.A. | N.A. | 0 | N.A. | 0 | N.A. | W
10 | Immunizatiom | ILR | 1 | Haier | HBC-70 | N.A. | N.A. | 0 | N.A. | 0 | N.A. | W
11 | Immunizatiom | Deep Freezer | 1 | Haier | N.A. | N.A. | N.A. | 0 | N.A. | 0 | N.A. | W
12 | Labour Room | Autoclave Verticle | 1 | N.A. | N.A. | N.A. | N.A. | 0 | N.A. | 0 | N.A. | W
13 | Labour Room | Oil Filled Room Heater | 2 | N.A. | N.A. | N.A. | N.A. | 0 | N.A. | 0 | N.A. | W
14 | Labour Room | Sterlizer | 3 | N.A. | N.A. | N.A. | N.A. | 0 | N.A. | 0 | N.A. | W
15 | Laboratory | Microscope | 1 | N.A. | N.A. | N.A. | N.A. | 0 | N.A. | 0 | N.A. | W
16 | Laboratory | Hb Meter | 1 | N.A. | N.A. | N.A. | N.A. | 0 | N.A. | 0 | N.A. | W
Contact details : 01664-242110
Facility Incharge : Dr. Randeep Singh Poonia, Civil Surgeon, Bhiwani (HR)
Store Incharge : Dr. Krishan Kumar, Dy. Civil Surgeon (Medical), O/o Civil Surgeon, Bhiwani
Store keeper : Harinder Kumar
Biomedical Engineer : Susheel Kumar

## PHC Sandva
MASTER EQUIPMENT BASE
Name of District- Bhiwani Type of facility- PHC Name of the Facility- Sandva
S.no | Equipment category | Equipment name | Qty | Manufacturer | Model | Equipment S.No. | Installation date(m-yy) | Under Warranty(Y=1/N=0) | Warranty Upto(m-yy) | AMC/CMC(Y=1,N=0) | AMC/CMC upto(m/yy) | Working status
[12 empty] | W | NW
1 | Labour Room | Open Care Warmer | 1 | Phoenix | OCU 100 | N.A. | 2012 | 0 | N.A. | 1 | 08-15 | W
2 | Labour Room | Suction machine | 1 | Supreme | N.A. | 05L01 | N.A. | 0 | N.A. | 0 | N.A. | W
3 | Labour Room | Weighing Machine | 1 | N.A. | N.A. | N.A. | 1.04.2004 | 0 | N.A. | 0 | N.A. | W
4 | Labour Room | Delievery Table | 1 | N.A. | N.A. | N.A. | N.A. | 0 | N.A. | 0 | N.A. | W
5 | Labour Room | Standing B.P Appartus | 1 | N.A. | N.A. | N.A. | N.A. | 0 | N.A. | 0 | N.A. | W
6 | Labour Room | Focus Light | 1 | N.A. | N.A. | N.A. | N.A. | 0 | N.A. | 0 | N.A. |  | NW
7 | Labour Room | Foetal Doppler | 1 | Jainco | N.A. | N.A. | N.A. | 0 | N.A. | 0 | N.A. | W
8 | Labour Room | Sterliser | 2 | N.A. | N.A. | N.A. | N.A. | 0 | N.A. | 0 | N.A. | W
9 | Labour Room | Invertor | 1 | Microtak | N.A. | N.A. | N.A. | 0 | N.A. | 0 | N.A. | W
10 | Labour Room | Baby Weighing Machine | 1 | Crown | N.A. | N.A. | N.A. | 0 | N.A. | 0 | N.A. | W
11 | Labour Room | Laryangoscope | 1 | N.A. | N.A. | N.A. | N.A. | 0 | N.A. | 0 | N.A. | W
12 | Labour Room | B.P Appartus | 2 | N.A. | N.A. | N.A. | N.A. | 0 | N.A. | 0 | N.A. | W
13 | Laboratory | HB Meter | 2 | N.A. | N.A. | N.A. | N.A. | 0 | N.A. | 0 | N.A. | W
14 | Immunization | ILR | 1 | N.A. | N.A. | N.A. | N.A. | 0 | N.A. | 0 | N.A. | W
15 | Immunization | Deep Frezzer | 1 | N.A. | N.A. | N.A. | N.A. | 0 | N.A. | 0 | N.A. | W
Contact details : 01664-242110
Facility Incharge : Dr. Randeep Singh Poonia, Civil Surgeon, Bhiwani (HR)
Store Incharge : Dr. Krishan Kumar, Dy. Civil Surgeon (Medical), O/o Civil Surgeon, Bhiwani
Store keeper : Harinder Kumar
Biomedical Engineer : Susheel Kumar

## PHC Alakhpura
MASTER EQUIPMENT BASE
Name of District- Bhiwani Type of facility- PHC Name of the Facility- Alakhpura
S.no | Equipment category | Equipment name | Qty | Manufacturer | Model | Equipment S.No. | Installation date(m-yy) | Under Warranty(Y=1/N=0) | Warranty Upto(m-yy) | AMC/CMC(Y=1,N=0) | AMC/CMC upto(m/yy) | Working status
[12 empty] | W | NW
1 | Labour Room | Autoclave | 1 | Local Make | N.A. | N.A. | 2009-01-04 | 0 | N.A. | 0 | N.A. | W
2 | Labour Room | Electric Sterrlizer | 1 | Local Make | N.A. | N.A. | N.A. | 0 | N.A. | 0 | N.A. | W
3 | Labour Room | Suction Machinne electrical | 1 | Monarch | N.A. | 689304 | N.A. | 0 | N.A. | 0 | N.A. | W
4 | Labour Room | Suction Machine Foot | 1 | ANAND | N.A. | N.A. | N.A. | 0 | N.A. | 0 | N.A. | W
5 | Labour Room | Weighing Machine | 1 | Braun | N.A. | N.A. | N.A. | 0 | N.A. | 0 | N.A. | W
6 | Labour Room | Needle Cutter | 3 | Microsil | Dust tray | N.A. | N.A. | 0 | N.A. | 0 | N.A. | W
7 | Labour Room | BP Appartus | 2 | Diamond | N.A. | N.A. | N.A. | 0 | N.A. | 0 | N.A. | W
8 | Labour Room | OxygenvCylinder | 1 | N.A. | N.A. | N.A. | N.A. | 0 | N.A. | 0 | N.A. | W
9 | Labour Room | laryangoscope | 1 | N.A. | N.A. | N.A. | N.A. | 0 | N.A. | 0 | N.A. | W
10 | Labour Room | Labour TABLE | 1 | N.A. | N.A. | N.A. | N.A. | 0 | N.A. | 0 | N.A. | W
11 | Immunization | Deep Freezer | 1 | Haier | N.A. | N.A. | N.A. | 0 | N.A. | 0 | N.A. | W
12 | Immunization | ILR | 1 | Vestfrost | NMK-142 | 50213594 | N.A. | 0 | N.A. | 0 | N.A. | W
13 | Laboratory | Microscope | 1 | N.A. | N.A. | N.A. | N.A. | 0 | N.A. | 0 | N.A. | W
14 | Laboratory | Hb Meter | 2 | N.A. | N.A. | N.A. | N.A. | 0 | N.A. | 0 | N.A. | W
15 | Laboratory | Microscope | 1 | Olympus | N.A. | N.A. | N.A. | 0 | N.A. | 0 | N.A. | W
Contact details : 01664-242110
Facility Incharge : Dr. Randeep Singh Poonia, Civil Surgeon, Bhiwani (HR)
Store Incharge : Dr. Krishan Kumar, Dy. Civil Surgeon (Medical), O/o Civil Surgeon, Bhiwani
Store keeper : Harinder Kumar
Biomedical Engineer : Susheel Kumar

## PHC Chang
MASTER EQUIPMENT BASE
Name of District- Bhiwani Type of facility- PHC Name of the Facility- Chang
S.no | Equipment category | Equipment name | Qty | Manufacturer | Model | Equipment S.No. | Installation date(m-yy) | Under Warranty(Y=1/N=0) | Warranty Upto(m-yy) | AMC/CMC(Y=1,N=0) | AMC/CMC upto(m/yy) | Working status
[12 empty] | W | NW
1 | Labour Room | Autoclave | 1 | N.A. | N.A. | N.A. | N.A. | 0 | N.A. | 0 | N.A. | W
2 | Labour Room | Electric Sterrlizer | 2 | N.A. | N.A. | N.A. | N.A. | 0 | N.A. | 0 | N.A. | W
3 | Labour Room | Suction Machinne | 1 | Monarch | N.A. | N.A. | N.A. | 0 | N.A. | 0 | N.A. | W
4 | Labour Room | Suction Machine Foot | 1 | Anand Surgicals | N.A. | N.A. | N.A. | 0 | N.A. | 0 | N.A. | W
5 | Labour Room | Foetal doppler | 1 | Hi bebe | Hygenia | N.A. | N.A. | 0 | N.A. | 0 | N.A. | W
6 | Labour Room | Weighing Machine | 1 | Docbel | Braun | N.A. | N.A. | 0 | N.A. | 0 | N.A. | W
7 | Labour Room | Needle Cutter | 1 | Micrisil |  | N.A. | N.A. | 0 | N.A. | 0 | N.A. | W
8 | Labour Room | Radiant Warmer | 1 | Local Make | Servo Type | N.A. | N.A. | 0 | N.A. | 0 | N.A. | W
9 | Labour Room | Labour TABLE | 2 | N.A. | N.A. | N.A. | 03-13 | 0 | N.A. | 0 | N.A. | W
10 | Labour Room | OxygenvCylinder | 2 | N.A. | N.A. | N.A. | N.A. | 0 | N.A. | 0 | N.A. | W
11 | Labour Room | BP appartus | 2 | Namtt | N.A. | N.A. | N.A. | 0 | N.A. | 0 | N.A. | W
12 | Labour Room | shadowless lamp | 2 | N.A. | N.A. | N.A. | 03-13 | 0 | N.A. | 0 | N.A. | W
13 | Labour Room | Phototherphy | 1 | N.A. | N.A. | N.A. | N.A. | 0 | N.A. | 0 | N.A. | W
14 | Laboratory | Microscope | 1 | Olympus | N.A. | N.A. | N.A. | 0 | N.A. | 0 | N.A. | W
15 | Immunization | Deep Freezer | 1 | Vestfrost | MF-144 | N.A. | N.A. | 0 | N.A. | 0 | N.A. | W
16 | Immunization | ILR | 1 | N.A. | N.A. | N.A. | N.A. | 0 | N.A. | 0 | N.A. | W
17 | Dental | Dental Chair | 1 | Confident | IV | 9568 | N.A. | 0 | N.A. | 0 | N.A. |  | NW
Contact details : 01664-242110
Facility Incharge : Dr. Randeep Singh Poonia, Civil Surgeon, Bhiwani (HR)
Store Incharge : Dr. Krishan Kumar, Dy. Civil Surgeon (Medical), O/o Civil Surgeon, Bhiwani
Store keeper : Harinder Kumar
Biomedical Engineer : Susheel Kumar

## PHC Pur
MASTER EQUIPMENT BASE
Name of District- Bhiwani Type of facility- PHC Name of the Facility- Pur
S.no | Equipment category | Equipment name | Qty | Manufacturer | Model | Equipment S.No. | Installation date(m-yy) | Under Warranty(Y=1/N=0) | Warranty Upto(m-yy) | AMC/CMC(Y=1,N=0) | AMC/CMC upto(m/yy) | Working status
[12 empty] | W | NW
1 | Labour Room | Autoclave | 1 | N.A. | N.A. | N.A. | 2009-01-04 | N.A. | N.A. | 0 | N.A. | W
2 | Labour Room | Electric Sterrlizer | 1 | N.A. | N.A. | N.A. | N.A. | 0 | N.A. | 0 | N.A. | W
3 | Labour Room | Suction Machinne | 1 | Shiva | N.A. | N.A. | N.A. | 0 | N.A. | 0 | N.A. | W
4 | Labour Room | Suction Machine Foot | 1 | Anand surgicals | N.A. | N.A. | N.A. | 0 | N.A. | 0 | N.A. | W
5 | Labour Room | Foetal doppler | 1 | KME | Fd11C | N.A. | N.A. | 0 | N.A. | 0 | N.A. | W
6 | Labour Room | Weighing Machine | 1 | Docbel | Braun | N.A. | N.A. | 0 | N.A. | 0 | N.A. | W
7 | Labour Room | Needle Cutter | 1 | Microsil | Dust tray | N.A. | N.A. | 0 | N.A. | 0 | N.A. | W
8 | Labour Room | BP appartus Stand model | 1 | Gold Supreme | N.A. | N.A. | N.A. | 0 | N.A. | 0 | N.A. | W
9 | Labour Room | Labour TABLE | 1 | N.A. | N.A. | N.A. | N.A. | 0 | N.A. | 0 | N.A. | W
10 | Labour Room | Focus Lamp | 1 | Olympus | N.A. | N.A. | N.A. | 0 | N.A. | 0 | N.A. | W
11 | Labour Room | OxygenvCylinder | 4 | N.A. | N.A. | N.A. | N.A. | 0 | N.A. | 0 | N.A. | W
12 | Labour Room | Invertor | 1 | Luminous | 1500 volt | double batter | N.A. | 0 | N.A. | 0 | N.A. | W
13 | Labour Room | Nebulizer | 1 | N.A. | N.A. | N.A. | N.A. | N.A. | N.A. | N.A. | N.A. | W
14 | Immunization | ILR | 1 | Vestfrost | NMK-142 | 50213517 | N.A. | 0 | N.A. | 0 | N.A. | W
15 | Immunization | Deep Freezer | 1 | N.A. | N.A. | N.A. | N.A. | 0 | N.A. | 0 | N.A. | W
16 | Laboratory | Microscope | 1 | Olympus | N.A. | N.A. | N.A. | 0 | N.A. | 0 | N.A. | W
17 | Laboratory | Centrifuge | 1 | N.A. | N.A. | N.A. | N.A. | 0 | N.A. | 0 | N.A. | W
18 | Dental | Dental Chair | 1 | Confident | IV | N.A. | N.A. | 0 | N.A. | 0 | N.A. | W
Contact details : 01664-242110
Facility Incharge : Dr. Randeep Singh Poonia, Civil Surgeon, Bhiwani (HR)
Store Incharge : Dr. Krishan Kumar, Dy. Civil Surgeon (Medical), O/o Civil Surgeon, Bhiwani
Store keeper : Harinder Kumar
Biomedical Engineer : Susheel Kumar

## PHC Sui
MASTER EQUIPMENT BASE
Name of District- Bhiwani Type of facility- PHC Name of the Facility- Sui
S.no | Equipment category | Equipment name | Qty | Manufacturer | Model | Equipment S.No. | Installation date(m-yy) | Under Warranty(Y=1/N=0) | Warranty Upto(m-yy) | AMC/CMC(Y=1,N=0) | AMC/CMC upto(m/yy) | Working status
[12 empty] | W | NW
1 | labour Room | Autoclave | 3 | N.A. | N.A. | N.A. | 2009-01-04 | 0 | N.A. | 0 | N.A. | W
2 | labour Room | Electric Sterrlizer | 2 | N.A. | N.A. | N.A. | N.A. | 0 | N.A. | 0 | N.A. | W
3 | labour Room | Suction Machinne | 1 | Monarch | N.A. | 689304 | N.A. | 0 | N.A. | 0 | N.A. | W
4 | labour Room | Suction Machine Foot | 2 | N.A. | N.A. | N.A. | N.A. | 0 | N.A. | 0 | N.A. | W
5 | labour Room | Foetal doppler | 1 | N.A. | N.A. | N.A. | N.A. | 0 | N.A. | 0 | N.A. | W
6 | labour Room | Weighing Machine | 1 | CROWN | N.A. | N.A. | N.A. | 0 | N.A. | 0 | N.A. | W
7 | labour Room | Radiant Warmer | 1 | N.A. | N.A. | N.A. | N.A. | 0 | N.A. | 0 | N.A. | W
8 | labour Room | Weight Machine Adult | 1 | N.A. | N.A. | N.A. | N.A. | 0 | N.A. | 0 | N.A. | W
9 | labour Room | Labour TABLE | 2 | N.A. | N.A. | N.A. | N.A. | 0 | N.A. | 0 | N.A. | W
10 | labour Room | Nebulizer | 1 | N.A. | N.A. | N.A. | N.A. | 0 | N.A. | 0 | N.A. | W
11 | Dental | Dental Chair | 1 | Confident | IV | N.A. | N.A. | 0 | N.A. | 0 | N.A.
12 | Laboratory | Centrifuge | 1 | N.A. | N.A. | N.A. | N.A. | 0 | N.A. | 0 | N.A. | W
13 | Laboratory | Colorimeter | 1 | Alpine | 18-2010-1020 | N.A. | N.A. | 0 | N.A. | 0 | N.A. | W
14 | Laboratory | Incubator | 1 | N.A. | N.A. | N.A. | N.A. | 0 | N.A. | 0 | N.A. | W
15 | Laboratory | Microscope (Binuclear) | 1 | Olympus | N.A. | N.A. | N.A. | 0 | N.A. | 0 | N.A. | W
16 | Laboratory | Centrifuge | 1 | N.A. | N.A. | N.A. | N.A. | 0 | N.A. | 0 | N.A. | W
17 | Laboratory | Microscope | 4 | Olympus | N.A. | N.A. | N.A. | 0 | N.A. | 0 | N.A. | W | 3- NW
18 | Laboratory | Blood Storage Refrigerators | 1 | Rajas Enterprises | N.A. | N.A. | N.A. | 0 | N.A. | 0 | N.A. | W
19 | Immunization | Deep Freezer | 1 | Vestfrost | MF-144 | N.A. | N.A. | 0 | N.A. | 0 | N.A. | W
20 | Immunization | ILR | 1 | Vestfrost | NMK-142 | N.A. | N.A. | 0 | N.A. | 0 | N.A. | W
Contact details : 01664-242110
Facility Incharge : Dr. Randeep Singh Poonia, Civil Surgeon, Bhiwani (HR)
Store Incharge : Dr. Krishan Kumar, Dy. Civil Surgeon (Medical), O/o Civil Surgeon, Bhiwani
Store keeper : Harinder Kumar
Biomedical Engineer : Susheel Kumar

## PHC Talu
MASTER EQUIPMENT BASE
Name of District- Bhiwani Type of facility- PHC Name of the Facility- Talu
S.no | Equipment category | Equipment name | Qty | Manufacturer | Model | Equipment S.No. | Installation date(m-yy) | Under Warranty(Y=1/N=0) | Warranty Upto(m-yy) | AMC/CMC(Y=1,N=0) | AMC/CMC upto(m/yy) | Working status
[12 empty] | W | NW
1 | Labour Room | Autoclave | 1 | N.A. | N.A. | N.A. | N.A. | 0 | N.A. | 0 | N.A. | W
2 | Labour Room | Electric Sterrlizer | 1 | N.A. | N.A. | N.A. | N.A. | 0 | N.A. | 0 | N.A. | W
3 | Labour Room | Suction Machinne | 1 | Anand Surgicals | N.A. | 689304 | N.A. | 0 | N.A. | 0 | N.A. | W
4 | Labour Room | Suction Machine Foot | 1 | N.A. | N.A. | N.A. | N.A. | 0 | N.A. | 0 | N.A. | W
5 | Labour Room | Focus Lamp | 1 | N.A. | N.A. | N.A. | N.A. | 0 | N.A. | 0 | N.A. | W
6 | Labour Room | BP table top | 1 | Lifeline | N.A. | N.A. | N.A. | 0 | N.A. | 0 | N.A. | W
7 | Labour Room | Weighing Machine | 1 | CROWN | N.A. | N.A. | N.A. | 0 | N.A. | 0 | N.A. | W
8 | Labour Room | Needle Cutter | 2 | N.A. | N.A. | N.A. | N.A. | 0 | N.A. | 0 | N.A. | W
9 | Labour Room | BP appartus Stand Model | 1 | N.A. | N.A. | N.A. | N.A. | 0 | N.A. | 0 | N.A. | W
10 | Labour Room | OxygenvCylinder | 1 | N.A. | N.A. | N.A. | N.A. | 0 | N.A. | 0 | N.A. | W
11 | Labour Room | Nebulizer | 1 | Nuneb | N.A. | N.A. | N.A. | 0 | N.A. | 0 | N.A. | W
12 | Labour Room | OxygenvCylinder | 1 | N.A. | N.A. | N.A. | N.A. | 0 | N.A. | 0 | N.A. | W
13 | Labour Room | Weight Machine Adult | 1 | N.A. | N.A. | N.A. | N.A. | 0 | N.A. | 0 | N.A. | W
14 | Labour Room | Labour TABLE | 1 | N.A. | N.A. | N.A. | N.A. | 0 | N.A. | 0 | N.A. | W
15 | Laboratory | Microscope | 1 | Olympus | N.A. | N.A. | N.A. | 0 | N.A. | 0 | N.A. | W
16 | Laboratory | Centrifuge | 1 | N.A. | N.A. | N.A. | N.A. | 0 | N.A. | 0 | N.A. | W
17 | Laboratory | Microscope (Monoclear) | 1 | N.A. | N.A. | N.A. | N.A. | 0 | N.A. | 0 | N.A. | W
18 | Immunization | ILR | 1 | Vestfrost | NMK-142 | 50213517 | N.A. | 0 | N.A. | 0 | N.A. | W
19 | Immunization | Deep Freezer | 1 | N.A. | N.A. | N.A. | N.A. | 0 | N.A. | 0 | N.A. | W
Contact details : 01664-242110
Facility Incharge : Dr. Randeep Singh Poonia, Civil Surgeon, Bhiwani (HR)
Store Incharge : Dr. Krishan Kumar, Dy. Civil Surgeon (Medical), O/o Civil Surgeon, Bhiwani
Store keeper : Harinder Kumar
Biomedical Engineer : Susheel Kumar

## PHC DInod
MASTER EQUIPMENT BASE
Name of District- Bhiwani Type of facility- PHC Name of the Facility- Dinod
S.no | Equipment category | Equipment name | Qty | Manufacturer | Model | Equipment S.No. | Installation date(m-yy) | Under Warranty(Y=1/N=0) | Warranty Upto(m-yy) | AMC/CMC(Y=1,N=0) | AMC/CMC upto(m/yy) | Working status
[12 empty] | W | NW
1 | Dental | Dental chair | 1 | Confident | IV | IV | 1993 | 0 | N.A. | 0 | N.A. | W
2 | Labour Room | Radiant warmer | 1 | Medi Waves | N.A. | N.A. | 22/2/12 | 0 | N.A. | 0 | N.A. | W
3 | Labour Room | Phototherphy | 1 | N.A. | N.A. | N.A. | 2010-01-04 | 0 | N.A. | 0 | N.A. | W
4 | Labour Room | Suction Electrical | 1 | Shiva | N.A. | N.A. | 2010-01-04 | 0 | N.A. | 0 | N.A. | W
5 | Labour Room | O2 Cylinder | 1 | N.A. | N.A. | N.A. | 2010-01-04 | 0 | N.A. | 0 | N.A. | W
6 | Labour Room | Needle cutter | 1 | Microsil | Dusttray | Dusttray | 2010-01-04 | 0 | N.A. | 0 | N.A. | W
7 | Labour Room | Weight machine | 2 | N.A. | N.A. | N.A. | 2010-01-04 | 0 | N.A. | 0 | N.A. | W
8 | Labour Room | Shadowless Lamp | 1 | N.A. | N.A. | N.A. | 23/2/12 | 0 | N.A. | 0 | N.A. | W
9 | Labour Room | Labour Table | 1 | N.A. | N.A. | N.A. | N.A. | 0 | N.A. | 0 | N.A. | W
10 | Labour Room | Foetal Doppler | 1 | N.A. | N.A. | N.A. | 27/8/11 | 0 | N.A. | 0 | N.A. | W
11 | Labour Room | BP Appartus | 1 | N.A. | N.A. | N.A. | 2013-08-02 | 0 | N.A. | 0 | N.A. | W
12 | Labour Room | Sterlizer | 2 | N.A. | N.A. | N.A. | 16/2/13 | 0 | N.A. | 0 | N.A. | W
13 | Labour Room | Autoclave | 1 | N.A. | N.A. | N.A. | 2010-01-04 | 0 | N.A. | 0 | N.A. | W
14 | Labour Room | Nebulizer | 1 | Nuneb pro | N.A. | N.A. | 2010-01-04 | 0 | N.A. | 0 | N.A. | W
15 | Labour Room | Baby Cardle | 1 | N.A. | N.A. | N.A. | 2010-01-04 | 0 | N.A. | 0 | N.A. | W
16 | Immunization | ILR | 1 | MK142 | 24513889 | 24513889 | N.A. | 0 | N.A. | 0 | N.A. | W
17 | Immunization | Deep Freezer | 1 | NK144 | 200139007.8 | 200139007.8 | N.A. | 0 | N.A. | 0 | N.A. | W
18 | Laboratory | Centrifuge | 1 | Microsil | N.A. | N.A. | N.A. | 0 | N.A. | 0 | N.A. | W
19 | Laboratory | Microscope Binuclear | 1 | CXL Plus | N.A. | N.A. | N.A. | 0 | N.A. | 0 | N.A. | W
20 | Electric | Generator | 1 | N.A. | 2.5 Kw | 2.5 Kw | N.A. | 0 | N.A. | 0 | N.A. | W
Contact details : 01664-242110
Facility Incharge : Dr. Randeep Singh Poonia, Civil Surgeon, Bhiwani (HR)
Store Incharge : Dr. Krishan Kumar, Dy. Civil Surgeon (Medical), O/o Civil Surgeon, Bhiwani
Store keeper : Harinder Kumar
Biomedical Engineer : Susheel Kumar

## PHC Dhani Mahu
MASTER EQUIPMENT BASE
Name of District- Bhiwani Type of facility- PHC Name of the Facility- Dhani Mahu
S.no | Equipment category | Equipment name | Qty | Manufacturer | Model | Equipment S.No. | Installation date(m-yy) | Under Warranty(Y=1/N=0) | Warranty Upto(m-yy) | AMC/CMC(Y=1,N=0) | AMC/CMC upto(m/yy) | Working status
[12 empty] | W | NW
1 | Dental Deptt | Dental chair | 1 | Confident | IV | N.A. | N.A. | 0 | N.A. | 0 | N.A. | W
2 | Labour Room | Phototherphy | 1 | N.A. | N.A. | N.A. | N.A. | 0 | N.A. | 0 | N.A. | W
3 | Labour Room | Suction Electrical | 1 | Shiva | N.A. | N.A. | N.A. | 0 | N.A. | 0 | N.A. | W
4 | Labour Room | O2 Cylinder | 1 | N.A. | N.A. | N.A. | N.A. | 0 | N.A. | 0 | N.A. | W
5 | Labour Room | Needle cutter | 1 | N.A. | N.A. | N.A. | N.A. | 0 | N.A. | 0 | N.A. | W
6 | Labour Room | Weight machine | 1 | N.A. | N.A. | N.A. | N.A. | 0 | N.A. | 0 | N.A. | W
7 | Labour Room | Shadowless Lamp | 1 | N.A. | N.A. | N.A. | 13/2/13 | 0 | N.A. | 0 | N.A. | W
8 | Labour Room | Labour Table | 2 | N.A. | N.A. | N.A. | N.A. | 0 | N.A. | 0 | N.A. | W
9 | Labour Room | Formuline Dispenser | 1 | N.A. | N.A. | N.A. | N.A. | 0 | N.A. | 0 | N.A. | W
10 | Labour Room | BP Appartus Stand model | 1 | Namatt | N.A. | N.A. | 13/2/13 | 0 | N.A. | 0 | N.A. | W
11 | Labour Room | Sterlizer | 2 | N.A. | N.A. | N.A. | N.A. | 0 | N.A. | 0 | N.A. | W
12 | Labour Room | Autoclave | 1 | N.A. | N.A. | N.A. | N.A. | 0 | N.A. | 0 | N.A. | W
13 | Labour Room | Stretcher | 1 | N.A. | N.A. | N.A. | N.A. | 0 | N.A. | 0 | N.A. | W
14 | Laboratory | Microscope | 1 | N.A. | N.A. | N.A. | N.A. | 0 | N.A. | 0 | N.A. | W
15 | Laboratory | Hb meter | 1 | N.A. | N.A. | N.A. | N.A. | 0 | N.A. | 0 | N.A. | W
16 | Immunization | ILR | 1 | Vestfrost | N.A. | N.A. | N.A. | 0 | N.A. | 0 | N.A. | W
17 | Immunization | Deep Freezer | 1 | Haier | N.A. | N.A. | N.A. | 0 | N.A. | 0 | N.A. | W
Contact details : 01664-242110
Facility Incharge : Dr. Randeep Singh Poonia, Civil Surgeon, Bhiwani (HR)
Store Incharge : Dr. Krishan Kumar, Dy. Civil Surgeon (Medical), O/o Civil Surgeon, Bhiwani
Store keeper : Harinder Kumar
Biomedical Engineer : Susheel Kumar

## PHC Jui
MASTER EQUIPMENT BASE
Name of District- Bhiwani Type of facility- PHC Name of the Facility- PHC Jui
S.no | Equipment category | Equipment name | Qty | Manufacturer | Model | Equipment S.No. | Installation date(m-yy) | Under Warranty(Y=1/N=0) | Warranty Upto(m-yy) | AMC/CMC(Y=1,N=0) | AMC/CMC upto(m/yy) | Working status
[12 empty] | W | NW
1 | Labour Room | Phtototheraphy | 1 | N.A. | N.A. | N.A. | 24/4/08 | 0 | N.A. | 0 | N.A. | W
2 | Labour Room | Suction Machine Electrical | 1 | Shiva | N.A. | N.A. | 2008-10-04 | 0 | N.A. | 0 | N.A. | W
3 | Labour Room | BP stand model | 1 | N.A. | N.A. | N.A. | 2012-02-03 | 0 | N.A. | 0 | N.A. | W
4 | Labour Room | Foot Suction | 1 | Anand | N.A. | N.A. | 2012 | 0 | N.A. | 0 | N.A. | W
5 | Labour Room | Needle Cutter | 1 | Microsil | Dustray | N.A. | 2008-10-04 | 0 | N.A. | 0 | N.A. | W
6 | Labour Room | Focus Lamp | 1 | N.A. | N.A. | N.A. | 27/2/13 | 0 | N.A. | 0 | N.A. | W
7 | Labour Room | Labour Table | 1 | N.A. | N.A. | N.A. | 2013-02-02 | 0 | N.A. | 0 | N.A. | W
8 | Labour Room | Weighing machine | 1 | N.A. | N.A. | N.A. | 2012 | 0 | N.A. | 0 | N.A. | W
9 | Labour Room | Autoclave | 1 | N.A. | N.A. | N.A. | 2008-09-08 | 0 | N.A. | 0 | N.A. | W
10 | Labour Room | Sterlizer | 1 | N.A. | N.A. | N.A. | N.A. | 0 | N.A. | 0 | N.A. | W
15 | Labour Room | Needle Cutter | 1 | Microsil | Dustray | N.A. | N.A. | 0 | N.A. | 0 | N.A. | W
16 | Labour Room | BP appartus | 1 | Prolix | N.A. | N.A. | N.A. | 0 | N.A. | 0 | N.A. | W
20 | Labour Room | Servo Radiant Warmer | 1 | Nice Neotech | 20075 | 141507001735 | 17/9/14 | 1 | 16/9/16 | 0 | N.A. | W
21 | Labour Room | Manual Radiant Warmer | 1 | Local Make | N.A. | N.A. | N.A. | 0 | N.A. | 0 | N.A. | W
22 | Dental | Dental Chair | 1 | Confident | IV | N.A. | 16/1/07 | 0 | N.A. | 0 | N.A. | W
23 | Immunization | ILR | 1 | Haier | N.A. | N.A. | N.A. | 0 | N.A. | 0 | N.A. | W
24 | Immunization | ILR | 1 | Haier | HBC-70 | N.A. | N.A. | 0 | N.A. | 0 | N.A. | W
25 | Immunization | Deep Freezer | 1 | Haier | N.A. | N.A. | N.A. | 0 | N.A. | 0 | N.A. | W
26 | Laboratory | Microscope Binuclear | 1 | Alpine | N.A. | N.A. | N.A. | 0 | N.A. | 0 | N.A. | W
27 | Laboratory | HB meter | 1 | N.A. | N.A. | N.A. | N.A. | 0 | N.A. | 0 | N.A. | W
Contact details : 01664-242110
Facility Incharge : Dr. Randeep Singh Poonia, Civil Surgeon, Bhiwani (HR)
Store Incharge : Dr. Krishan Kumar, Dy. Civil Surgeon (Medical), O/o Civil Surgeon, Bhiwani
Store keeper : Harinder Kumar
Biomedical Engineer : Susheel Kumar

## PHC Behal
MASTER EQUIPMENT BASE
Name of District- Bhiwani Type of facility- PHC Name of the Facility- Behal
S.no | Equipment category | Equipment name | Qty | Manufacturer | Model | Equipment S.No. | Installation date(m-yy) | Under Warranty(Y=1/N=0) | Warranty Upto(m-yy) | AMC/CMC(Y=1,N=0) | AMC/CMC upto(m/yy) | Working status
[12 empty] | W | NW
1 | Labour Room | Radiant Warmer | 1 | Pheonix | OCW 100 | N.A. | N.A. | 0 | N.A. | 1 | 08-15 | W
2 | Labour Room | Foetal Heart Doppler | 1 | Medigold | N.A. | N.A. | N.A. | 0 | N.A. | 0 | N.A. | W
3 | Labour Room | Centrifuge | 1 | N.A. | N.A. | N.A. | N.A. | 0 | N.A. | 0 | N.A. | W
4 | Labour Room | Needle cutter | 1 | N.A. | N.A. | N.A. | N.A. | 0 | N.A. | 0 | N.A. | W
5 | Labour Room | Mobile shadowless light | 1 | Arko | N.A. | N.A. | N.A. | 0 | N.A. | 0 | N.A. |  | NW
6 | Labour Room | Mobile shadowless light | 1 | M | N.A. | N.A. | N.A. | 0 | N.A. | 0 | N.A. |  | NW
7 | Labour Room | Baby Weighing Machine | 1 | Crown | N.A. | N.A. | N.A. | 0 | N.A. | 0 | N.A. | W
8 | Labour Room | Phototheraphy | 1 | N.A. | N.A. | N.A. | N.A. | 0 | N.A. | 0 | N.A. | W
9 | Labour Room | Boiler | 1 | N.A. | N.A. | N.A. | N.A. | 0 | N.A. | 0 | N.A. |  | NW
10 | Labour Room | Foetal Heart Doppler | 1 | N.A. | N.A. | N.A. | N.A. | 0 | N.A. | 0 | N.A. | W
11 | Labour Room | B.P appartus | 3 | N.A. | N.A. | N.A. | N.A. | 0 | N.A. | 0 | N.A. | W
12 | Labour Room | Oxygen Cylinder | 2 | N.A. | N.A. | N.A. | N.A. | 0 | N.A. | 0 | N.A. |  | NW
13 | Labour Room | Servo radiant Warmer | 1 | Nice Neotech | 20075 | 141507001734 | 16/9/14 | 1 | 15/9/16 | 0 | N.A. | W
14 | Immunization | ILR | 1 | Haier | HBC-70 | N.A. | N.A. | 0 | N.A. | 0 | N.A. | W
15 | Immunization | Deep Freezer | 1 | Vestfrost | HK142 | 24617330 | N.A. | 0 | N.A. | 0 | N.A. | W
16 | Immunization | ILR | 1 | Vestfrost | MK142 | 24000861 | N.A. | 0 | N.A. | 0 | N.A. | W
17 | Dental | Dental Chair | 1 | Confident | IV | 1650 | N.A. | 0 | N.A. | 0 | N.A. | W
18 | Laboratory | Microscope | 1 | Olympus | N.A. | N.A. | N.A. | 0 | N.A. | 0 | N.A. | W
Contact details : 01664-242110
Facility Incharge : Dr. Randeep Singh Poonia, Civil Surgeon, Bhiwani (HR)
Store Incharge : Dr. Krishan Kumar, Dy. Civil Surgeon (Medical), O/o Civil Surgeon, Bhiwani
Store keeper : Harinder Kumar
Biomedical Engineer : Susheel Kumar

## PHC Dhigawa Jattan
MASTER EQUIPMENT BASE
Name of District- Bhiwani Type of facility- PHC Name of the Facility- Dhigawa Jattan
S.no | Equipment category | Equipment name | Qty | Manufacturer | Model | Equipment S.No. | Installation date(m-yy) | Under Warranty(Y=1/N=0) | Warranty Upto(m-yy) | AMC/CMC(Y=1,N=0) | AMC/CMC upto(m/yy) | Working status
[12 empty] | W | NW
1 | Labour Room | Radiant Warmer | 1 | Skin Servo Warmer | N.A. | N.A. | N.A. | 0 | N.A. | 0 | N.A. | W
2 | Labour Room | Labour Table | 1 | N.A. | N.A. | N.A. | N.A. | 0 | N.A. | 0 | N.A. | W
3 | Labour Room | Foetal Doppler | 1 | Medigold | N.A. | N.A. | N.A. | 0 | N.A. | 0 | N.A. | W
4 | Labour Room | Weighing Machine Analog-infant | 1 | Docbel | N.A. | N.A. | N.A. | 0 | N.A. | 0 | N.A. | W
5 | Labour Room | Neddle Cutter Electric | 1 | Microsil | N.A. | N.A. | N.A. | 0 | N.A. | 0 | N.A. | W
6 | Labour Room | Suction Machine (foot operated) | 1 | Anand Surgicals | N.A. | N.A. | N.A. | 0 | N.A. | 0 | N.A. | W
7 | Labour Room | B.P. Appartus | 1 | Supreme Surgico | N.A. | N.A. | N.A. | 0 | N.A. | 0 | N.A. | W
8 | Labour Room | Oxygen Cylinder | 2 | N.A. | N.A. | N.A. | N.A. | 0 | N.A. | 0 | N.A. | W
9 | Labour Room | Boiler | 2 | N.A. | N.A. | N.A. | N.A. | 0 | N.A. | 0 | N.A. | W
10 | Labour Room | BP appartus | 1 | Diamond | N.A. | N.A. | N.A. | 0 | N.A. | 0 | N.A. | W
11 | Labour Room | Patient Stretcher | 2 | N.A. | N.A. | N.A. | N.A. | 0 | N.A. | 0 | N.A. | W
12 | Labour Room | Suction machine Electrical | 1 | N.A. | N.A. | N.A. | N.A. | 0 | N.A. | 0 | N.A. | W
13 | Labour Room | BP appartus Stand Model | 1 | Novaphon |  | 267332-11-08 | 267332-11-08 | 0 | N.A. | 0 | N.A. | W
14 | Labour Room | Autoclave Cooker Type | 1 | N.A. | N.A. | N.A. | N.A. | 0 | N.A. | 0 | N.A. | W
15 | Laboratory | Centrifuge | 1 | Microsil | T-10 | 571 | 571 | 0 | N.A. | 0 | N.A. | W
16 | Laboratory | Binuclear Microscope | 1 | Quasmo | P2B22 | 54454 | 54454 | 0 | N.A. | 0 | N.A. | NO | NW
17 | Immunization | ILR | 1 | Haier | HBC-16 | BD0580E100BQ49L0079 | BD0580E100BQ49L0079 | 0 | N.A. | 0 | N.A. | W
18 | Immunization | Deep Freezer | 1 | Haier | HBD-16 | BE04G0E0100B296J0002 | BE04G0E0100B296J0002 | 0 | N.A. | 0 | N.A. | W
Contact details : 01664-242110
Facility Incharge : Dr. Randeep Singh Poonia, Civil Surgeon, Bhiwani (HR)
Store Incharge : Dr. Krishan Kumar, Dy. Civil Surgeon (Medical), O/o Civil Surgeon, Bhiwani
Store keeper : Harinder Kumar
Biomedical Engineer : Susheel Kumar

## PHC Nakipur
MASTER EQUIPMENT BASE
Name of District- Bhiwani Type of facility- PHC Name of the Facility- Nakipur
S.no | Equipment category | Equipment name | Qty | Manufacturer | Model | Equipment S.No. | Installation date(m-yy) | Under Warranty(Y=1/N=0) | Warranty Upto(m-yy) | AMC/CMC(Y=1,N=0) | AMC/CMC upto(m/yy) | Working status
[12 empty] | W | NW
1 | Dental | Dentat Chair | 1 | Confident | IV | 69112 | 27/3/97 | 0 | N.A. | 0 | N.A. | W
2 | Labour Room | Radiant Warmer | 1 | Skin Servo Warmer | N.A. | N.A. | 17/3/12 | 0 | N.A. | 0 | N.A. | W
3 | Labour Room | Suction machine Electrical | 1 | Anand Surgical | Surgivac | C285005 | 24/4/11 | 0 | N.A. | 0 | N.A. | W
4 | Labour Room | Ambu Bag (Resuciator) | 2 | Skin Servo Warmer | N.A. | N.A. | N.A. | 0 | N.A. | 0 | N.A. | W
5 | Labour Room | Oxygen Cylinder | 1 | N.A. | N.A. | N.A. | N.A. | 0 | N.A. | 0 | N.A. | W
6 | Labour Room | Shadowless Mobile O.T. light | 1 | Technica | N.A. | N.A. | 24/4/11 | 0 | N.A. | 0 | N.A. | W
7 | Labour Room | Boiler | 1 | N.A. | N.A. | N.A. | N.A. | 0 | N.A. | 0 | N.A. | W
8 | Labour Room | Weighing Machine | 1 | N.A. | N.A. | N.A. | N.A. | 0 | N.A. | 0 | N.A. | W
9 | Labour Room | Crib | 1 | N.A. | N.A. | N.A. | N.A. | 0 | N.A. | 0 | N.A. | W
10 | Labour Room | Labour Table | 1 | N.A. | N.A. | N.A. | N.A. | 0 | N.A. | 0 | N.A. | W
11 | Labour Room | Foetal Doppler | 1 | Jain Surgical Traders | JC Dopp | N.A. | N.A. | 0 | N.A. | 0 | N.A. | W
12 | Labour Room | BP Appartus | 1 | Diamond | N.A. | N.A. | N.A. | 0 | N.A. | 0 | N.A. | W
13 | Labour Room | Beds in Labour Room | 2 | N.A. | N.A. | N.A. | N.A. | 0 | N.A. | 0 | N.A. | W
14 | Labour Room | Needle Cutter Electric | 1 | N.A. | N.A. | N.A. | N.A. | 0 | N.A. | 0 | N.A. | W
15 | Labour Room | Inverter | 1 | Micritek | 850 Volt | N.A. | 2010-05-09 | 0 | N.A. | 0 | N.A. | W
16 | Labour Room | Servo Radiant Warmer | 1 | Nice Neotech | 20075 | 141507001739 | 13/9/14 | 1 | 13/9/16 | 0 | N.A. | W
17 | Immunization | ILR | 1 | Haier | HBC-70 | BE0581E0100B29770054 | N.A. | 0 | N.A. | 0 | N.A. | W
18 | Immunization | Deep Freezer | 1 | Vestfrost | MF114 | 20071020209 | N.A. | 0 | N.A. | 0 | N.A. | W
19 | Immunization | ILR | 1 | Vestfrost | N.A. | N.A. | N.A. | 0 | N.A. | 0 | N.A. |  | NW
20 | Laboratory | Microscope (Monuclear) | 1 | N.A. | N.A. | N.A. | N.A. | 0 | N.A. | 0 | N.A. | W
21 | Laboratory | Calorimeter | 1 | Kadio | KD-725 | N.A. | 23/12/10 | 0 | N.A. | 0 | N.A. | W
22 | Laboratory | Centrifuge | 1 | N.A. | N.A. | N.A. | 23/12/10 | 0 | N.A. | 0 | N.A. | W
23 | Laboratory | HB meter | 1 | N.A. | N.A. | N.A. |  | 0 | N.A. | 0 | N.A. | W
Contact details : 01664-242110
Facility Incharge : Dr. Randeep Singh Poonia, Civil Surgeon, Bhiwani (HR)
Store Incharge : Dr. Krishan Kumar, Dy. Civil Surgeon (Medical), O/o Civil Surgeon, Bhiwani
Store keeper : Harinder Kumar
Biomedical Engineer : Susheel Kumar

## PHC Sohansara
MASTER EQUIPMENT BASE
Name of District- Bhiwani Type of facility- PHC Name of the Facility- Sohansara
S.no | Equipment category | Equipment name | Qty | Manufacturer | Model | Equipment S.No. | Installation date(m-yy) | Under Warranty(Y=1/N=0) | Warranty Upto(m-yy) | AMC/CMC(Y=1,N=0) | AMC/CMC upto(m/yy) | Working status
[12 empty] | W | NW
1 | Immunization | ILR | 1 | Vest Frest | N.A. | 90506587 | N.A. | 0 | N.A. | 0 | N.A. | W
2 | Immunization | Deep Freezer | 1 | Vest Frest | N.A. | N.A. | N.A. | 0 | N.A. | 0 | N.A.
3 | Labour Room | Formalinchamber | 1 | N.A. | N.A. | N.A. | 2010-06-08 | 0 | N.A. | 0 | N.A. | W
4 | Labour Room | Phototheraphy Unit cum Baby warmer | 1 | N.A. | N.A. | 33772024 | N.A. | 0 | N.A. | 0 | N.A. | W
5 | Labour Room | Labour Room Lite with adjustable focus Lite | 1 | N.A. | N.A. | N.A. | 2010-06-08 | 0 | N.A. | 0 | N.A. | W
6 | Labour Room | Suction Machine | 1 | N.A. | N.A. | N.A. | 2010-06-08 | 0 | N.A. | 0 | N.A. | W
7 | Labour Room | Baby weight Machine | 1 | N.A. | N.A. | N.A. | 2013-09-02 | 0 | N.A. | 0 | N.A. | W
8 | Labour Room | Weighing Machine | 1 | N.A. | N.A. | N.A. | 2010-06-08 | 0 | N.A. | 0 | N.A. | W
9 | Labour Room | Nebalizer | 1 | N.A. | N.A. | 9711730703 | 2013-07-02 | 0 | N.A. | 0 | N.A. | W
10 | Labour Room | Strectcher | 1 | N.A. | N.A. | N.A. | 2013-09-02 | 0 | N.A. | 0 | N.A. | W
11 | Labour Room | Strectcher on wheel chair | 1 | N.A. | N.A. | N.A. | 2013-09-02 | 0 | N.A. | 0 | N.A. | W
12 | Labour Room | Room Heater | 1 | N.A. | N.A. | N.A. | 2013-03-01 | 0 | N.A. | 0 | N.A. | W
13 | Labour Room | Baby warmer with Phototherapy unit | 1 | N.A. | N.A. | N.A. | 2012-08-07 | 0 | N.A. | 0 | N.A. | W
14 | Labour Room | Lyrango Scope (P) | 1 | N.A. | N.A. | N.A. | 2013-09-02 | 0 | N.A. | 0 | N.A. | W
15 | Labour Room | Sterilizor -20 | 1 | N.A. | N.A. | N.A. | 2013-09-02 | 0 | N.A. | 0 | N.A. | W
16 | Labour Room | Auto Clave Dole Drum | 1 | N.A. | N.A. | N.A. | 2013-09-02 | 0 | N.A. | 0 | N.A. | W
17 | Labour Room | Oxygen Cylender | 1 | N.A. | N.A. | N.A. | 2013-09-02 | 0 | N.A. | 0 | N.A. | W
18 | Labour Room | Servo Radiant Warmer | 1 | Nice Neotech | 20075 | 1415001711 | 13/9/14 | 1 | 13/9/16 | 0 | N.A. | W
19 | Laboratory | Microscope | 1 | N.A. | N.A. | N.A. | N.A. | 0 | N.A. | 0 | N.A. | W
20 | Laboratory | Hb Meter | 2 | N.A. | N.A. | N.A. | N.A. | 0 | N.A. | 0 | N.A.
Contact details : 01664-242110
Facility Incharge : Dr. Randeep Singh Poonia, Civil Surgeon, Bhiwani (HR)
Store Incharge : Dr. Krishan Kumar, Dy. Civil Surgeon (Medical), O/o Civil Surgeon, Bhiwani
Store keeper : Harinder Kumar
Biomedical Engineer : Susheel Kumar

## PHC Sanwar
MASTER EQUIPMENT BASE
Name of District- Bhiwani Type of facility- PHC Name of the Facility- Sanwar
S.no | Equipment category | Equipment name | Qty | Manufacturer | Model | Equipment S.No. | Installation date(m-yy) | Under Warranty(Y=1/N=0) | Warranty Upto(m-yy) | AMC/CMC(Y=1,N=0) | AMC/CMC upto(m/yy) | Working status
[12 empty] | W | NW
1 | Labour Room | Radiant Warmer | 1 | Local Make | N.A. | N.A. | 2011-08-11 | 0 | N.A. | 0 | N.A. | W
2 | Labour Room | Autoclave | 1 | N.A. | N.A. | N.A. | 25/2/14 | 0 | N.A. | 0 | N.A. | W
3 | Labour Room | Oxygen cylinder | 1 | N.A. | N.A. | N.A. | 25/2/14 | 0 | N.A. | 0 | N.A. | W
4 | Labour Room | Focus Lamp | 1 | N.A. | N.A. | N.A. | 25/2/14 | 0 | N.A. | 0 | N.A. | W
5 | Labour Room | Sterlizer | 1 | Local Make | N.A. | N.A. | N.A. | 0 | N.A. | 0 | N.A. | W
6 | Labour Room | Weighing Machine | 1 | Crown | N.A. | N.A. | N.A. | 0 | N.A. | 0 | N.A. | W
7 | Labour Room | Foetal Doppler | 1 | N.A. | N.A. | N.A. | N.A. | 0 | N.A. | 0 | N.A. | W
8 | Labour Room | BP Appartus | 3 | N.A. | N.A. | N.A. | N.A. | 0 | N.A. | 0 | N.A. | W
9 | Labour Room | Wheel Chair | 1 | N.A. | N.A. | N.A. | N.A. | 0 | N.A. | 0 | N.A. | W
10 | Labour Room | Radiant Warmer | 1 | Nice Neotech | 20075 | 141507001729 | 16/9/14 | 0 | N.A. | 0 | N.A. | W
11 | Laboratory | Hb Meter | 3 | N.A. | N.A. | N.A. | N.A. | N.A. | N.A. |  | N.A. | W
12 | Immunization | ILR | 1 | Vestfrost | NMK142 | 50213275 | N.A. | 0 | N.A. | 0 | N.A. | W
13 | Immunization | Deep Freezer | 1 | Vestfrost | MF144 | 85000947 | N.A. | 0 | N.A. | 0 | N.A. | W
14 | Dental | Dental Chair | 1 | Confident | IV | N.A. | N.A. | 0 | N.A. | 0 | N.A. | W
Contact details : 01664-242110
Facility Incharge : Dr. Randeep Singh Poonia, Civil Surgeon, Bhiwani (HR)
Store Incharge : Dr. Krishan Kumar, Dy. Civil Surgeon (Medical), O/o Civil Surgeon, Bhiwani
Store keeper : Harinder Kumar
Biomedical Engineer : Susheel Kumar

## PHC Mankawas
MASTER EQUIPMENT BASE
Name of District- Bhiwani Type of facility- PHC Name of the Facility- Mankawas
S.no | Equipment category | Equipment name | Qty | Manufacturer | Model | Equipment S.No. | Installation date(m-yy) | Under Warranty(Y=1/N=0) | Warranty Upto(m-yy) | AMC/CMC(Y=1,N=0) | AMC/CMC upto(m/yy) | Working status
[12 empty] | W | NW
1 | Dental | Dentat Chair | 1 | Confident | IV | N.A. | N.A. | 0 | N.A. | 0 | N.A. | W
2 | Dental | Dental X-ray | 1 | Meditrix | Dent-X | N.A. | 2012 | 0 | N.A. | 0 | N.A. | W
3 | Labour Room | Suction machine Electrical | 1 | Anand Surgicals | N.A. | N.A. | N.A. | 0 | N.A. | 0 | N.A. | W
4 | Labour Room | Phototheraphy | 1 | Local Make | N.A. | N.A. | N.A. | 0 | N.A. | 0 | N.A. | W
5 | Labour Room | Oxygen Cylinder | 1 | N.A. | N.A. | N.A. | N.A. | 0 | N.A. | 0 | N.A. | W
6 | Labour Room | Shadowless Mobile O.T. light | 1 | N.A. | N.A. | N.A. | N.A. | 0 | N.A. | 0 | N.A. | W
7 | Labour Room | Examination Table | 1 | Local Make | N.A. | N.A. | N.A. | 0 | N.A. | 0 | N.A. | W
8 | Labour Room | Weighing Machine | 1 | Crown | N.A. | N.A. | N.A. | 0 | N.A. | 0 | N.A. | W
9 | Labour Room | Room Heater | 1 | N.A. | N.A. | N.A. | N.A. | 0 | N.A. | 0 | N.A. | W
10 | Labour Room | Labour Table | 1 | Local Make | N.A. | N.A. | N.A. | 0 | N.A. | 0 | N.A. | W
11 | Labour Room | Room Heater | 1 | N.A. | N.A. | N.A. | N.A. | 0 | N.A. | 0 | N.A. | W
12 | Labour Room | BP Appartus | 4 | N.A. | N.A. | N.A. | N.A. | 0 | N.A. | 0 | N.A. | W
13 | Labour Room | Beds in Labour Room | 1 | N.A. | N.A. | N.A. | N.A. | 0 | N.A. | 0 | N.A. | W
14 | Labour Room | Needle Cutter Electric | 1 | Microsil | N.A. | N.A. | N.A. | 0 | N.A. | 0 | N.A. | W
15 | Labour Room | Nebulizer | 1 | Safe Nab | N.A. | N.A. | 2012 | 0 | N.A. | 0 | N.A. | W
16 | Laboratory | HB meter | 1 | N.A. | N.A. | N.A. | N.A. | 0 | N.A. | 0 | N.A. | W
17 | Laboratory | Microscope | 1 | Labbo | Med Vision | N.A. | 2011-12-10 | 0 | N.A. | 0 | N.A. | W
18 | Immunization | ILR | 1 | Vestfrost | N.A. | N.A. | N.A. | 0 | N.A. | 0 | N.A. | W
19 | Immunization | Deep Freezer | 1 | Vestfrost | N.A. | N.A. | N.A. | 0 | N.A. | 0 | N.A. | W
Contact details : 01664-242110
Facility Incharge : Dr. Randeep Singh Poonia, Civil Surgeon, Bhiwani (HR)
Store Incharge : Dr. Krishan Kumar, Dy. Civil Surgeon (Medical), O/o Civil Surgeon, Bhiwani
Store keeper : Harinder Kumar
Biomedical Engineer : Susheel Kumar

## PHC Balkara
MASTER EQUIPMENT BASE
Name of District- Bhiwani Type of facility- PHC Name of the Facility- Balkara
S.no | Equipment category | Equipment name | Qty | Manufacturer | Model | Equipment S.No. | Installation date(m-yy) | Under Warranty(Y=1/N=0) | Warranty Upto(m-yy) | AMC/CMC(Y=1,N=0) | AMC/CMC upto(m/yy) | Working status
[12 empty] | W | NW
1 | Labour Room | Suction Foot Operated | 2 | Anand surgicals | N.A. | N.A. | 31/3/11, 19/2/13 | 0 | N.A. | 0 | N.A. | W
2 | Labour Room | Suction Electrical | 1 | Anand surgicals | RM Surgix | N.A. | 2012-07-08 | 0 | N.A. | 0 | N.A. | W
3 | Labour Room | Nebulizer | 2 | Nab | N.A. | N.A. | 27/3/10 | 0 | N.A. | 0 | N.A. | W
4 | Labour Room | Weighing Machine Analog-Infant | 2 | Crown | N.A. | N.A. | 27/3/10 | 0 | N.A. | 0 | N.A. | W
5 | Labour Room | IUD Set | 1 | N.A. | N.A. | N.A. | 27/3/10 | 0 | N.A. | 0 | N.A. | W
6 | Labour Room | Delivery Table | 1 | N.A. | N.A. | N.A. | N.A. | 0 | N.A. | 0 | N.A. | W
7 | Labour Room | BP Appartus | 1 | N.A. | N.A. | N.A. | 27/3/10 | 0 | N.A. | 0 | N.A. | W
8 | Labour Room | BP Appartus Standing | 1 | N.A. | N.A. | N.A. | 27/3/10 | 0 | N.A. | 0 | N.A. | W
9 | Labour Room | Refrigerator | 1 | N.A. | N.A. | N.A. | 29/3/10 | 0 | N.A. | 0 | N.A. | W
10 | Labour Room | O2 Cylinder | 1 | N.A. | N.A. | N.A. | 2012-07-08 | 0 | N.A. | 0 | N.A. | W
11 | Labour Room | Focus Lamp | 1 | N.A. | N.A. | N.A. | N.A. | 0 | N.A. | 0 | N.A. | W
12 | Labour Room | Examination Table | 1 | N.A. | N.A. | N.A. | N.A. | 0 | N.A. | 0 | N.A. | W
13 | Labour Room | Ambu Bag (resuciator) | 1 | N.A. | N.A. | N.A. | N.A. | 0 | N.A. | 0 | N.A. | W
14 | Labour Room | Foetal Doppler | 1 | Krishana Mediquip | FD11C | N.A. | N.A. | 0 | N.A. | 0 | N.A. | W
15 | Labour Room | Autoclave | 1 | Tuble | N.A. | N.A. | N.A. | 0 | N.A. | 0 | N.A. | W
16 | Labour Room | Foetal Doppler | 1 | N.A. | N.A. | N.A. | N.A. | 0 | N.A. | 0 | N.A. | W
17 | Labour Room | Laryangoscope | 1 | N.A. | N.A. | N.A. | N.A. | 0 | N.A. | 0 | N.A. | W
18 | Immunization | ILR | 1 | Haier | HBC-70 | BF07FGE0NU0B29600201 | N.A. | 0 | N.A. | 0 | N.A. | W
19 | Immunization | Deep Freezer | 1 | Haier | HBD-116 | BE04F4E2600B2A850032 | N.A. | 0 | N.A. | 0 | N.A. | W
20 | Laboratory | Centrifuge | 1 | Remi | T10 | N.A. | N.A. | 0 | N.A. | 0 | N.A. | W
21 | Laboratory | Microscope | 1 | CosmoIndia |  | 5419W | N.A. | 0 | N.A. | 0 | N.A. | W
22 | Dental Deptt. | Dental Chair | 1 | Confident | IV | N.A. | N.A. | 0 | N.A. | 0 | N.A. | W
Contact details : 01664-242110
Facility Incharge : Dr. Randeep Singh Poonia, Civil Surgeon, Bhiwani (HR)
Store Incharge : Dr. Krishan Kumar, Dy. Civil Surgeon (Medical), O/o Civil Surgeon, Bhiwani
Store keeper : Harinder Kumar
Biomedical Engineer : Susheel Kumar

## PHC Santokhpura
MASTER EQUIPMENT BASE
Name of District- Bhiwani Type of facility- PHC Name of the Facility- Santokhpura
S.no | Equipment category | Equipment name | Qty | Manufacturer | Model | Equipment S.No. | Installation date(m-yy) | Under Warranty(Y=1/N=0) | Warranty Upto(m-yy) | AMC/CMC(Y=1,N=0) | AMC/CMC upto(m/yy) | Working status
[12 empty] | W | NW
1 | Labour Room | Radiant Warmer | 1 | GEMI | N.A. | 312013 | Jan,2013 | 0 | N.A. | 0 | N.A. | W
2 | Labour Room | Suction machine Electrical | 1 | Anand Surgicals | N.A. | N.A. | N.A. | 0 | N.A. | 0 | N.A. | W
3 | Labour Room | Ambu Bag (Resuciator) | 1 | N.A. | N.A. | N.A. | N.A. | 0 | N.A. | 0 | N.A. | W
4 | Labour Room | Oxygen Cylinder | 1 | N.A. | N.A. | N.A. | N.A. | 0 | N.A. | 0 | N.A. | W
5 | Labour Room | Shadowless Mobile O.T. light | 1 | N.A. | N.A. | N.A. | N.A. | 0 | N.A. | 0 | N.A. | W
6 | Labour Room | Boiler | 1 | Local Make | N.A. | N.A. | N.A. | 0 | N.A. | 0 | N.A. | W
7 | Labour Room | Weighing Machine | 1 | Docbel | N.A. | N.A. | N.A. | 0 | N.A. | 0 | N.A. | W
8 | Labour Room | Labour Table | 1 | Local Make | N.A. | N.A. | N.A. | 0 | N.A. | 0 | N.A. | W
9 | Labour Room | BP Appartus | 3 | N.A. | N.A. | N.A. | N.A. | 0 | N.A. | 0 | N.A. | W
10 | Immunization | ILR | 1 | Haier | HBD-16 | BE07FE0N0B2A50014 | N.A. | 0 | N.A. | 0 | N.A. | W
11 | Immunization | Deep Freezer | 1 | Haier | HBC-70 | N.A. | N.A. | 0 | N.A. | 0 | N.A. | W
12 | Laboratory | HB meter | 2 | Microsil | N.A. | N.A. | N.A. | 0 | N.A. | 0 | N.A. | W
13 | Laboratory | Needle Cutter Electric | 2 | N.A. | N.A. | N.A. | N.A. | 0 | N.A. | 0 | N.A. | W
Contact details : 01664-242110
Facility Incharge : Dr. Randeep Singh Poonia, Civil Surgeon, Bhiwani (HR)
Store Incharge : Dr. Krishan Kumar, Dy. Civil Surgeon (Medical), O/o Civil Surgeon, Bhiwani
Store keeper : Harinder Kumar
Biomedical Engineer : Susheel Kumar

## PHC Maikalan
MASTER EQUIPMENT BASE
Name of District- Bhiwani Type of facility- PHC Name of the Facility- Maikalan
S.no | Equipment category | Equipment name | Qty | Manufacturer | Model | Equipment S.No. | Installation date(m-yy) | Under Warranty(Y=1/N=0) | Warranty Upto(m-yy) | AMC/CMC(Y=1,N=0) | AMC/CMC upto(m/yy) | Working status
[12 empty] | W | NW
1 | Labour Room | Radiant Warmer | 1 | Pheonix | OCW 100 | TU1136 | 2012-08-08 | 0 | N.A. | 1 | 08-15 | W
2 | Labour Room | Suction machine Electrical | 1 | N.A. | N.A. | N.A. | N.A. | 0 | N.A. | 0 | N.A. | W
3 | Labour Room | Ambu Bag (Resuciator) | 2 | N.A. | N.A. | N.A. | N.A. | 0 | N.A. | 0 | N.A. | W
4 | Labour Room | Oxygen Cylinder | 1 | N.A. | N.A. | N.A. | N.A. | 0 | N.A. | 0 | N.A. | W
5 | Labour Room | Boiler | 1 | N.A. | N.A. | N.A. | N.A. | 0 | N.A. | 0 | N.A. | W
6 | Labour Room | Weighing Machine | 1 | N.A. | N.A. | N.A. | N.A. | 0 | N.A. | 0 | N.A. | W
7 | Labour Room | Focus Lamp | 1 | N.A. | N.A. | N.A. | N.A. | 0 | N.A. | 0 | N.A. | W
8 | Labour Room | Labour Table | 1 | N.A. | N.A. | N.A. | N.A. | 0 | N.A. | 0 | N.A. | W
9 | Labour Room | Foetal Doppler | 1 | Jain Surgical | N.A. | N.A. | N.A. | 0 | N.A. | 0 | N.A. | W
10 | Labour Room | BP Appartus | 2 | N.A. | N.A. | N.A. | N.A. | 0 | N.A. | 0 | N.A. | W
11 | Labour Room | Nebulizer | 1 | N.A. | N.A. | N.A. | N.A. | 0 | N.A. | 0 | N.A. | W
12 | Labour Room | Autoclave | 1 | N.A. | N.A. | N.A. | N.A. | 0 | N.A. | 0 | N.A. | W
13 | Labour Room | Needle Cutter. | 2 | N.A. | N.A. | N.A. | N.A. | 0 | N.A. | 0 | N.A. | W
14 | Labour Room | MTP set | 1 | N.A. | N.A. | N.A. | N.A. | 0 | N.A. | 0 | N.A. | W
15 | Labour Room | IUD Set | 1 | N.A. | N.A. | N.A. | N.A. | 0 | N.A. | 0 | N.A. | W
16 | Labour Room | Needle Cutter Electric | 2 | N.A. | N.A. | N.A. | N.A. | 0 | N.A. | 0 | N.A. | W
17 | Labour Room | Inverter | 2 | double Battery | N.A. | N.A. | N.A. | 0 | N.A. | 0 | N.A. | W
18 | Immunization | ILR | 1 | Vestfrost | MK-142 | N.A. | N.A. | 0 | N.A. | 0 | N.A. | W
19 | Immunization | Deep Freezer |  | Vestfrost | HBC-142 | N.A. | N.A. | 0 | N.A. | 0 | N.A. | W
Contact details : 01664-242110
Facility Incharge : Dr. Randeep Singh Poonia, Civil Surgeon, Bhiwani (HR)
Store Incharge : Dr. Krishan Kumar, Dy. Civil Surgeon (Medical), O/o Civil Surgeon, Bhiwani
Store keeper : Harinder Kumar
Biomedical Engineer : Susheel Kumar

## Consolidate
Equipment Name | Quantity
Deep Freezer | 3
Electronic Balance | 2
Microscope | 8
Microscope (Monuclear) | 1
Calorimeter | 2
Microscope Binuclear | 4
BP Apparatus(Standing) | 5
Shadowless Portable Light | 3
Instrument Sterilizer | 3
Autoclave (Horizontal) | 1
Autoclave(small) | 2
Baby Warmer | 10
Portable Generator | 1
Opthalmoscope | 1
Microscopic Light( Eye) | 1
Ultrasonic Scaler | 1
Dental Unit | 5
BP Apparatus | 32
BP Appartus Standing | 1
Blood Collection Monitor | 2
Blood Tube Sealer | 1
Blood Storage Refrigerator | 3
Blood Measuring Meter | 1
Refrigerator | 7
Semi Auto Analyzer | 3
Binocular Microscope | 3
Lab Weighing Balance | 1
Water Bath | 1
ESR Stand | 1
Blood Bank Refrigerator | 5
Foetal Heart Doppler | 2
Autoclave Cooker Type | 1
Blood Storage Cabinet(50 units) | 1
Centrifuge | 19
OT Light Portable | 4
Stretcher | 1
Microscope | 1
Hb Meter | 44
VDRL Rotator | 2
Haemocyclometer | 1
Chemical Balance | 3
Hot Plate | 3
Dental Chair (Electrical( | 1
Wheel Chair | 4
ILR | 2
O.T Light Portable | 1
Weighing Machine | 2
Nebalizer | 1
Strectcher | 1
Strectcher on wheel chair | 1
Room Heater | 1
Baby warmer with Phototherapy unit | 1
Lyrango Scope (P) | 1
Sterilizor -20 | 1
Auto Clave Dole Drum | 1
Oxygen Cylender | 1
Servo radiant Warmer | 5
ILR | 2
Clorimeter | 1
Sprit Lamp | 1
Cell Counter | 1
Deep Freezer | 43
BP Appartus | 46
Beds in Labour Room | 7
X ray machine | 1
Binuclear Microscope | 1
Baby Cardle | 1
Inverter | 3
Microscope (Monoclear) | 1
ILR | 49
X Ray Plant | 1
Microscope (Monocular) | 1
Dental Chair | 19
Mobile X-ray Machine | 1
Formuline Dispenser | 1
BP Appartus stand model | 5
BP appartus | 4
Instrument Cabinet | 1
Major Ceiling Suspended shadowless OT Light | 1
Needle Destroyer | 25
Autoclave(Verticle) | 2
Gynecology O.T Table | 1
Phototheraphy Unit | 1
Equipment name
Ceiling OT Light | 1
Portable OT Light | 7
Vertical Autoclave(Electric) | 2
OT Table(Stainless Steel) | 8
B.P appartus | 5
Foot operated Suction | 1
Oxygen Cylinder | 21
Nebulizer | 29
Laryangoscope | 9
Resuciator 250 ml | 3
Resuciator 500 ml | 2
Patient Stretcher | 2
Suction machine Electrical | 15
O.T. Table | 2
Shadowless Mobile O.T. light | 8
Autoclave(Horizontal) | 1
Autoclave(Vertical) | 1
Radient Warmer | 1
Cautery | 1
Boyle's Apparatus | 3
Suction Machine | 25
Syringe Destroyer | 5
Phototherapy Unit | 5
AutoclaveHorizontal Electric | 1
Horizontal Autoclave | 1
Infant Weighing Machine | 1
Suction Apparatus | 4
Portable OT Light | 1
Boiler | 22
Laproscope | 1
Suction Machine- Electrical | 1
Suction Machine- | 1
Suction Machine (Eectrical) | 1
Radient Heat Warmer | 4
Mobile shadowless light | 2
Baby Weighing Machine | 8
Dental Chair (Electrical ) | 1
Xray Unit(60mA) | 2
Dental Xray | 4
Electrical Operated dental chair | 1
Xray Machine(300mA) | 1
Xray Machine(100mA) | 1
Ecg Machine | 15
Dental Chair- Electrical operated | 1
X-ray Machine 100 mA | 1
Needle Cutter Electric | 7
Microwave Diathermy | 2
X-ray Machine 300 mA | 2
X-ray Machine | 1
Mortuty Chamber 2 Body | 1
Formalinchamber | 1
Phototheraphy Unit cum Baby warmer | 1
Labour Room Lite with adjustable focus Lite | 1
Suction Machine | 1
Baby weight machine | 6
Bpappartud( Stand Model) | 1
Autoclave | 29
Electric Sterrlizer | 11
Suction Machinne | 8
Suction Machinne electrical | 1
Suction Machine Foot | 10
Portable Light | 3
Delievery Table | 10
Standing B.P Appartus | 7
Focus Light | 15
Boyales Appartus | 4
Autoclave vertical | 1
Autoclave Horizontal | 1
O.T Table | 3
Oven | 2
Binocular Microscope | 4
Monocular Microscope | 6
Haemoctometer | 2
Centrifuge Machine | 3
PH Meter Digital | 2
Sterliser | 6
Invertor | 11
Laryngoscope | 6
Vaporiser | 2
Hot Oven | 1
pH Meter | 2
Glucometer | 11
O.T Table Hydraulic | 2
Resuciator | 2
Suction Foot Operated | 2
Suction electrical | 5
Focus Lamp | 7
Phototherphy | 5
Examination Table | 3
Ambu Bag (resuciator) | 6
Suction machine (Electrical) | 1
Instrument Sterlizer | 3
Foetal doppler | 37
Room Heater(Oil Filled) | 2
Autoclave Verticle | 5
Oil Filled Room Heater | 6
Sterlizer | 25
Suction Machinr | 2
Syringe Cutter | 2
suction Machine | 1
OT Stainless Steel Table | 3
OT Table | 4
OT Table(Ortho) | 1
Diathermy | 3
OT Light | 2
Room Heater | 4
Neddle Cutter Electric | 1
Suction Machine (foot operated) | 1
B.P. Appartus | 5
Sterlizer electric | 1
Pulse meter | 1
Foot Suction | 3
BP table top | 1
Weighing Machine | 40
Open Care Warmer | 8
Weighing Machine Analog-Infant | 3
Needle Cutter. | 2
MTP set | 1
IUD Set | 2
Mobile OT Light | 1
Delivery Table | 9
Suction Machine(Electrical) | 2
Verticle Autoclave | 2
Needle Cutter | 32
Dentat Chair | 5
Dental X-ray | 3
Scaler | 1
Autoclave | 3
Ambu bag | 8
Phototheraphy | 6
O2 Cylinder | 9
Xray View Box | 2
Radiant Warmer | 47
Weight machine | 4
Shadowless Lamp | 8
Ceiling O.T. Light | 3
OxygenvCylinder | 16
Weight Machine Adult | 5
Gynecology Table | 1
Electric Sterilizer | 5
Crib | 1
Labour TABLE | 31
Dental Chair Unit | 5
Generator | 4
X-ray View Box | 1
Foot Suction M/c | 1
Xray machine | 2
ECG Single Channel | 1
Colorimeter | 3
ELISA Reader | 1
Elisa Reader cum washer -ICTC | 1
Incubator | 7
Silent Genrator | 1
Refrigrator | 3
Computerized Ecg | 12
Microscope (Binuclear) | 2
Standing B.P Apparatus | 2
Ambu Bag 500ml | 6
Foot Operated Suction Machine | 7
Keratometer | 3
A-Scan | 4
Operating Microscope | 6
Slit Lamp | 4
Auto Refractometer | 2
Opthalmic Yag Laser System | 1
Opthalmic Chair | 1
Phaco Machine | 2
Tanometer | 1
Bipolar Cautery | 1
Autoclave Vertical | 2
Centifuge Machine | 1
Haemoglobinometer | 4
Defibrillator | 2
Microscope | 36
Blood Storage Refrigerators | 2
Centrifuge | 6
Dental Chair Electrical | 1
Deep Frezzer | 1
Open Care System | 12
Microscope Monuclear | 1
Electrical Dental Chair | 1