## GH Gurgaon
MASTER EQUIPMENT BASE
Name of District- Gurgaon Type of facility- GH Name of the Facility- GH Gurgaon
S.no | Equipment category | Equipment name | Qty | Manufacturer | Model | Equipment S.No. | Installation date(m-yy) | Under Warranty(Y=1/N=0) | Warranty Upto(m-yy) | AMC/CMC(Y=1,N=0) | AMC/CMC upto(m/yy) | Working status
[12 empty] | W | NW
1 | Radiology | MRI Machine | 1 | Simenes | Magnetom Avanto | 26232 | 2007-06-04 | 0 |  | 1 | 2015-06-01 | W
2 | Radiology | 300mA X-ray | 1 | Allenger | 300 mA | 2K0344 | 2000 | 0 |  | 1 | 2015-02-01 | W
3 | Radiology | 100mA X-ray Mobile | 1 | Allenger | 100 mA | 30610136 | 2004-04-30 | 0 |  | 1 | 2015-02-27 | W
4 | Radiology | C-Arm | 1 | ALLENGER | HF-46 | 200607169 | 2006-07-22 | 0 |  | 1 | 2015-02-27 | W
5 | Radiology | 150mA X-ray Mobile | 1 | Allenger | MARS-15 | 2K130115020- X1HF | 2013-02-13 | 0 |  | 1 | 2016-02-12 | W
6 | Radiology | 500 M.A. X-ray | 1 | Allengers | MARS-40 | 2k10030340128/x-HF | 2013-10-17 | 1 | 2015-10-16 | NA |  | W
7 | Radiology | CR-Reader System | 1 | AGFA | 30-XM | 1224 | 2015-02-23 | 1 | 05-08-2015 | NA |  | W
8 | Radiology | Ultrasound M/C | 1 | Toshiba | SSA-660A | LGI1072299 | 2010-11-12 | 0 |  | 1 | 2015-11-11 | W
9 | Radiology | Ultrasound M/C | 1 | MEDISON | SONOACE 8000 | A44002360 | 2004-10-19 | 0 |  | 0 | NA |  | NW
10 | Radiology | Ultra Sonogram | 1 | L&T Med | Sonnet | N09T8324 | 2011-07-13 | 0 |  | 0 |  | W
11 | Radiology | Ultrasound M/C | 1 | PIE MEDICAL | SCANNER 200 | 98190010 | 1998 | 0 |  | 0 | NA | W
12 | Radiology | Mammography Machine | 1 | Allengers | MAM 4035 |  | 2011-04-09 | 0 |  | 0 |  | W
13 | Casuality | ECG machine computerized | 1 | Allenger | Pisces-A-103 | 2K130352024P | 2013-04-18 | 1 | 2015-04-17 | NA |  | W
14 | Casuality | ECG machine computerized | 1 | Allenger | Pisces-A-103 | 2K130352025P | 2013-04-18 | 1 | 2015-04-17 | NA |  | W
15 | Casuality | ECG machine computerized | 1 | Shenzen Medikee | 1203-B | CB1312400081 | 2014-09-12 | 1 | 2016-09-07 | NA |  | W
16 | Casuality | ECG machine computerized | 1 | Shenzen Medikee | 1203-B | CB1404100041 | 2014-09-12 | 1 | 2016-09-07 | NA |  | W
17 | Casuality | Multipara Monitor | 1 | Aster | M-6 | 212121892 | 2013-08-27 | 1 | 2015-07-26 | NA |  | W
18 | Casuality | Multipara Monitor | 1 | Aster | M-6 | 212121900 | 2013-08-27 | 1 | 2015-07-26 | NA |  | W
19 | Casuality | Multipara Monitor | 1 | Contec Medical Systems | CMS-8000 | AX1403200058 | 2014-08-27 | 1 | 2016-08-26 | NA |  | W
20 | Casuality | Multipara Monitor | 1 | Contec Medical Systems | CMS-8000 | AX1403200118 | 2014-08-27 | 1 | 2016-08-26 | NA |  | W
21 | Casuality | OT Light Mobile | 1 | Multilux | DMS-20 | NA | 2006-07-27 | 0 |  | 0 |  | W
22 | Casuality | Boiler | 1 | NA | NA | NA | NA | 0 |  | 0 |  | W
23 | Casuality | Suction Machine | 1 | NA | NA | NA | NA | 0 |  | 0 |  | W
24 | Casuality | Adult Weighing Machine | 1 | NA | NA | NA | NA | 0 |  | 0 |  | W
25 | Dental | Dental Unit | 1 | Confident | Mookambika | NA | 2010-07-27 | 0 |  | 0 |  | W
26 | Dental | Dental Unit | 1 | Confident | Mookambika | NA | 2013-04-23 | 0 |  | 1 | 2015-07-01 | W
27 | Dental | Dental Unit | 1 | Confident | Mookambika | NA | 2013-04-23 | 0 |  | 1 | 2015-07-01 | W
28 | Dental | X-ray Dental | 1 | Unicorn Dentmart | X-Press DG | GD-050602-20211 | 2012-07-03 | 0 |  | 0 |  | W
29 | Dental | RVG Machine | 1 | Unicorn Dentmart | Genaray | SAR/12/541620212-CCO11021935YD | 2011-06-14 | 0 |  | 0 |  | W
30 | Dental | Endo Motor | 1 | NSK | Endomate | DT-Y141121 | 2012-03-12 | 0 |  | 0 |  | W
31 | Dental | Apex Locator | 1 | NSK | IPEX | Y141251 | 2012-04-17 | 0 |  | 0 |  | W
32 | Dental | Obtura | 1 | Maxim | Calamus Dual | NA | 2012-03-22 | 0 |  | 0 |  | W
33 | ENT | ENT Chair | 1 | Otopront | SIT 4 | NA | 2006-07-24 | 0 |  | 1 | 2016-01-01 | W
34 | ENT | Endoscopy Center | 1 | Otopront | Basic Plus | NA | 2006-07-24 | 0 |  | 1 | 2016-01-01 | W
35 | ENT | Head light source | 1 | Otopront | NA | NA | 2011-07-04 | 0 |  | 1 | 2016-01-01 | W
36 | ENT | Impedience Audiometre | 1 | RMS | Tympanica | TSM300/1007REC | 2010-11-26 | 0 |  | 0 |  | W
37 | ENT | ASSR | 1 | RMS | Medulla | LTMDLO915021 | 2010-11-26 | 0 |  | 0 |  | W
38 | ENT | Audiometer | 1 | Arphi | NA | NA | NA | 0 |  | 0 |  | W
39 | ENT | Otoscope | 1 | Keeler | NA | NA | 2010-09-28 | 0 |  | 0 |  | W
40 | ENT | Otoscope | 1 | Keeler | NA | NA | 2010-09-28 | 0 |  | 0 |  | W
41 | ENT | Boiler | 1 | NA | NA | NA | NA | 0 |  | 0 |  | W
42 | ENT | Suction Machine | 1 | NA | NA | NA | NA | 0 |  | 0 |  | W
43 | ENT | Adult Weighing Machine | 1 | NA | NA | NA | NA | 0 |  | 0 |  | W
44 | EYE | A/B Scan | 1 | Appasamy Associates | Marvel II | 668Q4BS | 2010-07-28 | 0 |  | 0 |  | W
45 | EYE | Non Touch Tonometery | 1 | Appasamy Associates | NL5/AANCT001 | ATM11412109 | 2010-07-28 | 0 |  | 0 |  | W
46 | EYE | Laser Photo Coagulometer | 1 | Appasamy Associates | Green laser | GL1002075 | 2010-07-28 | 0 |  | 0 |  | W
47 | EYE | Perimeter | 1 | Appasamy Associates | AP901H | AP901H843 | 2010-07-28 | 0 |  | 0 |  | W
48 | EYE | Opthalmic Dr Chair | 1 | Appasamy Associates | AARU 2000 | AORU00260210 | 2010-07-28 | 0 |  | 0 |  | W
49 | EYE | FFA Camera | 1 | Canon | CF-1 | 300339 | 2010-07-28 | 0 |  | 0 |  | W
50 | EYE | Auto Refractometer | 1 | Canon | RF - 10 M | 301943 | 2010-07-28 | 0 |  | 0 |  | W
51 | EYE | Slit Lamp | 1 | Shin Nippon | SL-102 | S1021453 | 2001-12-27 | 0 |  | 0 |  | W
52 | EYE | Karatometer | 1 | Appasamy Associates | KMS-6 | 121080554 | 1994 | 0 |  | 0 |  | W
53 | EYE | Opthalmoscope - Direct | 1 | Heine | Mini 3000 | NA | 2011-02-15 | 0 |  | 0 |  | W
54 | EYE | Opthalmoscope - Direct | 1 | Heine | Beta-200 | NA | 2014-03-10 | 1 | 2016-03-01 | NA |  | W
55 | EYE | Opthalmoscope - Indirect | 1 | Keeler | Dualite MK1 | NA | 1980 | 0 |  | 0 |  | W
56 | EYE | Tonometer | 1 | Reister | NA | NA | NA | 0 |  | 0 |  | W
57 | EYE | Tonometer | 1 | Reister | NA | NA | NA | 0 |  | 0 |  | W
58 | EYE | Ascan | 1 | Innomed | SM 400P | NA | 1995 | 0 |  | 0 |  | W
59 | EYE | Vision box | 1 | Eye care | Remote controlled | 2012-11 | 2012-10-17 | 0 |  | 0 |  | W
60 | EYE | Vision box | 1 | Eye care | Remote controlled | 2012-12 | 2012-10-17 | 0 |  | 0 |  | W
61 | EYE | Boiler | 1 | NA | NA | NA | NA | 0 |  | 0 |  | W
62 | LAB | Immuno Assay Analyzer | 1 | SIEMENS | Immulite-1000 | E1091 | 2006-08-30 | 0 |  | 1 | 2015-12-31 | W
63 | LAB | Auto analyser Biochemistry | 1 | Nicholus Piramal | BS 400 | NA | 2011-09-17 | 0 |  | 1 | 2015-06-05 | W
64 | LAB | RO System | 1 | Aquafresh | NA | NA | 2011 | 0 |  | 0 |  | W
65 | LAB | Cell Counter 5 Part | 1 | Beckman Coulter | LH750 | AW17045 | 2014-08-11 | 1 | 2016-08-10 | NA |  | W
66 | LAB | Cell Counter 3 Part | 1 | Beckman Coulter | ACT DIFF | AW08055 | 2014-09-29 | 1 | 2016-08-10 | NA |  | W
67 | LAB | Elisa reader | 1 | Bio-Rad | iMark | 11679 | 2010-07-23 | 0 |  | 0 |  | W
68 | LAB | Elisa washer | 1 | Bio-Rad | PW-40 | EC91336011 | 2010-07-23 | 0 |  | 0 |  | W
69 | LAB | Centrifuge | 1 | REMI | R8C | NA | 2014-02-27 | 1 | 2015-02-26 | NA |  | W
70 | LAB | Centrifuge | 1 | REMI | NA | NA | 2014-03-15 | 1 | 2015-03-14 | NA |  | W
71 | LAB | Centrifuge | 1 | Laby Instrument | T-8BL | 41 | 2014-10-30 | 1 | 2016-10-20 | NA |  | W
72 | LAB | Centrifuge | 1 | Laby Instrument | T-8BL | 42 | 2014-10-30 | 1 | 2016-10-20 | NA |  | W
73 | LAB | Binocular Microscope | 1 | Olympus | CH30RF200 | T3-7L/30/4 | NA | 0 |  | 0 |  | W
74 | LAB | Binocular Microscope | 1 | Olympus | CH20i-TR | i10B174 | 2010-08-27 | 0 |  | 1 | 2015-06-05 | W
75 | LAB | Binocular Microscope | 1 | Olympus | CH20i-BIMF | 7E10829 | 2010-08-28 | 0 |  | 1 | 2016-06-05 | W
76 | LAB | Class – I Bio Safety Cabinet | 1 | Tanco | PLT275 | 2KY00377 | 2011-09-12 | 0 |  | 1 | 2015-06-05 | W
77 | LAB | Hot Air Oven | 1 | Swastika Scientific works | 18*18*24 | NA | NA | 0 |  | 0 |  | W
78 | LAB | Hot Air Oven | 1 | Universal | 24*24*36 | NA | 2007-01-19 | 0 |  | 0 |  | W
79 | LAB | Incubator | 1 | Widson Scientific works | 36*36*36 | NA | 2007-01-19 | 0 |  | 0 |  | W
80 | LAB | Incubator | 1 | Microsil | 18*18*24 | NA | NA | 0 |  | 0 |  | W
81 | LAB | Vertical Autoclave | 1 | Equipment De chandigarh | NA | 1 | 2013-07-15 | 0 |  | 0 |  | W
82 | LAB | Heating Plate | 1 | NA | NA | NA | NA | 0 |  | 0 |  | W
83 | LAB | Rotatry Microtome | 1 | Khera | NA | NA | 2010-07-29 | 0 |  | 0 |  | W
84 | LAB | Wax Embed Bath | 1 | Yorco | YSI-103 | NA | 2011-02-10 | 0 |  | 0 |  | W
85 | LAB | Auto Embedic Station | 1 | Yorco | YSI-122 | NA | 2011-02-10 | 0 |  | 0 |  | W
86 | LAB | Knife Sharpner | 1 | Yorco | NA | NA | 2010-07-23 | 0 |  | 0 |  | W
87 | LAB | Cyto Spin | 1 | REMI | RM12C+RM1215 | NA | 2010-07-23 | 0 |  | 0 |  | W
88 | LAB | Haemo globinometer | 1 | EKF | Hemocontrol | NA | 2011-01-13 | 0 |  | 0 |  | W
89 | LAB | Haemo globinometer | 1 | EKF | Hemocontrol | NA | 2011-01-13 | 0 |  | 0 |  | W
90 | LAB | Electrolyte Analyzer | 1 | Fortune Co. Ltd | FT-300 | 300A1409023 | 2014-12-30 | 1 | 2016-12-29 | NA |  | W
91 | LAB | Blood Gas analyzer | 1 | Roche | Cobas B 121 | 8612 | 2014-08-03 | 0 |  | 0 |  |  | NW
92 | Blood Bank | Cell Separator | 1 | Biocell | Trima Accel System | 1TO6223 | 2014-03-21 | 1 | 2016-03-20 | NA |  | W
93 | Blood Bank | Platelet Agitator cum Incubator | 1 | Terumo Penpol | PA-300/PI-200 | 1407959/1411847 | 2014-12-18 | 1 | 2016-12-17 | NA |  | W
94 | Blood Bank | Donor Couch | 1 | Terumo Penpol | DC-200 | 14101825 | 2014-12-18 | 1 | 2016-12-17 | NA |  | W
95 | Blood Bank | Elisa Reader | 1 | Lab System | 352 | 3520900522 | 2001-05-21 | 0 |  | 0 |  | W
96 | Blood Bank | Blood Bank Refrigrator | 1 | Haier | HXC 608 | BE06P-1E1T0-0B2A7-10020 | 2011-01-01 | 0 |  | 1 | 2016-05-31 | W
97 | Blood Bank | Blood Bank Refrigrator | 1 | Haier | HXC 608 | BE06P-1E1T0-0B2A6-D0012 | 2011-01-01 | 0 |  | 1 | 2016-05-31 | W
98 | Blood Bank | Blood Bank Refrigrator | 1 | JEWETT | NA | 55309-195 | 1995-10-25 | 0 |  | 1 | 2015-10-31 | W
99 | Blood Bank | Blood Bank Refrigrator | 1 | Electrolux | MRL-150 | 9085051 | 1999-07-19 | 0 |  | 1 | 2015-12-31 | W
100 | Blood Bank | Blood Bank Refrigrator | 1 | Rajas | NA | NA | 2008-04-16 | 0 |  | 1 | 2015-12-31 | W
101 | Blood Bank | Centrifuge | 1 | Eltek | TC 450C | KCC-569 | 2004-04-16 | 0 |  | 0 |  | W
102 | Blood Bank | Dialectric Tube Sealer | 1 | Baxter | Handy Seal | 8101103 | 2010-07-23 | 0 |  | 0 |  | W
103 | Blood Bank | Incubator | 1 | Swastika Scientific works | 24*24*36 | NA | NA | 0 |  | 0 |  | W
104 | Blood Bank | Vertical Autoclave | 1 | Spell Pharma | NA | 2 | 2014-11-27 | 0 |  | 0 |  | W
105 | Blood Bank | Electronic weighing Balance | 1 | Citizen | CY 220 | 3125902 | 2013-02-21 | 1 | 2015-02-20 | NA |  | W
106 | Blood Bank | VDRL Shaker | 1 | Jindal | NA | NA | 2005-11-28 | 0 |  | 0 |  | W
107 | Blood Bank | BP Apparatus | 1 | Diamond | BPDL237 | 1531 | 2013-01-14 | 0 |  | 0 |  | W
108 | Blood Bank | BP Apparatus | 1 | Diamond | BPDL238 | 1233 | 2013-01-14 | 0 |  | 0 |  | W
109 | Blood Bank | BP Apparatus | 1 | Diamond | BPDL239 | 1227 | 2013-01-14 | 0 |  | 0 |  | W
110 | Blood Bank | BP Apparatus | 1 | Diamond | BPDL240 | 359 | 2013-01-14 | 0 |  | 0 |  | W
111 | Blood Bank | BP Apparatus | 1 | Welch Allyn | Tycos | 90423101511 | 2011-11-11 | 0 |  | 0 |  | W
112 | Blood Bank | BP Apparatus | 1 | Welch Allyn | Tycos | 90422132358 | 2011-11-11 | 0 |  | 0 |  | W
113 | Blood Bank | Pouch weighing machine | 1 | Docbel | Braun | 1 | 2013-01-14 | 0 |  | 0 |  | W
114 | Blood Bank | Pouch weighing machine | 1 | Docbel | Braun | 2 | 2013-01-14 | 0 |  | 0 |  | W
115 | Blood Bank | Adult Weighing machine | 1 | Crown | NA | 1 | 1996-05-15 | 0 |  | 0 |  | W
116 | Blood Bank | Adult Weighing machine | 1 | Beliram & sons | NA | 2 | NA | 0 |  | 0 |  | W
117 | Gynae | Multipara monitor | 1 | Instromedix | MEC-2000 | CV2A109238 | 2013-01-28 | 0 |  | 1 | 2016-01-27 | W
118 | Gynae | Multipara monitor | 1 | Instromedix | MEC-2000 | CV2A109239 | 2013-01-28 | 0 |  | 1 | 2016-01-27 | W
119 | Gynae | Multipara monitor | 1 | Instromedix | MEC-2000 | CV2A109240 | 2013-01-28 | 0 |  | 1 | 2016-01-27 | W
120 | Gynae | Multipara monitor | 1 | Instromedix | MEC-2000 | CV2A109241 | 2013-01-28 | 0 |  | 1 | 2016-01-27 | W
121 | Gynae | Multipara monitor | 1 | Contec Medical Systems | CMS-8000 | AX1403200015 | 2014-08-27 | 1 | 2016-08-26 | NA |  | W
122 | Gynae | Multipara monitor | 1 | Contec Medical Systems | CMS-8000 | AX1403200082 | 2014-08-27 | 1 | 2016-08-26 | NA |  | W
123 | Gynae | ECG M/C | 1 | Shenzen Medikee | 1203-B | CB1404100043 | 2014-09-12 | 1 | 2016-09-07 | NA |  | W
124 | Gynae | Opencare system | 1 | Phoenix | NRC-100 | TU-1183 | 2013-05-02 | 0 |  | 1 | 2016-05-01 | W
125 | Gynae | OT Light Mobile | 1 | Cognate | Vision 6M | NA | 2014-10-27 | 1 | 2016-10-26 | NA |  | W
126 | Gynae | OT Light Mobile | 1 | Cognate | Vision 6M | NA | 2014-10-27 | 1 | 2016-10-26 | NA |  | W
127 | Gynae | Foetal Doppler | 1 | Contec Medical Systems | Sonoline-B | NA | 2014-09-10 | 1 | 2016-09-09 | NA |  | W
128 | Gynae | Foetal Doppler | 1 | Contec Medical Systems | Sonoline-B | NA | 2014-09-10 | 1 | 2016-09-09 | NA |  | W
129 | Gynae | Foetal Doppler | 1 | Contec Medical Systems | Sonoline-B | NA | 2014-09-10 | 1 | 2016-09-09 | NA |  | W
130 | Gynae | Foetal Doppler | 1 | Contec Medical Systems | Sonoline-B | NA | 2014-09-10 | 1 | 2016-09-09 | NA |  | W
131 | Gynae | Foetal Doppler | 1 | Hunteleigh | FDI | NA | 2010-12-10 | 0 |  | 0 |  | W
132 | Gynae | Suction Machine | 1 | R.K.Surgical | SU-103 | NA | NA | 0 |  | 0 |  | W
133 | Gynae | Suction Machine | 1 | R.K.Surgical | 7823D | 9 | NA | 0 |  | 0 |  | W
134 | Gynae | Boiler | 1 | NA | NA | NA | NA | 0 |  | 0 |  | W
135 | Gynae | Vertical Autoclave | 1 | NA | NA | NA | NA | 0 |  | 0 |  | W
136 | Gynae | Baby Weighing Machine | 1 | NA | NA | NA | NA | 0 |  | 0 |  | W
137 | NICU | Baby Incubators | 1 | Phoenix | INC 100 | 2298 | 2011-03-03 | 0 |  | 0 |  | W
138 | NICU | Baby Incubators | 1 | Phoenix | INC 101 | 2299 | 2011-03-03 | 0 |  | 0 |  | W
139 | NICU | Baby Incubators | 1 | Phoenix | INC 102 | 2300 | 2011-03-03 | 0 |  | 0 |  | W
140 | NICU | Phototherapy | 1 | Phoenix | CFL 101 | 3932 | 2011-03-03 | 0 |  | 0 |  | W
141 | NICU | Phototherapy | 1 | Phoenix | CFL 101 | 3933 | 2011-03-03 | 0 |  | 0 |  | W
142 | NICU | Phototherapy | 1 | Phoenix | CFL-101 | TU-1026 | 2011-04-04 | 0 |  | 1 | 2016-05-01 | W
143 | NICU | Phototherapy | 1 | Phoenix | CFL-101 | TU-1027 | 2011-04-04 | 0 |  | 1 | 2016-05-01 | W
144 | NICU | Phototherapy | 1 | Phoenix | CFL-101 | TU-1028 | 2011-04-04 | 0 |  | 1 | 2016-05-01 | W
145 | NICU | Phototherapy | 1 | Phoenix | CFL-101 | TU-1029 | 2011-04-04 | 0 |  | 1 | 2016-05-01 | W
146 | NICU | Phototherapy | 1 | Phoenix | CFL-101 | TU-1030 | 2011-04-04 | 0 |  | 1 | 2016-05-01 | W
147 | NICU | Phototherapy | 1 | Phoenix | CFL-101 | TU-1031 | 2011-04-04 | 0 |  | 1 | 2016-05-01 | W
148 | NICU | Opencare system | 1 | Phoenix | NRC-100 | TU-1021 | 2011-04-04 | 0 |  | 1 | 2016-05-01 | W
149 | NICU | Opencare system | 1 | Phoenix | NRC-100 | TU-1022 | 2011-04-04 | 0 |  | 1 | 2016-05-01 | W
150 | NICU | Opencare system | 1 | Phoenix | NRC-100 | TU-1023 | 2011-04-04 | 0 |  | 1 | 2016-05-01 | W
151 | NICU | Opencare system | 1 | Phoenix | NRC-100 | TU-1024 | 2011-04-04 | 0 |  | 1 | 2016-05-01 | W
152 | NICU | Opencare system | 1 | Phoenix | NRC-100 | TU-1025 | 2011-04-04 | 0 |  | 1 | 2016-05-01 | W
153 | NICU | Opencare system | 1 | Phoenix | NRC-100 | TU-1026 | 2011-04-04 | 0 |  | 1 | 2016-05-01 | W
154 | NICU | Opencare system | 1 | Phoenix | NRC-100 | TU-1027 | 2011-04-04 | 0 |  | 1 | 2016-05-01 | W
155 | NICU | Opencare system | 1 | Phoenix | NRC-100 | TU-1028 | 2011-04-04 | 0 |  | 1 | 2016-05-01 | W
156 | NICU | Radiant warmer | 1 | Phoenix | OCW-100 | TU-1057 | 2011-04-04 | 0 |  | 1 | 2016-05-01 | W
157 | NICU | Radiant warmer | 1 | Phoenix | OCW-100 | TU-1058 | 2011-04-04 | 0 |  | 1 | 2016-05-01 | W
158 | NICU | Radiant warmer | 1 | Phoenix | OCW-100 | TU-1059 | 2011-04-04 | 0 |  | 1 | 2016-05-01 | W
159 | NICU | Radiant warmer | 1 | Phoenix | OCW-100 | TU-1060 | 2011-04-04 | 0 |  | 1 | 2016-05-01 | W
160 | NICU | Radiant warmer | 1 | Phoenix | OCW-100 | TU-1061 | 2011-04-04 | 0 |  | 1 | 2016-05-01 | W
161 | NICU | Radiant warmer | 1 | Phoenix | OCW-100 | TU-1062 | 2011-04-04 | 0 |  | 1 | 2016-05-01 | W
162 | NICU | Radiant warmer | 1 | Phoenix | OCW-100 | TU-1063 | 2011-04-04 | 0 |  | 1 | 2016-05-01 | W
163 | NICU | Oxygen Concentrator | 1 | Medoxy | JAY-5-A | MZ2010052666 | 2011-04-21 | 0 |  | 1 | 2016-06-01 | W
164 | NICU | Oxygen Concentrator | 1 | Medoxy | JAY-5-A | MZ2010052667 | 2011-04-21 | 0 |  | 1 | 2016-06-01 | W
165 | NICU | Syringe Pump | 1 | JMS | SP-500 | 62731 | 2011-03-29 | 0 |  | 1 | 2016-06-01 | W
166 | NICU | Syringe Pump | 1 | JMS | SP-500 | 62711 | 2011-03-29 | 0 |  | 1 | 2016-06-01 | W
167 | NICU | Syringe Pump | 1 | JMS | SP-500 | 62751 | 2011-03-29 | 0 |  | 1 | 2016-06-01 | W
168 | NICU | Syringe Pump | 1 | Schiller | SP-300 | 12041428 | 2012-10-18 | 0 |  | 1 | 2016-06-01 | W
169 | NICU | Syringe Pump | 1 | Schiller | SP-300 | 12041429 | 2012-10-18 | 0 |  | 1 | 2016-06-01 | W
170 | NICU | Syringe Pump | 1 | Schiller | SP-300 | 12041430 | 2012-10-18 | 0 |  | 1 | 2016-06-01 | W
171 | NICU | Syringe Pump | 1 | Schiller | SP-300 | 12041431 | 2012-10-18 | 0 |  | 1 | 2016-06-01 | W
172 | NICU | Multipara monitor | 1 | Schiller | truscope II | B0673050 | 2011-03-22 | 0 |  | 1 | 2016-06-01 | W
173 | NICU | Multipara monitor | 1 | Schiller | truscope II | B0673076 | 2011-03-22 | 0 |  | 1 | 2016-06-01 | W
174 | NICU | Multipara monitor | 1 | Schiller | truscope II | B0673126 | 2011-03-22 | 0 |  | 1 | 2016-06-01 | W
175 | NICU | Multipara monitor | 1 | Schiller | truscope II | B0673144 | 2011-03-22 | 0 |  | 1 | 2016-06-01 | W
176 | NICU | Ventilator + humidifier | 1 | Sechrist | Millenium | 71541/100304002213 | 2010-09-29 | 0 |  | 0 |  | W
177 | NICU | Ventilator + humidifier | 1 | Sechrist | Millenium | 71543/100302002049 | 2010-09-29 | 0 |  | 0 |  | W
178 | NICU | Multipara monitor | 1 | Contec Medical Systems | CMS-8000 | AX1403200009 | 2014-08-27 | 1 | 2016-08-01 | NA |  | W
179 | NICU | Multipara monitor | 1 | Contec Medical Systems | CMS-8000 | AX1403200033 | 2014-08-27 | 1 | 2016-08-01 | NA |  | W
180 | NICU | Multipara monitor | 1 | Contec Medical Systems | CMS-8000 | AX1403200044 | 2014-08-27 | 1 | 2016-08-01 | NA |  | W
181 | NICU | Multipara monitor | 1 | Contec Medical Systems | CMS-8000 | AX1403200051 | 2014-08-27 | 1 | 2016-08-01 | NA |  | W
182 | NICU | Multipara monitor | 1 | Contec Medical Systems | CMS-8000 | AX1403200084 | 2014-08-27 | 1 | 2016-08-01 | NA |  | W
183 | NICU | Multipara monitor | 1 | Contec Medical Systems | CMS-8000 | AX1403200085 | 2014-08-27 | 1 | 2016-08-01 | NA |  | W
184 | NICU | Multipara monitor | 1 | Contec Medical Systems | CMS-8000 | AX1403200111 | 2014-08-27 | 1 | 2016-08-01 | NA |  | W
185 | NICU | Multipara monitor | 1 | Contec Medical Systems | CMS-8000 | AX1403200116 | 2014-08-27 | 1 | 2016-08-01 | NA |  | W
186 | NICU | Multipara monitor | 1 | Contec Medical Systems | CMS-8000 | AX1403200121 | 2014-08-27 | 1 | 2016-08-01 | NA |  | W
187 | NICU | Multipara monitor | 1 | Contec Medical Systems | CMS-8000 | AX1403200122 | 2014-08-27 | 1 | 2016-08-01 | NA |  | W
188 | NICU | Multipara monitor | 1 | Contec Medical Systems | CMS-8000 | AX1403200130 | 2014-08-27 | 1 | 2016-08-01 | NA |  | W
189 | NICU | Multipara monitor | 1 | Contec Medical Systems | CMS-8000 | AX1403200132 | 2014-08-27 | 1 | 2016-08-01 | NA |  | W
190 | NICU | Multipara monitor | 1 | Contec Medical Systems | CMS-8000 | AX1403200136 | 2014-08-27 | 1 | 2016-08-01 | NA |  | W
191 | NICU | Multipara monitor | 1 | Contec Medical Systems | CMS-8000 | AX1403200156 | 2014-08-27 | 1 | 2016-08-01 | NA |  | W
192 | NICU | Multipara monitor | 1 | Contec Medical Systems | CMS-8000 | AX1403200164 | 2014-08-27 | 1 | 2016-08-01 | NA |  | W
193 | NICU | Multipara monitor | 1 | Contec Medical Systems | CMS-8000 | AX1403200172 | 2014-08-27 | 1 | 2016-08-01 | NA |  | W
194 | NICU | Opencare system | 1 | Phoenix | NRC-100 | TU-1182 | 2013-05-02 | 0 |  | 1 | 2016-05-01 | W
195 | NICU | Opencare system | 1 | Phoenix | NRC-100 | TU-1185 | 2013-05-02 | 0 |  | 1 | 2016-05-01 | W
196 | NICU | Opencare system | 1 | Phoenix | NRC-100 | TU-1186 | 2013-05-02 | 0 |  | 1 | 2016-05-01 | W
197 | NICU | Opencare system | 1 | Phoenix | NRC-100 | TU-1187 | 2013-05-02 | 0 |  | 1 | 2016-05-01 | W
198 | NICU | Opencare system | 1 | Nice Neotech | 2010-BC | 141507001771 | 2014-08-27 | 1 | 2016-09-01 | NA |  | W
199 | NICU | Opencare system | 1 | Nice Neotech | 2010-BC | 141507001781 | 2014-08-27 | 1 | 2016-09-01 | NA |  | W
200 | NICU | Opencare system | 1 | Nice Neotech | 2010-BC | 141507001801 | 2014-08-27 | 1 | 2016-09-01 | NA |  | W
201 | NICU | Opencare system | 1 | Nice Neotech | 2010-BC | 141507001845 | 2014-08-27 | 1 | 2016-09-01 | NA |  | W
202 | NICU | Irradiance meter | 1 | Ohmeda | Biliblanket meter 2 | 40003658 | 2011-11-14 | 0 |  | 0 |  | W
203 | NICU | Baby Transport warmer | 1 | GE Healthcare | Embrace Nest | FD09040412100118 | 2013-04-12 | 0 |  | 0 |  | W
204 | NICU | Serum Bilirubinometer | 1 | Drager | JM-103 | 3204490 | 2013-09-24 | 1 | 2015-09-01 | NA |  | W
205 | NICU | Suction Machine Electrical | 1 | Deepak enterprises | Deo-8030 | 526 | 2012-08-23 | 0 |  | 0 |  | W
206 | NICU | Suction Machine Electrical | 1 | Deepak enterprises | Deo-8030 | 527 | 2012-08-23 | 0 |  | 0 |  | W
207 | NICU | Suction Machine Electrical | 1 | Venky | Trolley | 100-11752 | NA | 0 |  | 0 |  | W
208 | NICU | Suction Machine Foot operated | 1 | Anand Medicaids | P-9 | NA | 2011-05-31 | 0 |  | 0 |  | W
209 | NICU | Suction Machine Foot operated | 1 | Anand Medicaids | P-9 | NA | 2011-05-31 | 0 |  | 0 |  | W
210 | NICU | Suction Machine Foot operated | 1 | Anand Medicaids | P-9 | NA | 2013-12-10 | 0 |  | 0 |  | W
211 | NICU | Suction Machine Foot operated | 1 | Anand Medicaids | P-9 | NA | 2013-12-10 | 0 |  | 0 |  | W
212 | NICU | Suction Machine Foot operated | 1 | Anand Medicaids | P-9 | NA | 2013-12-10 | 0 |  | 0 |  | W
213 | NICU | Suction Machine Foot operated | 1 | Anand Medicaids | P-9 | NA | 2013-12-10 | 0 |  | 0 |  | W
214 | NICU | Suction Machine Foot operated | 1 | Anand Medicaids | P-9 | NA | 2013-12-10 | 0 |  | 0 |  | W
215 | NICU | Suction Machine Foot operated | 1 | Anand Medicaids | P-9 | NA | 2013-12-10 | 0 |  | 0 |  | W
216 | NICU | Baby Weighing Machine Digital | 1 | Yorco | YSL-1524 | 12677 | 2012-07-04 | 0 |  | 0 |  | W
217 | NICU | Baby Weighing Machine Digital | 1 | Yorco | YSL-1524 | 12694 | 2012-07-04 | 0 |  | 0 |  | W
218 | NICU | Baby Weighing Machine | 1 | Docbel | Braun | NA | 2011-02-15 | 0 |  | 0 |  | W
219 | NICU | Baby Weighing Machine | 1 | Docbel | Braun | NA | 2011-02-15 | 0 |  | 0 |  | W
220 | NICU | Baby Weighing Machine | 1 | Docbel | Braun | NA | 2013-08-30 | 0 |  | 0 |  | W
221 | NICU | Baby Weighing Machine | 1 | Docbel | Braun | NA | 2013-08-30 | 0 |  | 0 |  | W
222 | NICU | Baby Weighing Machine | 1 | Docbel | Braun | NA | 2013-08-30 | 0 |  | 0 |  | W
223 | NICU | Baby Weighing Machine | 1 | Docbel | Braun | NA | 2013-08-30 | 0 |  | 0 |  | W
224 | NICU | Baby Weighing Machine | 1 | Docbel | Braun | NA | 2013-08-30 | 0 |  | 0 |  | W
225 | NICU | Baby Weighing Machine | 1 | Docbel | Braun | NA | 2013-08-30 | 0 |  | 0 |  | W
226 | NICU | Room Heater | 1 | System Plus | OREA09 | SI091102322 | 2011-11-21 | 0 |  | 0 |  | W
227 | NICU | Room Heater | 1 | System Plus | OREA09 | SI091102323 | 2011-11-21 | 0 |  | 0 |  | W
228 | NICU | Room Heater | 1 | System Plus | OFR-01-09 | L11-1995 | 2013-08-30 | 0 |  | 0 |  | W
229 | NICU | Room Heater | 1 | System Plus | OFR-01-09 | L11-1997 | 2013-08-30 | 0 |  | 0 |  | W
230 | NICU | Room Heater | 1 | System Plus | OFR-01-09 | L11-1999 | 2013-08-30 | 0 |  | 0 |  | W
231 | NICU | Room Heater | 1 | System Plus | OFR-01-09 | L11-2000 | 2013-08-30 | 0 |  | 0 |  | W
232 | NICU | Room Heater | 1 | System Plus | OFR-01-09 | L11-2002 | 2013-08-30 | 0 |  | 0 |  | W
233 | NICU | Room Heater | 1 | System Plus | OFR-01-09 | NA | 2013-08-30 | 0 |  | 0 |  | W
234 | NICU | Refrigerator | 1 | LG | RT26ADES5/ XTL | 070142AC- 300641 | 2012-07-04 | 0 |  | 0 |  | W
235 | NICU | Refrigerator | 1 | LG | RT26ADES5/ XTL | 070142AC- 300642 | 2012-07-04 | 0 |  | 0 |  | W
236 | NICU | Fumigator | 1 | Spell Pharma | NA | NA | NA | 0 |  | 0 |  | W
237 | NICU | Fumigator | 1 | Spell Pharma | NA | NA | NA | 0 |  | 0 |  | W
238 | NICU | Verical Autoclave | 1 | Spell Pharma | NA | NA | NA | 0 |  | 0 |  | W
239 | NICU | Digital Weighing Machine | 1 | ADE THSTI | M106600 | 5131248 | NA | 0 |  | 0 |  | W
240 | ICU | Multipara Monitor | 1 | L&T Med | Star 55 | AO9SR1693 | 2010-11-20 | 0 |  | 0 |  | W
241 | ICU | Multipara Monitor | 1 | L&T Med | Star 55 | AO9SR1810 | 2010-11-20 | 0 |  | 0 |  | W
242 | ICU | Multipara Monitor | 1 | L&T Med | Star 55 | AO9SR1816 | 2010-11-20 | 0 |  | 0 |  | W
243 | ICU | Multipara Monitor | 1 | L&T Med | Star 55 | AO9SR1813 | 2010-11-20 | 0 |  | 0 |  | W
244 | ICU | Multipara Monitor | 1 | L&T Med | Star 55 | AO9SR1817 | 2010-11-20 | 0 |  | 0 |  | W
245 | ICU | Multipara Monitor | 1 | L&T Med | Star 55 | AO9SR1821 | 2010-11-20 | 0 |  | 0 |  | W
246 | ICU | Cardiac Monitor with defibrillator | 1 | L&T Med | M series | TO9G113649 | 2011-05-06 | 0 |  | 0 |  | W
247 | ICU | Pulse Oximeter | 1 | L&T Med | Comet P | C09P0970 | 2011-05-06 | 0 |  | 0 |  | W
248 | ICU | Pulse Oximeter | 1 | L&T Med | Comet P | C09P1084 | 2011-05-06 | 0 |  | 0 |  | W
249 | ICU | Pulse Oximeter | 1 | L&T Med | Comet P | C09P1085 | 2011-05-06 | 0 |  | 0 |  | W
250 | ICU | Ventilator + humidifier | 1 | Maquet | Servo S | 14918 | 2011-03-03 | 0 |  | 0 |  | W
251 | ICU | Ventilator + humidifier | 1 | Maquet | Servo S | 14919 | 2011-03-03 | 0 |  | 0 |  | W
252 | ICU | Ventilator + humidifier | 1 | Maquet | Servo S | 14920 | 2011-03-03 | 0 |  | 0 |  | W
253 | ICU | Ventilator + humidifier | 1 | Maquet | Servo S | 14921 | 2011-03-03 | 0 |  | 0 |  |  | NW
254 | ICU | Syringe pump | 1 | L&T Med | SP102 | 1109118 | 2010-11-20 | 0 |  | 0 |  | W
255 | ICU | Syringe pump | 1 | L&T Med | SP102 | 1109119 | 2010-11-20 | 0 |  | 0 |  | W
256 | ICU | Syringe pump | 1 | L&T Med | SP102 | 1109120 | 2010-11-20 | 0 |  | 0 |  | W
257 | ICU | Syringe pump | 1 | L&T Med | SP102 | 1109121 | 2010-11-20 | 0 |  | 0 |  | W
258 | ICU | ECG machine Computerized | 1 | Wipro GE | MAC-1200 | 550047174 | 2011-05-06 | 0 |  | 0 |  | W
259 | ICU | ECG machine ordinary | 1 | L&T Med | Orion | RO9W0084 | 2011-05-06 | 0 |  | 0 |  | W
260 | ICU | BP Apparatus | 1 | Novaphon | Meter 300 | 300952 | NA | 0 |  | 0 |  | W
261 | OT | OT Light ceiling Major | 1 | Cognate | CI 700+500 | NA | 2011-01-11 | 0 |  | 0 |  | W
262 | OT | OT Light ceiling Major | 1 | Cognate | NA | NA | 2007-12-28 | 0 |  | 0 |  | W
263 | OT | OT Light ceiling Major | 1 | Cognate | NA | NA | 2007-12-28 | 0 |  | 0 |  | W
264 | OT | OT Light ceiling Major | 1 | Cognate | NA | NA | 2007-08-14 | 0 |  | 0 |  | W
265 | OT | OT Light ceiling Minor | 1 | Cognate | CI 500 | NA | 2011-01-11 | 0 |  | 0 |  | W
266 | OT | OT Light Mobile | 1 | Multilux | DMS-20 | NA | 2006-07-27 | 0 |  | 0 |  | W
267 | OT | OT Light Mobile | 1 | Surgicoin | NA | NA | NA | 0 |  | 0 |  | W
268 | OT | OT Table | 1 | Cognate | SS-1100 | NA | 2011-01-11 | 0 |  | 0 |  | W
269 | OT | OT Table | 1 | Cognate | SS-1100 | NA | 2011-01-12 | 0 |  | 0 |  | W
270 | OT | OT Table | 1 | Cognate | SS-2000 | NA | 2005-08-30 | 0 |  | 0 |  | W
271 | OT | OT Table | 1 | Cognate | SS-2000 | NA | 2005-08-30 | 0 |  | 0 |  |  | NW
272 | OT | OT Table | 1 | Cognate | NA | NA | NA | 0 |  | 0 |  |  | NW
273 | OT | OT Table | 1 | Aggarwal surgical | NA | NA | NA | 0 |  | 0 |  | W
274 | OT | OT Table | 1 |  | NA | NA | NA | 0 |  | 0 |  | W
275 | OT | Diathermy machine | 1 | L&T | Maestro Plus | E09A1470 | 2010-11-20 | 0 |  | 0 |  | W
276 | OT | Diathermy machine | 1 | L&T | Maestro Plus | E10B0001 | 2010-11-20 | 0 |  | 0 |  | W
277 | OT | Diathermy machine | 1 | Divlabs India | Trinity | TY-014087 | 2014-10-28 | 1 | 2016-10-27 | NA |  | W
278 | OT | Diathermy machine | 1 | Divlabs India | Trinity | TY-014088 | 2014-10-28 | 1 | 2016-10-27 | NA |  | W
279 | OT | Boyles apparatus | 1 | Meditech England | NA | 110302 | NA | 0 |  | 0 |  | W
280 | OT | Boyles apparatus | 1 | L&T | Elite 615T | ELS-1109-066 | 2010-10-07 | 0 |  | 0 |  | W
281 | OT | Boyles apparatus | 1 | L&T | Elite 615T | ELS-1109-067 | 2010-10-07 | 0 |  | 0 |  | W
282 | OT | Ortho Saw (Oscillating) | 1 | Munmun | Pistol Grip | NA | 2011-02-15 | 0 |  | 0 |  | W
283 | OT | Ortho Saw | 1 | Munmun | NA | NA | NA | 0 |  | 0 |  | W
284 | OT | Ortho Drill | 1 | Hitachi | NA | NA | NA | 0 |  | 0 |  | W
285 | OT | Ortho Drill Battery Operated | 1 | Hitachi | NA | NA | NA | 0 |  | 0 |  | W
286 | OT | Plaster Cutter | 1 | Hitachi | NA | NA | NA | 0 |  | 0 |  | W
287 | OT | Operating Microscope ENT | 1 | Carl Zeiss | Static-S7 | 437909 | 2004-03-29 | 0 |  | 1 | 2015-12-01 | W
288 | OT | Operating Microscope EYE | 1 | Moller wedel | Microflex-F | 469 | 2009-09-12 | 0 |  | 1 | 2015-09-01 | W
289 | OT | Operating Microscope EYE | 1 | Guardian | NA | NA | 2002-08-13 | 0 |  | 0 |  | W
290 | OT | Phaco Machine | 1 | Oertli | Swiss Tech | 39590098 | 2009-09-12 | 0 |  | 1 | 2015-09-01 | W
291 | OT | Phaco Machine | 1 | Appasamy Associates | Galaxy I | 15180210 | 2010-12-15 | 0 |  | 0 |  | W
292 | OT | Laparoscope set | 1 | Karl storz | NA | NA | 2005 | 0 |  | 0 |  | W
293 | OT | Laparoscope set | 1 | Karl storz | NA | NA | 2012-12-27 | 0 |  | 0 |  | W
294 | OT | Laparoscope set | 1 | Karl storz | NA | NA | 2009-10-21 | 0 |  | 0 |  | W
295 | OT | Laparoscope set | 1 | KLI | Dual Light | DL2610 | 2005 | 0 |  | 0 |  | W
296 | OT | Laparoscope operating | 1 | Karlstorz | NA | 1366870S | 2011-02-16 | 0 |  | 0 |  | W
297 | OT | Colposcope | 1 | Liesegong | 3MV | 10-60422 | 2011-05-04 | 0 |  | 0 |  | W
298 | OT | Oesophagoscope Adult | 1 | Karlstorz | NA | 1441692 | 2011-02-16 | 0 |  | 0 |  | W
299 | OT | Oesophagoscope Child | 1 | Karlstorz | NA | 1442535 | 2011-02-16 | 0 |  | 0 |  | W
300 | OT | Oesophagoscop Adult & Child | 1 | Pentax | EE1580K | A120049 | 2010-09-22 | 0 |  | 0 |  | W
301 | OT | Endoscope fibre optic (OGD) | 1 | Pentax | EG299i with EPK -I | A112995 & EEO11317 | 2010-09-22 | 0 |  | 0 |  | W
302 | OT | Colonoscope | 1 | Pentax | EC3890LI | A112142 | 2010-09-22 | 0 |  | 0 |  | W
303 | OT | Sigmoidoscope | 1 | Pentax | ES3870K | A120063 | 2010-09-22 | 0 |  | 0 |  | W
304 | OT | Nasal Endoscope | 1 | Pentax | FNL 15RP3 | G111334 | 2010-09-22 | 0 |  | 0 |  | W
305 | OT | Cardiac Monitor with defibrillator | 1 | L&T Med | M series | TO9G113650 | 2011-05-06 | 0 |  | 0 |  | W
306 | OT | Pulse Oximeter | 1 | L&T Med | Comet P | C09P1010 | 2011-05-06 | 0 |  | 0 |  | W
307 | OT | Multipara Monitor | 1 | L&T Med | Star 55 | AO9SR1812 | 2010-11-20 | 0 |  | 0 |  | W
308 | OT | Multipara Monitor | 1 | L&T Med | Star 55 | AO9SR1819 | 2010-11-20 | 0 |  | 0 |  | W
309 | OT | Multipara Monitor | 1 | L&T Med | Star 55 | AO9SR1820 | 2010-11-20 | 0 |  | 0 |  | W
310 | OT | Multipara Monitor | 1 | Aster | M-6 | 212121882 | 2013-08-27 | 1 | 2015-07-01 | NA |  | W
311 | OT | Multipara Monitor | 1 | Aster | M-6 | 212121884 | 2013-08-27 | 1 | 2015-07-01 | NA |  | W
312 | OT | Multipara monitor | 1 | Contec Medical Systems | CMS-8000 | AX1403200064 | 2014-08-27 | 1 | 2016-08-01 | NA |  | W
313 | OT | Multipara monitor | 1 | Contec Medical Systems | CMS-8000 | AX1403200175 | 2014-08-27 | 1 | 2016-08-01 | NA |  | W
314 | OT | Multipara monitor | 1 | Contec Medical Systems | CMS-8000 | AX1403200196 | 2014-08-27 | 1 | 2016-08-01 | NA |  | W
315 | OT | Opencare system | 1 | Phoenix | NRC-100 | TU-1184 | 2013-05-02 | 1 | 2016-08-01 | NA |  | W
316 | OT | Suction machine Electrical | 1 | RK Surgical | NA | NA | NA | 0 |  | 0 |  | W
317 | OT | Suction machine Electrical | 1 | RK Surgical | NA | NA | NA | 0 |  | 0 |  | W
318 | OT | Fumigator | 1 | Goley | 1/2 Litre | NA | NA | 0 |  | 0 |  | W
319 | OT | Boiler | 1 | NA | NA | NA | NA | 0 |  | 0 |  | W
320 | OT | BP Apparatus | 1 | Pagoda | NA | NA | NA | 0 |  | 0 |  | W
321 | Physiotherapy | Micro Wave With Traction | 1 | MIDIZIN ELEKTONIK LUNEBURG MILI | NA | 4R0601, 5R0601 | 2007-08-31 | 0 |  | 0 |  | W
322 | Physiotherapy | Shock Wave therapy | 1 | NW MEDICON ENTERPRISES | HK ESWO-AJ11 | 1657 | 2007-04-28 | 0 |  | 0 |  | W
323 | Physiotherapy | Interferential therapy unit | 1 | Shenzhen Huikang | IFT | PC10051113 | 2010-09-13 | 0 |  | 0 |  | W
324 | Physiotherapy | Electric Muscle Stimulator | 1 | Physiocare | MS Dignostic | PC10051110 | 2010-09-13 | 0 |  | 0 |  | W
325 | Physiotherapy | Diatherapy therapy | 1 | NA | NA | NA | NA | 0 |  | 0 |  | W
326 | Physiotherapy | Diatherapy therapy | 1 | Physiocare | PSWD-500/1000 | PC10051114(P) | 2010-09-13 | 0 |  | 0 |  | W
327 | Physiotherapy | Cr and Lumber Traction M/C | 1 | Indian Healosurge (P) Ltd | NA | NA | NA | 0 |  | 0 |  |  | NW
328 | Physiotherapy | Cr and Lumber Traction M/C | 1 | Indian Healosurge (P) Ltd | NA | NA | NA | 0 |  | 0 |  |  | NW
329 | Physiotherapy | Cr and Lumber Traction M/C | 1 | Physiocare | Physitrac | PC10051111 | NA | 0 |  | 0 |  | W
330 | Physiotherapy | Cr and Lumber Traction M/C | 1 | Advance traction system | Digitrac | NA | NA | 0 |  | 0 |  | W
331 | Physiotherapy | Ultrasonic Therapy | 1 | Indian Healosurge (P) Ltd | Healosonic delux | NA | NA | 0 |  | 0 |  | W
332 | Physiotherapy | Ultrasonic Therapy | 1 | Indian Healosurge (P) Ltd | Healosonic delux | NA | NA | 0 |  | 0 |  | W
333 | Physiotherapy | Shortwave diathermy | 1 | NA | NA | NA | NA | 0 |  | 0 |  | W
334 | Physiotherapy | Intermittent lumbar & cevical traction | 1 | NA | NA | NA | NA | 0 |  | 0 |  | W
335 | Physiotherapy | Infra red therapy | 1 | NA | NA | NA | NA | 0 |  | 0 |  | W
336 | Physiotherapy | Continuous passive mobilization (upper limb & lower limb) | 1 | Indian Healosurge (P) Ltd | NA | NA | NA | 0 |  | 0 |  | W
337 | Physiotherapy | T.E.N.S | 1 | Indian Healosurge (P) Ltd | NA | NA | NA | 0 |  | 0 |  | W
338 | Physiotherapy | Wax Bath | 1 | NA | NA | NA | NA | 0 |  | 0 |  | W
339 | Physiotherapy | Wax Bath | 1 | NA | NA | NA | NA | 0 |  | 0 |  | W
340 | Physiotherapy | Static Cycle | 1 | NA | NA | NA | NA | 0 |  | 0 |  | W
341 | Physiotherapy | Static Cycle | 1 | NA | NA | NA | NA | 0 |  | 0 |  | W
342 | Physiotherapy | Static Cycle | 1 | NA | NA | NA | NA | 0 |  | 0 |  | W
343 | Physiotherapy | Parallel bars with mirror | 1 | NA | NA | NA | NA | 0 |  | 0 |  | W
344 | Physiotherapy | Parallel bars with mirror | 1 | NA | NA | NA | NA | 0 |  | 0 |  | W
345 | Physiotherapy | Grip Excerciser | 1 | NA | NA | NA | NA | 0 |  | 0 |  | W
346 | Physiotherapy | Multi Excerciser | 1 | NA | NA | NA | NA | 0 |  | 0 |  | W
347 | Physiotherapy | Rowing machine | 1 | NA | NA | NA | NA | 0 |  | 0 |  | W
348 | Physiotherapy | Finger ladder exercise unit | 1 | NA | NA | NA | NA | 0 |  | 0 |  | W
349 | Physiotherapy | Pulley and rope exercise unit | 1 | NA | NA | NA | NA | 0 |  | 0 |  | W
350 | Physiotherapy | Quadriceps table | 1 | NA | NA | NA | NA | 0 |  | 0 |  | W
351 | Physiotherapy | Sand ball | 1 | NA | NA | NA | NA | 0 |  | 0 |  | W
352 | Physiotherapy | Shoulder wheel | 1 | NA | NA | NA | NA | 0 |  | 0 |  | W
353 | Psychiatry | ECT M/c | 1 | Medicaid System | MEDICA BPE-2000 | 914507 | NA | 0 |  | 0 |  | W
354 | Psychiatry | Bio Feedback Machine | 1 | RMS | Relax 701 | RLX701/103010/ADBX | 2010-09-30 | 0 |  | 0 |  | W
355 | Skin | Phototherapy System | 1 | V-CARE | NA | NA | NA | 0 |  | 0 |  |  | NW
356 | Skin | Cryogun | 1 | Basco | NA | NA | NA | 0 |  | 0 |  |  | NW
357 | Skin | Electric cautery | 1 | Derma india | NA | NA | 2014-03-14 | 0 |  | 0 |  | W
358 | Mortuary | Mortuary Cabinets | 1 | AICIL | 6 Body | NA | 2014-11-03 | 0 |  | 1 | 2016-01-01 | W
359 | Mortuary | Mortuary Cabinets | 1 | AICIL | 6 Body | NA | 2014-11-03 | 0 |  | 1 | 2016-01-01 | W
360 | Medical Ward | Multi Para Monitor | 1 | Aster | M-6 | 212121908 | 2013-08-27 | 1 | 2015-08-26 | NA |  | W
361 | Medical Ward | ECG machine computerized | 1 | Shenzen Medikee | 1203-B | CB1312400097 | 2014-09-12 | 1 | 2016-09-07 | NA |  | W
362 | Medical Ward | Suction M/c | 1 | NA | NA | NA | NA | 0 |  | 0 |  | W
363 | Medical Ward | BP Apparatus | 1 | NA | NA | NA | NA | 0 |  | 0 |  | W
364 | Surgical Ward | Multipara monitor | 1 | Contec Medical Systems | CMS-8000 | NA | 2014-08-27 | 1 | 2016-08-26 | NA |  | W
365 | Surgical Ward | Multipara monitor | 1 | Contec Medical Systems | CMS-8000 | NA | 2014-08-27 | 1 | 2016-08-26 | NA |  | W
366 | Surgical Ward | ECG machine computerized | 1 | Shenzen Medikee | 1203-B | CB1312400087 | 2014-09-12 | 1 | 2016-09-07 | NA |  | W
367 | Surgical Ward | Suction M/c | 1 | NA | NA | NA | NA | 0 |  | 0 |  | W
368 | Cancer ward | Multipara Monitor | 1 | L&T Med | Star 55 | AO9SR1808 | 2010-11-20 | 0 |  | 0 |  | W
369 | Cancer ward | Oximeter with NIBP | 1 | L&T Med | Star 50N | F09S0025 | 2010-11-20 | 0 |  | 0 |  | W
370 | Cancer ward | Multipara monitor | 1 | Contec Medical Systems | CMS-8000 | AX140320198 | 2014-08-27 | 1 | 2016-08-26 | NA |  | W
371 | Cancer ward | ECG machine computerized | 1 | Shenzen Medikee | 1203-B | CB1312400013 | 2014-09-12 | 1 | 2016-09-07 | NA |  | W
372 | Cancer ward | Adult Weighing M/C | 1 | NA | NA | NA | NA | 0 |  | 0 |  | W
373 | Burn Ward | Multipara monitor | 1 | Vital sign medidevices | Monet-512T | 7826800B00221 | 2012-03-29 | 0 |  | 0 |  | W
374 | Burn Ward | Multipara monitor | 1 | Vital sign medidevices | Monet-512T | 7826800B00222 | 2012-03-29 | 0 |  | 0 |  | W
375 | Laundry | Washer extractor | 1 | Ramsons | RVWE-60 | RVWE 60031002 | 2010-11-02 | 0 |  | 0 |  |  | Nw
376 | Laundry | Drying tumbler | 1 | Ramsons | RTD-50 | RFW10204102 | 2010-11-03 | 0 |  | 0 |  | W
377 | Laundry | Flat bed press | 1 | Ramsons | NA | NA | 2010-11-04 | 0 |  | 0 |  | W
378 | Laundry | Flat work ironer | 1 | Ramsons | RFWI-02-2 | RFW 10204102 | 2010-11-05 | 0 |  | 0 |  | W
379 | Laundry | Automatic air compressor | 1 | Ramsons | NA | NA | 2010-11-06 | 0 |  | 0 |  | W
380 | Laundry | Steam boiler | 1 | Ramsons | NA | NA | 2010-11-07 | 0 |  | 0 |  | W
381 | CSSD | Autoclave HP Horizontal | 1 | Nat Steel | 24SR/E/DD/HP/HV | 1170 | 2010-09-30 | 0 |  | 0 |  | W
382 | CSSD | Autoclave HP Horizontal | 1 | Nat Steel | 24SR/E/DD/HP/HV | 1171 | 2010-09-30 | 0 |  | 0 |  | W
383 | CSSD | Distilation Unit | 1 | Nat Steel | 20SD/E | 1655 | 2010-09-30 | 0 |  | 0 |  | W
384 | CSSD | Storage Tank | 1 | Nat Steel | 120S/E | 236 | 2010-09-30 | 0 |  | 0 |  | W
385 | CSSD | Ultra Sonic Cleaner | 1 | Nat Steel | EI500HI | 1006111 | 2010-09-30 | 0 |  | 0 |  | W
386 | CSSD | Ultra Sonic Cleaner | 1 | Nat Steel | EI500HI | 1006110 | 2010-09-30 | 0 |  | 0 |  | W
387 | CSSD | Gauge cutting machine | 1 | Nat Steel | SN200 | 1 | 2010-09-30 | 0 |  | 0 |  | W
388 | CSSD | Gauge cutting machine | 1 | Nat Steel | SN200 | 2 | 2010-09-30 | 0 |  | 0 |  | W
389 | CSSD | Washer disinfector | 1 | Nat Steel | WD/E | 147 | 2010-09-30 | 0 |  | 0 |  |  | NW
390 | CSSD | Drying cabinet | 1 | Nat Steel | DC/E | 115 | 2010-09-30 | 0 |  | 0 |  | W
391 | CSSD | Drying cabinet | 1 | Nat Steel | DC/E | 116 | 2010-09-30 | 0 |  | 0 |  | W
392 | CSSD | Vertical Autoclave | 1 | JINDAL | 200 LITER CAPACITY | NA | 2005-11-28 | 0 |  | 0 |  | W
393 | MGPS | Air Compressor | 1 | Vamada | YECT 17.5 | 43196 | 2010-10-29 | 0 |  | 0 |  | W
394 | MGPS | Air Compressor | 1 | Vamada | YECT 17.5 | 43194 | 2010-10-30 | 0 |  | 0 |  | W
395 | MGPS | Vaccum pump | 1 | Ingersolll Rand | V255 | 1044088 | 2010-10-31 | 0 |  | 0 |  | W
396 | MGPS | Vaccum pump | 1 | Ingersolll Rand | V255 | 1044081 | 2010-11-01 | 0 |  | 0 |  | W
397 | MGPS | O2 Control panel | 1 | BOC | 4266346 | 964 | 2010-11-02 | 0 |  | 0 |  | W
398 | MGPS | NO2 Control panel | 1 | BOC | 4266345 | 966 | 2010-11-03 | 0 |  | 0 |  | W
399 | MGPS | Air dryer | 1 | Gem equipment | SPD-015A | 3650.04.10 | 2010-11-04 | 0 |  | 0 |  | W
400 | Electrical | Genset | 1 | Sudhir | 160KVA | NA | NA | 0 |  | 1 | 2016-03-01 | W
401 | Electrical | Genset | 1 | Swift | 320KVA | NA | NA | 0 |  | 1 | 2016-03-01 | W
402 | Electrical | Genset | 1 | Cummins | 240KVA | NA | NA | 0 |  | 1 | 2016-06-01 | W
403 | Electrical | Online UPS | 1 | Socomec | 40KVA | NA | NA | 0 |  | 0 |  | W
404 | Electrical | Online UPS | 1 | APC | 6KVA | NA | NA | 0 |  | 1 | 2016-03-01 | W
405 | Electrical | Online UPS | 1 | APC | 6KVA | NA | NA | 0 |  | 1 | 2016-03-01 | W
406 | Electrical | Online UPS | 1 | APC | 2KVA | NA | NA | 0 |  | 1 | 2016-03-01 | W
Contact details :
Facility Incharge :Dr. Pradeepe Sharma 8130090521
Store Incharge :Dr. Manish Rathee 9891199043
Store keeper :Mr. Kulbhusan 9728528851
Biomedical Engineer : Mr. Jaidev 8130090535
[12 empty] | 406 | 12

## SDH Sec-10
MASTER EQUIPMENT BASE
Name of District- Gurgaon Type of facility- SDH Name of the Facility- MCH Sec-10
S.no | Equipment category | Equipment name | Qty | Manufacturer | Model | Equipment S.No. | Installation date(m-yy) | Under Warranty(Y=1/N=0) | Warranty Upto(m-yy) | AMC/CMC(Y=1,N=0) | AMC/CMC upto(m/yy) | Working status
[12 empty] | W | NW
1 | Radiology | X RAY MACHINE | 1 | Allengers | Mars-30 | 2K140230088 | 2014-07-14 | 1 | 2016-07-13 | NA |  | W
2 | Radiology | 100 M.A. X-ray machine | 1 | Allengers | AMS-100/F/MCT | 2k100210078 | 2011-04-09 | 1 | 2012-04-08 | NA |  | W
3 | Dental | DENTAL CHAIR | 1 | Confident | Mookambika | NA | 2013-03-25 | 1 | 2015-03-24 | NA |  | W
4 | Lab | Semi automatic Analyzer | 1 | Tranasia | Chem-5X | NA | 2013-12-03 | 1 | 2013-12-13 | NA |  | W
5 | Lab | Elisa reader Cum Washer | 1 | Tranasia | Elisa Scan 6M, Elisa Wash | NA | 2014-08-21 | 1 | 2015-08-20 | NA |  | W
6 | Lab | Cell Counter | 1 | Urit | 2900 Plus | NA | 2014-04-08 | 1 | 2016-04-07 | NA |  | W
7 | Lab | Electrolyte Analyzer | 1 | Fortune Co. Ltd | FT-300 | 300A1409024 | 2014-12-30 | 1 | 2016-12-29 | NA |  | W
8 | Lab | Centrifuge Machine | 1 | Sparvi Health Care | NA | NA | 2012-12-13 | 0 |  | 0 |  | W
9 | Lab | Hot Air Oven | 1 | Sparvi Health Care | NA | NA | 2012-12-13 | 0 |  | 0 |  | W
10 | Lab | Incubator | 1 | Sparvi Health Care | 14 inch | NA | 2012-12-13 | 0 |  | 0 |  | W
11 | Lab | Microscope | 1 | Olympus | NA | NA | 2012-12-13 | 0 |  | 0 |  | W
12 | OT | OT Table | 1 | Aggrwal Surgical | NA | NA | NA | 0 |  | 0 |  | W
13 | OT | Mobile OT Light | 2 | Cognate | Vision 6M | NA | 2014-10-27 | 1 | 2016-10-26 | NA |  | W
14 | OT | Mobile OT Light | 1 | Surgicon | NA | NA | NA | 0 |  | 0 |  | W
15 | OT | Electro Surgical Cautery Machine | 1 | Divlabs India | Trinity | NA | 2014-10-28 | 1 | 2016-10-27 | NA |  | W
16 | OT | Fumigator | 1 | Spell Pharma | NA | NA | 2013-12-13 | 0 |  | 0 |  | W
17 | OT | Autoclave Double Drum | 1 | Spell Pharma | NA | NA | 2013-12-13 | 0 |  | 0 |  | W
18 | OT | Boyles apparatus with vaporizer | 1 | Meditronics | NA | NA | NA | 0 |  | 0 |  |  | NW
19 | Gynae | Open care system | 2 | Nice Neotech | 2010-BC | TU-1066 | 2014-08-27 | 1 | 2016-08-26 | NA |  | W
20 | Gynae | Phototherapy machine | 1 | PHOENIX | CFL-100 | TU-1033 | 2011-06-03 | 0 |  | 1 | 2016-05-01 | W
21 | Gynae | Radient Warmer | 1 | Phoenix | OCW-100 | NA | 2011-04-04 | 0 |  | 1 | 2016-05-01 | W
22 | Gynae | Nebulizer | 2 | OMRON | NE-C25 | 546273 | 2013-12-13 | 0 |  | 0 |  | W
23 | Gynae | Suction Machine | 8 | Devine Medi Health PVT. LTD | DED-8030 | NA | NA | 0 |  | 0 |  | W
24 | Gynae | Suction Machine | 4 | Sparvi Health Care | NA | NA | 2012-12-20 | 0 |  | 0 |  | W
25 | Gynae | Monitor | 6 | Contec Medical Systems | CMS-8000 | NA | 2014-08-27 | 1 | 2016-08-26 | NA |  | W
26 | Gynae | ECG Machine | 2 | Sanchen Medikkee | 1203-B | NA | 2014-08-05 | 1 | 2016-08-04 | NA |  | W
27 | Gynae | Foetal doppler | 2 | Contec | Sonoline-B | NA | 2014-02-10 | 1 | 2016-02-09 | NA |  | W
Contact details :
Facility Incharge :Dr. Jaibhagwan Jaitan 9650012527
Store Incharge :
Store keeper :Mr. Suresh Kadian 9999275158
Biomedical Engineer : Mr. Jaidev 8130090535
[12 empty] | 27 | 1

## SDH Sohna
MASTER EQUIPMENT BASE
Name of District- Gurgaon Type of facility- SDH Name of the Facility- Sohna
S.no | Equipment category | Equipment name | Qty | Manufacturer | Model | Equipment S.No. | Installation date(m-yy) | Under Warranty(Y=1/N=0) | Warranty Upto(m-yy) | AMC/CMC(Y=1,N=0) | AMC/CMC upto(m/yy) | Working status
[12 empty] | W | NW
1 | Radiaology | X RAY MACHINE | 1 | MEDFORD | MXD-3000 | 70915 | 2007-09-24 | 0 |  | 0 |  | W
2 | Dental | DENTAL CHAIR | 1 | Confident | Mookambika | NA | 2013-03-25 | 1 | 2015-07-01 | NA |  | W
3 | Gynae | Radiant Warmer | 1 | Meditrin | NA | 854 | NA | 0 |  | 0 |  | W
4 | Gynae | Radiant Warmer | 2 | PHOENIX | OCW-100 | TU-1064-65 | 2011-06-03 | 0 |  | 1 | 2016-05-01 | W
5 | Gynae | Open care system | 2 | Nice Neotech | 2010-BC | NA | 2014-08-27 | 1 | 2016-08-26 | NA |  | W
6 | Gynae | Phototherapy machine | 1 | PHOENIX | CFL-100 | NA | 2011-06-03 | 0 |  | 1 | 2016-05-01 | W
7 | Gynae | Monitor | 2 | Contec Medical Systems | CMS-8000 | NA | 2014-08-27 | 1 | 2016-08-26 | NA |  | W
8 | Gynae | ECG Machine | 1 | Bio-Net | Cardio care-2000 | NA | 2006-06-05 | 0 |  | 0 |  | W
9 | Gynae | Nebulizer | 1 | Marcose | Boyage | 4F0031731 | NA | 0 |  | 0 |  | W
10 | Gynae | Nebulizer | 2 | Omron | NEC-25 | NA | 2014-01-06 | 0 |  | 0 |  | W
11 | Gynae | Foetal doppler | 1 | LCP | MD03 | NA | 2011-12-01 | 0 |  | 0 |  | W
12 | Gynae | Foetal doppler | 2 | Contec | Sonoline-B | NA | 2014-02-10 | 1 | 2016-02-09 | NA |  | W
13 | Gynae | WEIGHING MACHINE INFANT | 2 | NA | NA | NA | NA | 0 |  | 0 |  | W
14 | Gynae | Mobile OT Light | 1 | Cognate | Vision 6M | NA | 2014-10-27 | 1 | 2016-10-26 | NA |  | W
15 | Gynae | WEIGHING MACHINE ADULT | 2 | NA | NA | NA | NA | 0 |  | 0 |  | W
16 | Labour Room | Portable OT LIGHT | 2 | MULTILUX | DMS-20 | NA | 2006-07-27 | 0 |  | 0 |  | W
17 | Labour Room | Doble dome OT Light | 1 | Aggarwal surgical | NA | NA | NA | 0 |  | 0 |  | W
18 | Labour Room | OT Table Hydraulic Major | 1 | Aggarwal surgical | NA | NA | NA | 0 |  | 0 |  | W
19 | Labour Room | OT Table Hydraulic Minor | 1 | NA | NA | NA | NA | 0 |  | 0 |  | W
20 | Labour Room | Horizontal AutoClave | 1 | Steels New delhi | NA | NA | NA | 0 |  | 0 |  | W
21 | Labour Room | Electric Single Dome Boiler | 2 | SHIVA | NA | 24777233 | NA | 0 |  | 0 |  | W
22 | Labour Room | SUCTION MACHINE | 4 | NA | NA | NA | NA | 0 |  | 0 |  | W
23 | LAB | BINOCULOR MICROSCOPE | 2 | OLYMPUS | NA | NA | NA | 0 |  | 0 |  | W
24 | LAB | Centrifuge | 2 | Hettich | NA | NA | NA | 0 |  | 0 |  | W
25 | LAB | Colorimeter | 1 | Oxford | NA | NA | NA | 0 |  | 0 |  | W
26 | LAB | Cell counter Electrical | 1 | NA | NA | NA | NA | 0 |  | 0 |  | W
27 | LAB | Blood Bank REFRGRATOR | 1 | RAJAS Enterprises | RJ-09 | NA | NA | 0 |  | 0 |  | W
28 | Vaccination | DEEP FREEZER | 2 | HAIER | HBD-116 | NA | NA | 0 |  | NA |  | W
29 | Vaccination | DEEP FREEZER | 1 | westfot Denmark | MK-142 | NA | NA | 0 |  | NA |  | W
30 | Vaccination | DEEP FREEZER cum ILR | 1 | Electrolux | TCW-1990 | NA | NA | 0 |  | NA |  | W
31 | Vaccination | ILR | 3 | HAIER | HBC-70 | NA | NA | 0 |  | NA |  | W
32 | Vaccination | REFRIGRATOR | 1 | whirpool | NA | NA | NA | 0 |  | NA |  | W
33 | Electrical | INVERTER | 2 | MICROTEK | NA | NA | NA | 0 |  | 0 |  | W
34 | Electrical | GENERATOR 62.5kva | 1 | GREAVES | 3YDC MK-3 | NA | 2007-09-19 | 0 |  | 0 |  |  | NW
Contact details :
Facility Incharge :Dr. Govind 9416071601
Store Incharge :
Store keeper :Mr. Sumit 9671140071
Biomedical Engineer : Mr. Jaidev 8130090535
[12 empty] | 34 | 1

## CHC Haileymandi
MASTER EQUIPMENT BASE
Name of District- Gurgaon Type of facility- CHC Name of the Facility- Haileymandi
S.no | Equipment category | Equipment name | Qty | Manufacturer | Model | Equipment S.No. | Installation date(m-yy) | Under Warranty(Y=1/N=0) | Warranty Upto(m-yy) | AMC/CMC(Y=1,N=0) | AMC/CMC upto(m/yy) | Working status
[12 empty] | W | NW
1 | Radiology | X RAY MACHINE | 1 | Alleneger | Mars-30 | 2K140230088 | 2014-07-14 | 1 | 2016-07-13 | NA |  | W
2 | Radiology | X RAY MACHINE | 1 | ELPRO | 50 mA | NA | 1997 | 0 |  | 0 |  |  | NW
3 | Dental | DENTAL CHAIR | 1 | Confident | NA | NA | 2013-05-03 | 1 | 2015-07-01 | NA |  | W
4 | Dental | Autoclave | 1 | NA | Single Drum | NA | NA | 0 |  | 0 |  | W
5 | Gynae | Radiant Warmer | 1 | Phoenix | OCW-100 | TU-1068 | 2011-04-04 | 0 |  | 1 | 2016-05-01 | W
6 | Gynae | Portable OT LIGHT | 1 | MULTILUX | DMS-20 | NA | 2006-07-27 | 0 |  | 0 |  | W
7 | Gynae | OT Light Ceiling | 1 | Aggarwal surgical | NA | NA | 2008-03-26 | 0 |  | 0 |  | W
8 | Gynae | OT Table | 1 | Aggarwal surgical | NA | NA | 2008-03-26 | 0 |  | 0 |  | W
9 | Gynae | Horizontal autoclave | 1 | Steels | NA | NA | 2008-03-26 | 0 |  | 0 |  | W
10 | Gynae | Electric Boiler | 2 | NA | NA | NA | NA | 0 |  | 0 |  | W
11 | Gynae | Suction machine (Adult) | 1 | Shiva | NA | NA | NA | 0 |  | 0 |  | W
12 | Gynae | Suction machine (Infant) | 2 | Shiva | NA | NA | 2008-03-26 | 0 |  | 0 |  | W
13 | Gynae | Infant laryngoscope | 1 | NA | NA | NA | 2008-03-26 | 0 |  | 0 |  | W
14 | Gynae | WEIGHING MACHINE | 2 | NA | NA | NA | NA | 0 |  | 0 |  | W
15 | Gynae | Nebulizer | 2 | Omron | NEC-25 | NA | 2014-01-06 | 0 |  | 0 |  | W
16 | Gynae | Foetal doppler | 2 | Contec | Sonoline-B | NA | 2014-02-10 | 1 | 2016-02-09 | NA |  | W
17 | LAB | Binoculor Microscope | 1 | NA | NA | NA | NA | 0 |  | 0 |  | W
18 | LAB | REFRIGRATOR | 1 | Voltas | NA | NA | NA | 0 |  | 0 |  | W
19 | Support | Computer | 1 | Assembled | NA | NA | NA | 0 |  | 0 |  | W
20 | Electrical | INVERTER | 2 | MICROTEK | NA | NA | NA | 0 |  | 0 |  | W
21 | Electrical | Generator 62.5kva | 1 | GREAVES | 3YDC MK-3 | NA | 2007-11-30 | 0 |  | 0 |  | W
Contact details :
Facility Incharge :Dr. Vipin Aggarwal 9467175027
Store Incharge :
Store keeper :Mr. Vijaypal 9468270182
Biomedical Engineer : Mr. Jaidev 8130090535
[12 empty] | 21 | 1

## CHC Pataudi
MASTER EQUIPMENT BASE
Name of District- Gurgaon Type of facility- CHC Name of the Facility- Pataudi
S.no | Equipment category | Equipment name | Qty | Manufacturer | Model | Equipment S.No. | Installation date(m-yy) | Under Warranty(Y=1/N=0) | Warranty Upto(m-yy) | AMC/CMC(Y=1,N=0) | AMC/CMC upto(m/yy) | Working status
[12 empty] | W | NW
1 | Radiology | X RAY MACHINE | 1 | MEDFORD | MXD-3000 | NA | 2007-03-05 | 0 |  | 0 |  | W
2 | Dental | DENTAL CHAIR | 1 | SUZIDENT | C-62 | NA | 2009-12-01 | 0 |  | 0 |  | W
3 | Gynae | Open care system | 1 | Nice Neotech | 2010-BC | NA | 2014-08-27 | 1 | 2016-08-26 | NA |  | W
4 | Gynae | Radiant Warmer | 1 | PHOENIX | OCW-100 | TU-1067 | 2011-05-17 | 0 |  | 1 | 2016-05-01 | W
5 | Gynae | Mobile OT Light | 1 | AGGARWAL SURGICAL | NA | NA | NA | 0 |  | 0 |  | W
6 | Gynae | Mobile OT Light | 1 | Cognate | Vision 6M | NA | 2014-10-27 | 1 | 2016-10-26 | NA |  | W
7 | Gynae | Nebulizer | 2 | Omron | NEC-25 | NA | 2014-01-06 | 0 |  | 0 |  | W
8 | Gynae | Foetal doppler | 2 | Contec | Sonoline-B | NA | 2014-02-10 | 1 | 2016-02-09 | NA |  | W
9 | Gynae | SUCTION MACHINE | 3 | NA | NA | NA | NA | 0 |  | 0 |  | W
10 | Gynae | WEIGHING MACHINE INFANT | 1 | Crown |  | NA | NA | 0 |  | 0 |  | W
11 | Gynae | WEIGHING MACHINE ADULT | 1 | NA | NA | NA | NA | 0 |  | 0 |  | W
12 | Eye centre | Slit lamp | 1 | NA | NA | NA | 2012-03-23 | 0 |  | 0 |  | W
13 | Eye centre | Opthalmoscope | 1 | Welch allyn |  | NA | 2012-03-23 | 0 |  | 0 |  | W
14 | Eye centre | Tonometer | 1 | Welch allyn |  | NA | 2012-03-23 | 0 |  | 0 |  | W
15 | LAB | Autoclave (Horizontal) | 1 | NA | NA | NA | NA | 0 |  | 0 |  | W
16 | LAB | Centrifuge | 2 | NA | NA | NA | 18/07/07 | 0 |  | 0 |  | W
17 | LAB | Colorimeter | 1 | NA | NA | NA | 18/07/08 | 0 |  | 0 |  | W
18 | LAB | BINOCULOR MICROSCOPE | 2 | OLYMPUS | NA | NA | 18/07/07 | 0 |  | 0 |  | W
19 | LAB | REFRIGRATOR | 2 | VOLTAS | NA | NA | NA | 0 |  | 0 |  | W
20 | Vaccination | DEEP FREEZER | 2 | HAIER | HBD-116 | NA | NA | 0 |  | NA |  | W
21 | Vaccination | ILR | 3 | HAIER | HBC-70 | NA | NA | 0 |  | NA |  | W
22 | Electrical | INVERTER | 2 | MICROTEK | NA | NA | NA | 0 |  | 0 |  | W
23 | Electrical | GENERATOR | 1 | SUNIL PVT LTD. | NA | NA | NA | 0 |  | 0 |  | W
Contact details :
Facility Incharge :Dr. D.P. Malik 8130090523
Store Incharge :
Store keeper :Mr. Parul 9896422310
Biomedical Engineer : Mr. Jaidev 8130090535
23

## CHC Farukhnagar
MASTER EQUIPMENT BASE
Name of District- Gurgaon Type of facility- CHC Name of the Facility- Farukh Nagar
S.no | Equipment category | Equipment name | Qty | Manufacturer | Model | Equipment S.No. | Installation date(m-yy) | Under Warranty(Y=1/N=0) | Warranty Upto(m-yy) | AMC/CMC(Y=1,N=0) | AMC/CMC upto(m/yy) | Working status
[12 empty] | W | NW
1 | Radiology | X RAY MACHINE | 1 | Alleneger | Mars-30 | 2K1402330104 | 2014-07-14 | 1 | 2016-07-13 | NA |  | W
2 | Radiology | X RAY MACHINE | 1 | ALLENGER | 100mA | NA | 2000-03-31 | 0 |  | 0 |  |  | NW
3 | Dental | DENTAL CHAIR | 1 | Confident |  | NA | 2013-03-27 | 1 | 2015-07-01 | NA |  | W
4 | Gynae | Radient warmer | 1 | Nice Neotech | 2007-S | NA | 2014-08-27 | 1 | 2016-08-26 | NA |  | W
5 | Gynae | Radient warmer | 1 | MEDI WAVES INC |  | NA | 2010-03-30 | 0 |  | 0 |  | W
6 | Gynae | Mobile OT Light | 1 | Cognate | Vision 6M | NA | 2014-10-27 | 1 | 2016-10-26 | NA |  | W
7 | Gynae | Mobile OT Light | 1 | AGGARWAL SURGICAL |  | NA | 2010-03-30 | 0 |  | 0 |  | W
8 | Gynae | SUCTION MACHINE (Foot) | 1 | NA | NA | NA | 2010-03-30 | 0 |  | 0 |  | W
9 | Gynae | SUCTION MACHINE | 1 | Devine | DE08030 | 522 | 2013-02-08 | 0 |  | 0 |  | W
10 | Gynae | SUCTION MACHINE | 1 | SUPREME | NA | NA | NA | 0 |  | 0 |  | W
11 | Gynae | WEIGHING MACHINE (Infant) | 1 | CROWN | NA | NA | NA | 0 |  | 0 |  | W
12 | Gynae | WEIGHING MACHINE (Adult) | 1 | NA | NA | NA | NA | 0 |  | 0 |  | W
13 | Gynae | Foetal doppler | 2 | Contec | Sonoline-B | NA | 2014-02-10 | 1 | 2016-02-09 | NA |  | W
14 | Gynae | Foetal doppler | 1 | AGGARWAL SURGICAL |  | NA | 2010-04-13 | 0 |  | 0 |  | W
15 | Gynae | Nebulizer | 2 | Omron | NEC-25 | NA | 2014-01-06 | 0 |  | 0 |  | W
16 | Gynae | Nebulizer | 1 | NA | NA | NA | NA | 0 |  | 0 |  | W
17 | Gynae | Autocalve | 1 | Spell Pharma | NA | NA | 2015-03-01 | 0 |  | 0 |  | W
18 | Eye | Slit lamp | 1 | NA | NA | NA | 2012-03-22 | 0 |  | 0 |  | W
19 | Eye | Opthalmoscope | 1 | Welch allyn | NA | NA | 2012-03-22 | 0 |  | 0 |  | W
20 | Eye | Tonometer | 1 | Welch allyn | NA | NA | 2012-03-22 | 0 |  | 0 |  | W
21 | LAB | BINOCULOR MICROSCOPE | 1 | OLYMPUS | CX-21 | 8E08846 | NA | 0 |  | 0 |  | W
22 | LAB | BINOCULOR MICROSCOPE | 1 | OLYMPUS | MAGNUS MLX | NA | NA | 0 |  | 0 |  | W
23 | LAB | Centrifuge | 1 | Laby Instrument | T-8BL | 41 | 2014-10-30 | 1 | 2016-10-20 | NA |  | W
24 | LAB | CENTRIFUGE | 1 | NA | NA | NA | NA | 0 |  | 0 |  | W
25 | LAB | Weighing balance | 1 | Balance works | NA | NA | NA | 0 |  | 0 |  | W
26 | LAB | Glucometer | 1 | Accusure | Uright | 42391121 30006450 | 2012-09-19 | 0 |  | 0 |  | W
27 | LAB | REFRIGRATOR | 1 | LG-175L | GL-181 | NA | NA | 0 |  | 0 |  | W
28 | Vaccination | DEEP FREEZER | 2 | HAIER | HBD-116 | NA | 2010-08-25 | 0 |  | NA |  | W
29 | Vaccination | ILR | 3 | HAIER | HBC-70 | NA | 2010-08-25 | 0 |  | NA |  | W
Contact details :
Facility Incharge :Dr. Rannvijay 8130090522
Store Incharge :
Store keeper :Mr. Jitender 9812436703
Biomedical Engineer : Mr. Jaidev 8130090535
[12 empty] | 29 | 1

## CHC Ghangola
MASTER EQUIPMENT BASE
Name of District- Gurgaon Type of facility- CHC Name of the Facility- Ghangola
S.no | Equipment category | Equipment name | Qty | Manufacturer | Model | Equipment S.No. | Installation date(m-yy) | Under Warranty(Y=1/N=0) | Warranty Upto(m-yy) | AMC/CMC(Y=1,N=0) | AMC/CMC upto(m/yy) | Working status
[12 empty] | W | NW
1 | Dental | DENTAL CHAIR | 1 | SUZIDENT | C-62 | NA | 2009-09-30 | 0 |  | 0 |  | W
2 | Gynae | Warmer | 1 | MEDI WAVES INC | NA | NA | NA | 0 |  | 0 |  | W
3 | Gynae | OT LIGHT | 1 | NA | NA | NA | NA | 0 |  | 0 |  | W
4 | Gynae | Labour Table | 1 | NA | NA | NA | NA | 0 |  | 0 |  | W
5 | Gynae | SUCTION MACHINE | 1 | Winner | NA | NA | NA | 0 |  | 0 |  | W
6 | Gynae | WEIGHING MACHINE Neonatal | 1 | NA | NA | NA | NA | 0 |  | 0 |  | W
7 | Gynae | Autoclave | 1 | Local | NA | NA | NA | 0 |  | 0 |  | W
8 | Gynae | Foetal doppler | 1 | Contec | Sonoline-B | NA | 2014-02-10 | 1 | 2016-02-09 | NA |  | W
9 | Gynae | Nebulizer | 1 | Omron | NEC-25 | NA | 2014-01-06 | 0 |  | 0 |  | W
Contact details :
Facility Incharge :Dr. Sumit Lamba 9461471671
Store Incharge :
Store keeper :
Biomedical Engineer : Mr. Jaidev 8130090535
[12 empty] | 9 | 0

## PHC Badshapur
MASTER EQUIPMENT BASE
Name of District- Gurgaon Type of facility-PHC Name of the Facility- Badshapur
S.no | Equipment category | Equipment name | Qty | Manufacturer | Model | Equipment S.No. | Installation date(m-yy) | Under Warranty(Y=1/N=0) | Warranty Upto(m-yy) | AMC/CMC(Y=1,N=0) | AMC/CMC upto(m/yy) | Working status
[12 empty] | W | NW
1 | Dental | DENTAL CHAIR | 1 | SUZIDENT | C-62 | NA | 2009-05-12 | 0 |  | 0 |  | W
2 | Gynae | Radiant Warmer | 1 | MEDI WAVES INC | NA | NA | 2009-04-17 | 0 |  | 0 |  | W
3 | Gynae | Radiant Warmer | 1 | PHOENIX | NA | TU-1070 | 2011-04-28 | 0 |  | 1 | 2016-05-01 | W
4 | Gynae | Labour Table | 1 | AGGARWAL SURGICAL | NA | NA | 2009-04-17 | 0 |  | 0 |  | W
5 | Gynae | SUCTION MACHINE | 1 | AGGARWAL SURGICAL | NA | NA | 2009-04-17 | 0 |  | 0 |  | W
6 | Gynae | Mobile OT Light | 1 | AGGARWAL SURGICAL | NA | NA | 2009-04-17 | 0 |  | 0 |  | W
7 | Gynae | Mobile OT Light | 1 | Cognate | Vision 6M | NA | 2014-10-27 | 1 | 2016-10-26 | 0 |  | W
8 | Gynae | Foetal doppler | 2 | Contec | Sonoline-B | NA | 2014-02-10 | 1 | 2016-02-09 | 0 |  | W
9 | Gynae | Foetal Doppler | 1 | NeoCare | DXO2 | NA | 2009-04-17 | 0 |  | 0 |  | W
10 | Gynae | WEIGHING MACHINE ADULT | 1 | NA | NA | NA | NA | 0 |  | 0 |  | W
11 | Gynae | Autoclave | 1 | Local | NA | NA | NA | 0 |  | 0 |  | W
12 | Gynae | Autoclave | 1 | AGGARWAL SURGICAL | NA | NA | 2009-04-17 | 0 |  | 0 |  | W
13 | Gynae | Nebulizer | 1 | OMRON | NE-C25 | 546273 | 2014-01-06 | 0 |  | 0 |  | W
14 | Vaccination | DEEP FREEZER | 1 | HAIER | HBD-116 | NA | NA | 0 |  | NA |  | W
15 | Vaccination | ILR | 3 | HAIER | HBC-70 | NA | NA | 0 |  | NA
Contact details :
Facility Incharge :Dr. S.S. Saroha 9017152242
Store Incharge :
Store keeper :Mr. Dharmpal 991121511
Biomedical Engineer : Mr. Jaidev 8130090535
[12 empty] | 15 | 0

## PHC Gurgaon Village
MASTER EQUIPMENT BASE
Name of District- Gurgaon Type of facility- PHC Name of the Facility- Gurgaon Village
S.no | Equipment category | Equipment name | Qty | Manufacturer | Model | Equipment S.No. | Installation date(m-yy) | Under Warranty(Y=1/N=0) | Warranty Upto(m-yy) | AMC/CMC(Y=1,N=0) | AMC/CMC upto(m/yy) | Working status
[12 empty] | W | NW
1 | Dental | DENTAL CHAIR | 1 | Confident | C-62 | NA | 2007-11-13 | 0 |  | 0 |  | W
2 | Gynae | Radiant Warmer | 1 | PHOENIX | OCW-100 | TU-1071 | 2011-04-28 | 0 |  | 1 | 2016-05-01 | W
3 | Gynae | Boiler | 1 | Techno India |  | 33726 | 2007-11-13 | 0 |  | 0 |  | W
4 | Gynae | Portable OT LIGHT | 1 | AGGARWAL SURGICAL | NA | NA | 2009-04-17 | 0 |  | 0 |  | W
5 | Gynae | Labour Table | 1 | AGGARWAL SURGICAL | NA | NA | 2009-04-17 | 0 |  | 0 |  | W
6 | Gynae | SUCTION MACHINE | 1 | Winner | NA | NA | NA | 0 |  | 0 |  | W
7 | Gynae | Foetal doppler | 2 | Contec | Sonoline-B | NA | 2014-02-10 | 1 | 2016-02-09 | NA |  | W
8 | Gynae | Foetal Doppler | 1 | Dipel | DFM-051 | NA | 00-12-2010 | 0 |  | 0 |  | W
9 | Gynae | WEIGHING MACHINE ADULT | 1 | NA | NA | NA | NA | 0 |  | 0 |  | W
10 | Gynae | Nebulizer | 1 | OMRON | NE-C25 | 546273 | 2014-01-06 | 0 |  | 0 |  | W
11 | Gynae | Autoclave | 1 | Local | NA | NA | 2007-08-09 | 0 |  | 0 |  | W
12 | Gynae | Autoclave | 1 | Geeta India | NA | 1317 | 2009-03-13 | 0 |  | 0 |  | W
13 | Lab | Binocular Microscope | 1 | Focus | MPM-2 | 27483 |  | 0 |  | 0 |  | W
14 | Lab | Haemoglobinometer | 1 | Linco SCI.Inst & Chemical (P) LTD. |  | NA | 2007-11-13 | 0 |  | 0 |  | W
15 | Vaccination | ILR | 1 | Vestfrost | MK142 | NA | NA | 0 |  | NA |  | W
16 | Vaccination | ILR | 2 | HAIER | HBC-70 | NA | NA | 0 |  | NA |  | W
17 | Vaccination | DEEP FREEZER | 1 | HAIER | HBD-116 | NA | NA | 0 |  | NA |  | W
18 | Vaccination | DEEP FREEZER | 1 | Vestfrost | MF114 | NA | 2008-02-05 | 0 |  | NA |  | W
Contact details :
Facility Incharge :Dr. Shweta 9654312264
Store Incharge :
Store keeper :Mr. Harvinder 9953746862
Biomedical Engineer : Mr. Jaidev 8130090535
[12 empty] | 18 | 0

## PHC Bhondsi
MASTER EQUIPMENT BASE
Name of District- Gurgaon Type of facility- PHC Name of the Facility- Bhondsi
S.no | Equipment category | Equipment name | Qty | Manufacturer | Model | Equipment S.No. | Installation date(m-yy) | Under Warranty(Y=1/N=0) | Warranty Upto(m-yy) | AMC/CMC(Y=1,N=0) | AMC/CMC upto(m/yy) | Working status
[12 empty] | W | NW
1 | Dental | DENTAL CHAIR | 1 | Suzdent | NA | NA | NA | 0 |  | 0 |  | W
2 | Gynae | Radiant Warmer | 1 | MEDI WAVES INC | NA | NA | 2009-04-17 | 0 |  | 0 |  |  | NW
3 | Gynae | Radient warmer | 1 | Nice Neotech | 2007-S | NA | 2014-08-27 | 1 | 2016-08-26 | NA |  | W
4 | Gynae | OT LIGHT | 1 | AGGARWAL SURGICAL | NA | NA | 2009-04-17 | 0 |  | 0 |  | W
5 | Gynae | Labour Table | 1 | AGGARWAL SURGICAL | NA | NA | 2009-04-17 | 0 |  | 0 |  | W
6 | Gynae | SUCTION MACHINE | 2 | AGGARWAL SURGICAL | NA | NA | 2009-04-17 | 0 |  | 0 |  | W
7 | Gynae | Foetal doppler | 2 | Contec | Sonoline-B | NA | 2014-02-10 | 1 | 2016-02-09 | NA |  | W
8 | Gynae | Foetal Doppler | 1 | EURO Dopp | NA | NA | 2010-10-28 | 0 |  | 0 |  | W
9 | Gynae | Foot Suction machine | 1 | AGGARWAL SURGICAL | NA | NA | 2009-04-17 | 0 |  | 0 |  | W
10 | Gynae | WEIGHING MACHINE ADULT | 1 | NA | NA | NA | NA | 0 |  | 0 |  | W
11 | Gynae | Autoclave | 1 | Local | NA | NA | NA | 0 |  | 0 |  | W
12 | Gynae | Nebulizer | 1 | OMRON | NE-C25 | 546273 | 2014-01-06 | 0 |  | 0 |  | W
13 | Gynae | Nebulizer | 1 | Medi Mist | NA | NA | 2010-10-28 | 0 |  | 0 |  | W
14 | Vaccination | ILR | 1 | HAIER | HBC-70 | NA | NA | 0 |  | NA |  | W
15 | Vaccination | ILR | 1 | Vestfrost | MK142 | NA | NA | 0 |  | NA |  | W
16 | Vaccination | DEEP FREEZER | 1 | Vestfrost | MF114 | NA | NA | 0 |  | NA |  | W
17 | Vaccination | DEEP FREEZER | 2 | HAIER | HBD-116 | NA | NA | 0 |  | NA |  | W
Contact details :
Facility Incharge :Dr. Nidhi 08447094673
Store Incharge :
Store keeper :Mr. Sunil 9716501490
Biomedical Engineer : Mr. Jaidev 8130090535
[12 empty] | 17 | 1

## PHC Mandpura
MASTER EQUIPMENT BASE
Name of District- Gurgaon Type of facility- PHC Name of the Facility- Mandpura
S.no | Equipment category | Equipment name | Qty | Manufacturer | Model | Equipment S.No. | Installation date(m-yy) | Under Warranty(Y=1/N=0) | Warranty Upto(m-yy) | AMC/CMC(Y=1,N=0) | AMC/CMC upto(m/yy) | Working status
[12 empty] | W | NW
1 | Dental | DENTAL CHAIR | 1 | Confident | NA | NA | 2007-04-01 | 0 |  | 0 |  | W
2 | Gynae | Radiant Warmer | 1 | Phoenix | OCW-100 | TU-1069 | 2011-04-04 | 0 |  | 1 | 2016-05-01 | W
3 | Gynae | Mobile OT Light | 1 | NA | NA | NA | NA | 0 |  | 0 |  | W
4 | Gynae | Mobile OT Light | 1 | Cognate | Vision 6M | NA | 2014-10-27 | 1 | 2016-10-26 | NA |  | W
5 | Gynae | Labour Table | 1 | NA | NA | NA | NA | 0 |  | 0 |  | W
6 | Gynae | Sterlizer | 1 | Local | NA | NA | NA | 0 |  | 0 |  | W
7 | Gynae | Foetal doppler | 2 | Contec | Sonoline-B | NA | 2014-02-10 | 1 | 2016-02-09 | NA |  | W
8 | Gynae | Foetal Doppler | 1 | MHS Medicare India(p) LTD. | MC Dopp | NA | NA | 0 |  | 0 |  | W
9 | Gynae | Foot Suction machine | 1 | Monarch | N1-17A Aspirator | NA | NA | 0 |  | 0 |  | W
10 | Gynae | WEIGHING MACHINE Neonatal | 1 | NA | NA | NA | NA | 0 |  | 0 |  | W
11 | Gynae | Nebulizer | 1 | OMRON | NE-C25 | 546273 | 2014-01-06 | 0 |  | 0 |  | W
12 | Vaccination | DEEP FREEZER | 1 | HAIER | HBD-116 | NA | NA | 0 |  | NA |  | W
13 | Vaccination | ILR | 1 | HAIER | HBC-70 | NA | NA | 0 |  | NA |  | W
Contact details :
Facility Incharge :Dr. Ashok Dahiya 9466284513
Store Incharge :
Store keeper :
Biomedical Engineer : Mr. Jaidev 8130090535
[12 empty] | 0 | 0

## PHC Daultabad
MASTER EQUIPMENT BASE
Name of District- Gurgaon Type of facility- PHC Name of the Facility- Daultabad
S.no | Equipment category | Equipment name | Qty | Manufacturer | Model | Equipment S.No. | Installation date(m-yy) | Under Warranty(Y=1/N=0) | Warranty Upto(m-yy) | AMC/CMC(Y=1,N=0) | AMC/CMC upto(m/yy) | Working status
[12 empty] | W | NW
1 | Dental | DENTAL CHAIR | 1 | Suzdent | C-62 | NA |  | 0 |  | 0 |  | W
2 | Gynae | Radiant Warmer | 1 | MEDI WAVES INC |  | NA | 2009-04-17 | 0 |  | 0 |  | W
3 | Gynae | WEIGHING MACHINE ADULT | 1 | RAMAN SURGICAL | CROWN | NA |  | 0 |  | 0 |  | W
4 | Gynae | WEIGHING MACHINE INFANT | 1 | RAMAN SURGICAL | CROWN | NA |  | 0 |  | 0 |  | W
5 | Gynae | Foetal doppler | 2 | Contec | Sonoline-B | NA | 2014-02-10 | 1 | 2016-02-09 | NA |  | W
6 | Gynae | Autocalve | 1 | Spell Pharma | NA | NA | 2014-03-01 | 0 |  | 0 |  | W
7 | Gynae | Fumigator | 1 | Spell Pharma | NA | NA | 2014-03-01 | 0 |  | 0 |  | W
8 | Gynae | Nebulizer | 1 | OMRON | NE-C25 | 546273 | 2014-01-06 | 0 |  | 0 |  | W
9 | Lab | Binoculor Microscope | 1 | NA | NA | NA | NA | 0 |  | 0 |  | W
10 | Lab | Centrifuge | 1 | Laby Instrument | T-8BL | 41-41 | 2014-10-30 | 1 | 2016-10-20 | NA |  | W
11 | Vaccination | DEEP FREEZER | 1 | HAIER | HBD-116 | NA | 2000-11-20 | 0 |  | NA |  | W
12 | Vaccination | DEEP FREEZER | 1 | UNICHEF | MF-114 | NA | 1999-11-18 | 0 |  | NA |  | W
13 | Vaccination | ILR | 2 | HAIER | HBC-70 | NA | 24-11-2009, 20-11-2010 | 0 |  | NA |  | W
Contact details :
Facility Incharge :Dr. Shalu 9310118144
Store Incharge :
Store keeper :Mr. Mahaveer 9811537607
Biomedical Engineer : Mr. Jaidev 8130090535
[12 empty] | 13 | 0

## PHC Bhangrola
MASTER EQUIPMENT BASE
Name of District- Gurgaon Type of facility- PHC Name of the Facility- Bhangrola
S.no | Equipment category | Equipment name | Qty | Manufacturer | Model | Equipment S.No. | Installation date(m-yy) | Under Warranty(Y=1/N=0) | Warranty Upto(m-yy) | AMC/CMC(Y=1,N=0) | AMC/CMC upto(m/yy) | Working status
[12 empty] | W | NW
1 | Dental | DENTAL CHAIR | 1 | Suzdent | C-62 | NA | NA | 0 |  | 0 |  | W
2 | Gynae | WEIGHING MACHINE ADULT | 1 | RAMAN SURGICAL | CROWN | NA | NA | 0 |  | 0 |  | W
3 | Gynae | WEIGHING MACHINE INFANT | 1 | RAMAN SURGICAL | CROWN | NA | NA | 0 |  | 0 |  | W
4 | Gynae | Mobile OT Light | 1 | Cognate | Vision 6M | NA | 2014-10-27 | 1 | 2016-10-26 | NA |  | W
5 | Gynae | Foetal doppler | 2 | Contec | Sonoline-B | NA | 2014-02-10 | 1 | 2016-02-09 | NA |  | W
6 | Gynae | Nebulizer | 1 | OMRON | NE-C25 | 546273 | 2014-01-06 | 0 |  | 0 |  | W
7 | Gynae | Autocalve | 1 | Spell Pharma | NA | NA | 2014-03-01 | 0 |  | 0 |  | W
8 | Gynae | Fumigator | 1 | Spell Pharma | NA | NA | 2014-03-01 | 0 |  | 0 |  | W
9 | Gynae | BP APPARATUS | 3 | NA | NA | NA | NA | 0 |  | 0 |  | W
10 | Vaccination | DEEP FREEZER | 1 | HAIER | HBD-116 | NA | NA | 0 |  | NA |  | W
11 | Vaccination | DEEP FREEZER | 1 | ELECTROLUX | TCW-1 | NA | NA | 0 |  | NA |  | W
12 | Vaccination | ILR | 1 | UNICHEF | NA | NA | NA | 0 |  | NA |  | W
13 | Vaccination | ILR | 2 | HAIER | HBC-70 | NA | NA | 0 |  | NA |  | W
Contact details :
Facility Incharge :Dr. Vikash Khatri 9899581725
Store Incharge :
Store keeper :Mr. Ajit 9899217653
Biomedical Engineer : Mr. Jaidev 8130090535
[12 empty] | 13 | 0

## PHC kasan
MASTER EQUIPMENT BASE
Name of District- Gurgaon Type of facility- PHC Name of the Facility- Kasan
S.no | Equipment category | Equipment name | Qty | Manufacturer | Model | Equipment S.No. | Installation date(m-yy) | Under Warranty(Y=1/N=0) | Warranty Upto(m-yy) | AMC/CMC(Y=1,N=0) | AMC/CMC upto(m/yy) | Working status
[12 empty] | W | NW
1 | Dental | Dental chair | 1 | Confident | Type-2 | NA | 2007-08-14 | 0 |  | 0 |  | W
2 | Gynae | Radient warmer | 1 | Nice Neotech | 2007-S | NA | 2014-08-27 | 1 | 2016-08-26 | NA |  | W
3 | Gynae | LABOUR TABLE | 1 | AGGARWAL SURGICAL | NA | NA | 2009-05-12 | 0 |  | 0 |  | W
4 | Gynae | Mobile OT Light | 1 | Cognate | Vision 6M | NA | 2014-10-27 | 1 | 2016-10-26 | NA |  | W
5 | Gynae | OT LIGHT PORTABLE | 1 | AGGARWAL SURGICAL |  | NA | 2009-05-12 | 0 |  | 0 |  | W
6 | Gynae | Foetal doppler | 2 | Contec | Sonoline-B | NA | 2014-02-10 | 1 | 2016-02-09 | NA |  | W
7 | Gynae | Nebulizer | 1 | OMRON | NE-C25 | 546273 | 2014-01-06 | 0 |  | 0 |  | W
8 | Gynae | SUCTION MACHINE | 1 | AGGARWAL SURGICAL | AS-20 | NA | 2009-05-12 | 0 |  | 0 |  | W
9 | Gynae | SUCTION MACHINE FOOT OPERATED | 1 | ANAND | P-9 | NA | 2009-05-12 | 0 |  | 0 |  | W
10 | Gynae | STEAM STERLISER | 1 | GEETA | NA | NA |  | 0 |  | 0 |  | W
11 | Gynae | Autocalve | 1 | Spell Pharma | NA | NA | 2014-03-01 | 0 |  | 0 |  | W
12 | Gynae | Fumigator | 1 | Spell Pharma | NA | NA | 2014-03-01 | 0 |  | 0 |  | W
13 | Lab | Binoculor microscope | 1 | NA | NA | NA | NA | 0 |  | 0 |  | W
14 | Lab | Centrifuge | 1 | Laby Instrument | T-8BL | 45 | 2014-10-30 | 1 | 2016-10-20 | NA |  | W
15 | Vaccination | DEEP FREEZER | 1 | HAIER | HBD-116 | NA | NA | 0 |  | NA |  | W
16 | Vaccination | DEEP FREEZER | 1 | VESTFROAST | MMK-142 | NA | NA | 0 |  | NA |  | W
17 | Vaccination | ILR | 1 | VESTFROAST | MK-144 | NA | NA | 0 |  | NA |  | W
Contact details :
Facility Incharge :Dr. Sandeep 9899127679
Store Incharge :
Store keeper :Mr. Vinay 8802120826
Biomedical Engineer : Mr. Jaidev 8130090535
[12 empty] | 17 | 0

## PHC Garhi Harsaru
MASTER EQUIPMENT BASE
Name of District- Gurgaon Type of facility- PHC Name of the Facility- Kasan
S.no | Equipment category | Equipment name | Qty | Manufacturer | Model | Equipment S.No. | Installation date(m-yy) | Under Warranty(Y=1/N=0) | Warranty Upto(m-yy) | AMC/CMC(Y=1,N=0) | AMC/CMC upto(m/yy) | Working status
[12 empty] | W | NW
1 | Dental | Dental Chair | 1 | Suz-dent | C-62 | NA | 2009-07-01 | 0 |  | 0 |  | W
2 | Gynae | Radiant warmer | 1 | MEDIWAVES |  | NA | 2009-05-12 | 0 |  | 0 |  | W
3 | Gynae | Suction Machine | 1 | NA | NA | NA | NA | 0 |  | 0 |  | W
4 | Gynae | Foetal doppler | 2 | Contec | Sonoline-B | NA | 2014-02-10 | 0 | 2016-02-09 | 0 |  | W
5 | Gynae | Nebulizer | 1 | OMRON | NE-C25 | 546273 | 2014-01-06 | 0 |  | 0 |  | W
6 | Gynae | Autocalve | 1 | Spell Pharma | NA | NA | 2014-03-01 | 0 |  | 0 |  | W
7 | Gynae | Fumigator | 1 | Spell Pharma | NA | NA | 2014-03-01 | 0 |  | 0 |  | W
8 | Lab | Binoculor microscope | 1 | Olympus | NA | NA | NA | 0 |  | 0 |  | W
9 | Lab | Centrifuge | 1 | Laby Instrument | T-8BL | NA | 2014-10-30 | 0 | 2016-10-20 | 0 |  | W
10 | Vaccination | DEEP FREEZER | 2 | Haier | HBD-116 | NA | NA | 0 |  | 0 |  | W
11 | Vaccination | ILR | 2 | Haier | HBC-70 | NA | NA | 0 |  | 0 |  | W
Contact details :
Facility Incharge :Dr. Rajesh 9990998030
Store Incharge :
Store keeper :Mr. Rajender Butta 9711892975
Biomedical Engineer : Mr. Jaidev 8130090535
[12 empty] | 11 | 0

## PHC Wazirabad
MASTER EQUIPMENT BASE
Name of District- Gurgaon Type of facility- PHC Name of the Facility- Wazirabad
S.no | Equipment category | Equipment name | Qty | Manufacturer | Model | Equipment S.No. | Installation date(m-yy) | Under Warranty(Y=1/N=0) | Warranty Upto(m-yy) | AMC/CMC(Y=1,N=0) | AMC/CMC upto(m/yy) | Working status
[12 empty] | W | NW
1 | Dental | Dental Chair | 1 | Confident | Type-2 | NA | 2007-05-14 | 0 |  | 0 |  | W
2 | Gynae | Radient warmer | 1 | Nice Neotech | 2007-S | NA | 2014-08-27 | 1 | 2016-08-26 | NA |  | W
3 | Gynae | Mobile OT Light | 1 | Cognate | Vision 6M | NA | 2014-10-27 | 1 | 2016-10-26 | NA |  | W
4 | Gynae | Foetal doppler | 2 | Contec | Sonoline-B | NA | 2014-02-10 | 1 | 2016-02-09 | NA |  | W
5 | Gynae | Foetal Doppler | 1 | Neocare | MC-DOPP | NA | 2012-03-30 | 0 |  | 0 |  | W
6 | Gynae | Foetal Doppler (Hand Operated) | 1 | Balaji | NA | NA | 2011-03-24 | 0 |  | 0 |  | W
7 | Gynae | Resusiator 250ml | 3 | System Plus | NA | NA | 2011-06-08 | 0 |  | 0 |  | W
8 | Gynae | Resusiator 500ml | 3 | System Plus | NA | NA | 2011-06-08 | 0 |  | 0 |  | W
9 | Gynae | Nebulizer | 1 | OMRON | NE-C25 | 546273 | 2014-01-06 | 0 |  | 0 |  | W
10 | Gynae | Baby Weighing Machine | 3 | Docbel | NA | NA | 2011-06-08 | 0 |  | 0 |  | W
11 | Gynae | Suction Machine | 1 | Winner | Type-1 | NA | 2010-04-24 | 0 |  | 0 |  | W
12 | Gynae | Suction Machine Foot Operated | 3 | Anand | NA | NA | 2011-06-08 | 0 |  | 0 |  | W
13 | Gynae | Autocalve | 1 | Spell Pharma | NA | NA | 2014-03-01 | 0 |  | 0 |  | W
14 | Gynae | Fumigator | 1 | Spell Pharma | NA | NA | 2014-03-01 | 0 |  | 0 |  | W
15 | Gynae | Binocular Microscope | 1 | Nikon | YS2-H | 245897 | 2010-11-19 | 0 |  | 0 |  | W
16 | Lab | Monocular Microscope | 1 | Olympus | Magnus | NA | 2010-11-19 | 0 |  | 0 |  | W
17 | Lab | Centrifuge | 1 | Microsil | T-10 | 6/9/06 | 2010-11-19 | 0 |  | 0 |  | W
18 | Lab | Colorimeter | 1 | Microsil | Photic-20 | 309 | 2010-11-19 | 0 |  | 0 |  | W
19 | Vaccination | DEEP FREEZER | 1 | Haier | HBD-116 | OB2A850014 | 2010-11-19 | 0 |  | NA |  | W
20 | Vaccination | ILR | 1 | Haier | HBC-200 | BEO7GOB2A5 | 2010-11-19 | 0 |  | NA |  | W
21 | Vaccination | ILR | 1 | Unichef Vestfrost | MK-142 | 14900487 | 1989-12-10 | 0 |  | NA |  | W
Contact details :
Facility Incharge :Dr. Shalini 9873875799
Store Incharge :Mrs. Suman 9810880323
Store keeper :
Biomedical Engineer : Mr. Jaidev 8130090535
[12 empty] | 21 | 0

## PHC Bhorakalan
MASTER EQUIPMENT BASE
Name of District- Gurgaon Type of facility- PHC Name of the Facility- Bhorakalan
S.no | Equipment category | Equipment name | Qty | Manufacturer | Model | Equipment S.No. | Installation date(m-yy) | Under Warranty(Y=1/N=0) | Warranty Upto(m-yy) | AMC/CMC(Y=1,N=0) | AMC/CMC upto(m/yy) | Working status
[12 empty] | W | NW
1 | Dental | Dental Chair | 1 | Confident | Type-4 |  | 2008-01-01 | 0 |  | 0 |  | W
2 | Gynae | Radient warmer | 1 | Nice Neotech | 2007-S |  | 2014-08-27 | 1 | 2016-08-26 | NA |  | W
3 | Gynae | Warmer | 1 | Mediwave |  |  | 2008-01-01 | 0 |  | 0 |  | W
4 | Gynae | Labour table | 1 | Aggarwal surgical |  |  | 2008-01-01 | 0 |  | 0 |  | W
5 | Gynae | Mobile OT Light | 1 | Cognate | Vision 6M |  | 2014-10-27 | 1 | 2016-10-26 | NA |  | W
6 | Gynae | Mobile OT Light | 1 | Aggarwal surgical |  |  | 2008-01-01 | 0 |  | 0 |  | W
7 | Gynae | Foetal doppler | 2 | Contec | Sonoline-B |  | 2014-02-10 | 1 | 2016-02-09 | NA |  | W
8 | Gynae | Nebulizer | 1 | OMRON | NE-C25 | 546273 | 2014-01-06 | 0 |  | 0 |  | W
9 | Gynae | Suction Machine | 3 | Aggarwal surgical | AS-20 |  | 2008-01-01 | 0 |  | 0 |  | W
10 | Gynae | Autocalve | 1 | Spell Pharma |  |  | 2014-03-01 | 0 |  | 0 |  | W
11 | Gynae | Fumigator | 1 | Spell Pharma |  |  | 2014-03-01 | 0 |  | 0 |  | W
12 | Lab | Binoculor Microscope | 1 | Olympus | CX21FS1 | 8E08741 | 2008-01-01 | 0 |  | 0 |  | W
13 | Lab | Centrifuge | 1 | Microsil | T-10 | 6/07/06 | 2008 | 0 |  | 0 |  | W
14 | Lab | Blood Cell Counter | 1 | Microsil |  |  | 2008-01-01 | 0 |  | 0 |  | W
15 | Lab | Haemoglobino meter | 1 | Microsil |  |  | 2008-01-01 | 0 |  | 0 |  | W
16 | Lab | Glucometer | 1 | Dr Morepen |  |  | 2010-03-12 | 0 |  | 0 |  | W
17 | Lab | Weighing Machine | 1 | Equinox |  |  | 2008-01-01 | 0 |  | 0 |  | W
18 | Vaccination | Deep Freezer | 1 | Haier | HBD-116 | OB2A850141 | 2008-01-01 | 0 |  | NA |  | W
19 | Vaccination | Deep Freezer | 1 | Vestfrost | NMK-142 | 50213535 | 2008-01-01 | 0 |  | NA |  | W
20 | Vaccination | ILR | 1 | Haier | HBC-70 | OB2A610171 | 2008-01-01 | 0 |  | NA |  | W
21 | Vaccination | ILR | 1 | Vestfrost | SB-142 | 24121512 | 2008-01-01 | 0 |  | NA |  | W
Contact details :
Facility Incharge :Dr. Hajari lal 9999066661
Store Incharge :
Store keeper :
Biomedical Engineer : Mr. Jaidev 8130090535
[12 empty] | 21 | 0

## Polyclinic Sec-31
MASTER EQUIPMENT BASE
Name of District- Gurgaon Type of facility- Polyclinic Name of the Facility- Sec-31
S.no | Equipment category | Equipment name | Qty | Manufacturer | Model | Equipment S.No. | Installation date(m-yy) | Under Warranty(Y=1/N=0) | Warranty Upto(m-yy) | AMC/CMC(Y=1,N=0) | AMC/CMC upto(m/yy) | Working status
[12 empty] | W | NW
1 | Radiology | X-Ray machine | 1 | Allengers | Mars-30 | 2K15010038 | 2015-05-07 | 1 | 2015-05-06 | NA |  | W
2 | Gynae | Monitor | 4 | Contec Medical Systems | CMS-8000 | NA | 2014-08-27 | 1 | 2016-08-26 | NA |  | W
3 | Gynae | ECG Machine | 1 | Sanchen Medikkee | 1203-B | NA | 2014-08-05 | 1 | 2016-08-04 | NA |  | W
4 | Gynae | Foetal doppler | 2 | Contec | Sonoline-B | NA | 2014-02-10 | 1 | 2016-02-09 | NA |  | W
5 | Gynae | Mobile OT Light | 1 | Cognate | Vision 6M | NA | 2014-10-27 | 1 | 2016-10-26 | NA |  | W
6 | Gynae | Nebulizer | 1 | OMRON | NE-C25 | 546273 | 2014-01-06 | 0 |  | 0 |  | W
7 | Gynae | Autocalve | 1 | Spell Pharma | NA | NA | 2014-03-01 | 0 |  | 0 |  | W
8 | Gynae | Fumigator | 1 | Spell Pharma | NA | NA | 2014-03-01 | 0 |  | 0 |  | W
9 | Lab | Binoculor microscope | 1 | Olympus | NA | NA | NA | 0 |  | 0 |  | W
10 | Lab | Centrifuge | 2 | Laby Instrument | T-8BL | 46 | 2014-10-30 | 1 | 2016-10-20 | NA |  | W
11 | Lab | Electrolyte Analyzer | 1 | Fortune Co. Ltd | FT-300 | 300A1409024 | 2014-12-30 | 1 | 2016-12-29 | NA |  | W
Contact details :
Facility Incharge :Dr. Neeta 9818837679
Store Incharge :
Store keeper :Mr. Radhika 9711116885
Biomedical Engineer : Mr. Jaidev 8130090535
[12 empty] | 11 | 0

## consolidate
Equipment Name | Quantity
X RAY MACHINE | 7
100 M.A. X-ray machine | 1
DENTAL CHAIR | 15
Phototherapy machine | 2
Radient warmer | 7
Mobile OT Light | 18
SUCTION MACHINE (Foot) | 1
Warmer | 2
OT LIGHT | 2
Portable OT LIGHT | 3
Labour Table | 7
MRI Machine | 1
300mA X-ray | 1
100mA X-ray Mobile | 1
C-Arm | 1
150mA X-ray Mobile | 1
500 M.A. X-ray | 1
CR-Reader System | 1
Ultrasound M/C | 3
Ultra Sonogram | 1
Mammography Machine | 1
Micro Wave With Traction | 1
Shock Wave therapy | 1
Interferential therapy unit | 1
Electric Muscle Stimulator | 1
Diatherapy therapy | 2
Cr and Lumber Traction M/C | 4
Ultrasonic Therapy | 2
Shortwave diathermy | 1
Intermittent lumbar & cevical traction | 1
Infra red therapy | 1
Continuous passive mobilization (upper limb & lower limb) | 1
T.E.N.S | 1
Wax Bath | 2
Static Cycle | 3
Parallel bars with mirror | 2
Grip Excerciser | 1
Multi Excerciser | 1
Rowing machine | 1
Finger ladder exercise unit | 1
Pulley and rope exercise unit | 1
Quadriceps table | 1
Sand ball | 1
Shoulder wheel | 1
ECT M/c | 1
Bio Feedback Machine | 1
Phototherapy System | 1
Cryogun | 1
Electric cautery | 1
Mortuary Cabinets | 2
Multi Para Monitor | 1
ECG machine computerized | 8
Oxygen Concentrator | 2
Syringe Pump | 11
OT Table | 7
Diathermy machine | 4
Boyles apparatus | 3
Ortho Saw (Oscillating) | 1
Ortho Saw | 1
Ortho Drill | 1
Ortho Drill Battery Operated | 1
Plaster Cutter | 1
Operating Microscope ENT | 1
Operating Microscope EYE | 2
Phaco Machine | 2
Laparoscope set | 4
Laparoscope operating | 1
Colposcope | 1
Oesophagoscope Adult | 1
Oesophagoscope Child | 1
Oesophagoscop Adult & Child | 1
Endoscope fibre optic (OGD) | 1
Colonoscope | 1
Sigmoidoscope | 1
Nasal Endoscope | 1
Cardiac Monitor with defibrillator | 2
Pulse Oximeter | 4
Ventilator + humidifier | 6
Room Heater | 8
Refrigerator | 2
Electro Surgical Cautery Machine | 1
Fumigator | 11
Verical Autoclave | 1
Digital Weighing Machine | 1
Oximeter with NIBP | 1
Adult Weighing M/C | 1
Multipara Monitor | 50
ECG M/C | 1
Irradiance meter | 1
Baby Transport warmer | 1
Serum Bilirubinometer | 1
Suction Machine Electrical | 5
Suction Machine Foot operated | 12
Baby Weighing Machine Digital | 2
Baby Weighing Machine | 12
Baby Incubators | 3
Phototherapy | 8
Opencare system | 18
OT Light ceiling Major | 4
OT Light ceiling Minor | 1
OT Light Mobile | 5
Electronic weighing Balance | 1
VDRL Shaker | 1
ECG machine ordinary | 1
Suction M/c | 2
BP Apparatus | 12
Pouch weighing machine | 2
Adult Weighing Machine | 4
Dental Unit | 3
X-ray Dental | 1
RVG Machine | 1
Endo Motor | 1
Apex Locator | 1
Obtura | 1
ENT Chair | 1
Endoscopy Center | 1
Head light source | 1
Impedience Audiometre | 1
ASSR | 1
Audiometer | 1
Otoscope | 2
Ascan | 1
Vision box | 2
Boiler | 6
Electric Single Dome Boiler | 2
SUCTION MACHINE | 36
WEIGHING MACHINE (Infant) | 1
WEIGHING MACHINE (Adult) | 1
WEIGHING MACHINE Neonatal | 2
Autoclave | 7
OT LIGHT PORTABLE | 1
Sterlizer | 1
X-Ray machine | 1
Monitor | 12
ECG Machine | 4
Foetal doppler | 45
Autoclave Double Drum | 1
Boyles apparatus with vaporizer | 1
Open care system | 5
DENTAL CHAIR | 1
Radiant Warmer | 19
Portable OT LIGHT | 1
OT Light Ceiling | 1
Microscope | 1
OT Table | 2
Doble dome OT Light | 1
OT Table Hydraulic Major | 1
OT Table Hydraulic Minor | 1
Horizontal autoclave | 2
Electric Boiler | 2
Suction machine (Adult) | 1
Suction machine (Infant) | 2
Infant laryngoscope | 1
WEIGHING MACHINE | 3
Foetal Doppler (Hand Operated) | 1
Resusiator 250ml | 3
Resusiator 500ml | 3
Nebulizer | 25
STEAM STERLISER | 1
Autocalve | 8
WEIGHING MACHINE INFANT | 5
Foot Suction machine | 2
WEIGHING MACHINE ADULT | 8
A/B Scan | 1
Non Touch Tonometery | 1
Laser Photo Coagulometer | 1
Perimeter | 1
Opthalmic Dr Chair | 1
FFA Camera | 1
Auto Refractometer | 1
Slit lamp | 3
Opthalmoscope | 2
Karatometer | 1
Opthalmoscope - Direct | 2
Opthalmoscope - Indirect | 1
Tonometer | 4
Colorimeter | 3
BINOCULOR MICROSCOPE | 12
Autoclave (Horizontal) | 1
Immuno Assay Analyzer | 1
Auto analyser Biochemistry | 1
RO System | 1
Cell Counter 5 Part | 1
Cell Counter 3 Part | 1
Binocular Microscope | 5
Class – I Bio Safety Cabinet | 1
Hot Air Oven | 2
Dialectric Tube Sealer | 1
Centrifuge Machine | 1
Hot Air Oven | 1
Incubator | 4
Vertical Autoclave | 3
Heating Plate | 1
Rotatry Microtome | 1
Wax Embed Bath | 1
Auto Embedic Station | 1
Knife Sharpner | 1
Cyto Spin | 1
Haemo globinometer | 2
Semi automatic Analyzer | 1
Elisa reader Cum Washer | 1
Cell Counter | 1
Electrolyte Analyzer | 3
Blood Gas analyzer | 1
Cell Separator | 1
Platelet Agitator cum Incubator | 1
Donor Couch | 1
Elisa reader | 2
Elisa washer | 1
Blood Bank Refrigrator | 5
Monocular Microscope | 1
Centrifuge | 18
Weighing balance | 1
Blood Cell Counter | 1
Haemoglobino meter | 1
Glucometer | 2
REFRIGRATOR | 5
Cell counter Electrical | 1
Blood Bank REFRGRATOR | 1
DEEP FREEZER | 25
Haemoglobinometer | 1
DEEP FREEZER cum ILR | 1
ILR | 30
Computer | 1
INVERTER | 6
Generator 62.5kva | 2
GENERATOR | 1
Washer extractor | 1
Drying tumbler | 1
Flat bed press | 1
Flat work ironer | 1
Automatic air compressor | 1
Steam boiler | 1
Autoclave HP Horizontal | 2
Distilation Unit | 1
Storage Tank | 1
Ultra Sonic Cleaner | 2
Gauge cutting machine | 2
Washer disinfector | 1
Drying cabinet | 2
Vertical Autoclave | 1
Air Compressor | 2
Vaccum pump | 2
O2 Control panel | 1
NO2 Control panel | 1
Air dryer | 1
Genset | 3
Online UPS | 4