## PHC PATLANDER
Name of Consultant :- | [6 empty] | Date:- |  | 2015-06-30
Name of Dist./Type of Facility/Name of the Facility :- |  |  |  |  | PHC Patlander
Equipment ID | Department | Equipment Description | Manufacturer | Model No. | Serial No. | Functional Status |  | Qty. | Approx Cost of Each Equipment | Total Cost of Equipment
[6 empty] | W | NW
# | PHARMACY | B.P. Apparatus (Hg) | Prolux | * | 1490352 | 1 |  | 1 | 1100 | 1100
# | OPD | Nebulizer | Respicare | RN061 | RN0612-02084 | 1 |  | 1 | 6500 | 6500
# | MCH | Domestic Refrigerator | Godrej | GDA 19 | * | 1 |  | 1 | 15000 | 15000
# |  | Adult Weighing Machine | Crown | * | * | 1 |  | 1 | 2500 | 2500
# |  | Adult Weighing Machine | Suwarna | * | * | 1 |  | 1 | 2500 | 2500
# |  | ILR | Vest Frost | MK144 | 20013704515 | 1 |  | 1 | 300000 | 300000
# |  | Deep Freezer | Vest Frost | MF144 | 85000870 | 1 |  | 1 | 150000 | 150000
# | LAB | Incubator | ALCO | * | * | 1 |  | 1 | 375000 | 375000
# |  | Centrifuge | ALCO | * | * | 1 |  | 1 | 6500 | 6500
# |  | Calorimeter (Digital) | Indian | CL-1001 | * | 1 |  | 1 | 1400 | 1400
# |  | Needle Cutter | Nulife | NBSD-06 | 63196 | 1 |  | 1 | 1200 | 1200
# |  | Microscope | Indian | * | * |  | 1 | 1 | 18500 | 18500
# |  | Microscope | Ajay | * | * | 1 |  | 1 | 18500 | 18500
# | DENTAL OPD | Dental Chair | Bestodent | * | * | 1 |  | 1 | 150000 | 150000
# |  | Scalar | Unicorn | ART-P4 | R02305 | 1 |  | 1 | 4500 | 4500
# | DRESSING ROOM | Boiler | ATLAS | * | * | 1 |  | 1 | 6500 | 6500
# |  | Needle Cutter | Indian | ND 120 | 2161 | 1 |  | 1 | 1200 | 1200
# |  | Autoclave | Indian | * | * | 1 |  | 1 | 55000 | 55000
# | STORE | B.P. Apparatus (Hg) | Indian | * | * |  | 1 | 1 | 1100 | 1100
# |  | B.P. Apparatus (Hg) | Indian | * | * |  | 1 | 1 | 1100 | 1100
# |  | Adult Weighing Machine | Indian | * | * |  | 1 | 1 | 2500 | 2500
# |  | Fumigator | Indian | * | * |  | 1 | 1 | 4500 | 4500
# |  | ECG Machine | BPL | Cardiart 408 | C8G92 |  | 1 | 1 | 52000 | 52000
# |  | B.P. Apparatus (Hg) | Indian | * | 93100875 |  | 1 | 1 | 1100 | 1100
# |  | B.P. Apparatus (Hg) | Indian | * | 1404 |  | 1 | 1 | 1100 | 1100
# |  | B.P. Apparatus (Hg) | Indian | * | 1813 |  | 1 | 1 | 1100 | 1100
# |  | B.P. Apparatus (Hg) | Indian | F9514 300 | 1434 |  | 1 | 1 | 1100 | 1100
# |  | B.P. Apparatus (Dial) | Indian | * | * |  | 1 | 1 | 1100 | 1100
# |  | B.P. Apparatus (Dial) | Indian | * | * |  | 1 | 1 | 1100 | 1100
NOTE
[6 empty] | Total No.of Equipment |  |  |  | 29
# | Not Created / Not Found |  |  |  |  | Total Equipment Cost |  |  |  | 1183700
* | Not Available |  |  |  |  | Total CMC Value |  |  |  | 82859

## PHC KUTHERA
Name of Consultant :- | [6 empty] | Date:- |  | 2015-07-01
Name of Dist./Type of Facility/Name of the Facility :- |  |  |  |  | PHC Kuthera
Equipment ID | Department | Equipment Description | Manufacturer | Model No. | Serial No. | Functional Status |  | Qty. | Approx Cost of Each Equipment | Total Cost of Equipment
[6 empty] | W | NW
# | DOCTOR ROOM | B. P. Apparatus (Hg) | Disha | * | * | 1 |  | 1 | 1100 | 1100
# | MCH | Domestic Refrigerator | LG | GL-195CL | * | 1 |  | 1 | 17000 | 17000
# |  | Adult Weighing Machine | Krups | * | * | 1 |  | 1 | 2500 | 2500
# |  | ILR | Vest Frost | MK-144 | * | 1 |  | 1 | 300000 | 300000
# |  | Deep Freezer | Vest Frost | MF-144 | * | 1 |  | 1 | 150000 | 150000
# |  | Needle Cutter | Indian | ND-120 | * | 1 |  | 1 | 1200 | 1200
# |  | Boiler | Indian | * | * | 1 |  | 1 | 6500 | 6500
# |  | Autoclave (Vertical) | Indian | * | * | 1 |  | 1 | 65000 | 65000
# | DENTAL OPD | Boiler | Indian | * | * | 1 |  | 1 | 6500 | 6500
# |  | Needle Cutter | Indian | ND-120 | * | 1 |  | 1 | 1200 | 1200
# |  | Dental Chair | Bestodent | * | * | 1 |  | 1 | 150000 | 150000
# |  | Ultrasonic Scalar | Indian | * | * | 1 |  | 1 | 1500 | 1500
# |  | Light Cure Unit | Unicorn | * | * | 1 |  | 1 | 10000 | 10000
# |  | Ultrasonic Scalar | Unicorn | CD-4830 | * | 1 |  | 1 | 1500 | 1500
# | DISPENSERY | Nebulizer | Nulife | * | * | 1 |  | 1 | 6500 | 6500
# | STORE | B. P. Apparatus (Hg) | Indian | * | * |  | 1 | 1 | 1100 | 1100
# |  | B. P. Apparatus (Hg) | Indian | * | * |  | 1 | 1 | 1100 | 1100
# |  | B. P. Apparatus (Hg) | Indian | * | * |  | 1 | 1 | 1100 | 1100
# |  | B. P. Apparatus (Hg) | Indian | * | * |  | 1 | 1 | 1100 | 1100
# |  | B. P. Apparatus (Hg) | Indian | * | * |  | 1 | 1 | 1100 | 1100
# |  | B. P. Apparatus (Hg) | Indian | * | * |  | 1 | 1 | 1100 | 1100
# |  | B. P. Apparatus (Hg) | Indian | * | * |  | 1 | 1 | 1100 | 1100
# |  | B. P. Apparatus (Hg) | Indian | * | * |  | 1 | 1 | 1100 | 1100
# |  | B. P. Apparatus (Hg) | Indian | * | * |  | 1 | 1 | 1100 | 1100
# |  | B. P. Apparatus (Hg) | Indian | * | * |  | 1 | 1 | 1100 | 1100
# |  | B. P. Apparatus (Hg) | Indian | * | * |  | 1 | 1 | 1100 | 1100
# |  | B. P. Apparatus (Hg) | Indian | * | * |  | 1 | 1 | 1100 | 1100
# |  | B. P. Apparatus (Hg) | Indian | * | * |  | 1 | 1 | 1100 | 1100
# |  | B. P. Apparatus (Hg) | Indian | * | * |  | 1 | 1 | 1100 | 1100
# |  | B. P. Apparatus (Hg) | Indian | * | * |  | 1 | 1 | 1100 | 1100
# |  | B. P. Apparatus (Dial) | Indian | * | * |  | 1 | 1 | 1100 | 1100
# |  | B. P. Apparatus (Dial) | Indian | * | * |  | 1 | 1 | 1100 | 1100
NOTE
[6 empty] | Total No.of Equipment |  |  |  | 32
# | Not Created / Not Found |  |  |  |  | Total Equipment Cost |  |  |  | 739200
* | Not Available |  |  |  |  | Total CMC Value |  |  |  | 51744

## PHC NALTI
Name of Consultant :- | [6 empty] | Date:- |  | 2015-07-01
Name of Dist./Type of Facility/Name of the Facility :- |  |  |  |  | PHC Nalti
Equipment ID | Department | Equipment Description | Manufacturer | Model No. | Serial No. | Functional Status |  | Qty. | Approx Cost of Each Equipment | Total Cost of Equipment
[6 empty] | W | NW
# | DOCTOR ROOM | B. P. Apparatus (Hg) | Diamond | * | * | 1 |  | 1 | 1100 | 1100
# |  | Domestic Refrigerator | Samsung | * | * | 1 |  | 1 | 15000 | 15000
# | DRESSING ROOM | Needle Cutter | Indian | * | * | 1 |  | 1 | 1200 | 1200
# | MCH | ILR | Vest Frost | * | * | 1 |  | 1 | 300000 | 300000
# |  | Deep Freezer | Vest Frost | * | * | 1 |  | 1 | 150000 | 150000
# |  | Adult Weighing Machine | Indian | * | * | 1 |  | 1 | 2500 | 2500
# |  | Baby Weighing Machine | Braun | * | * | 1 |  | 1 | 2500 | 2500
# |  | Needle Cutter | Indian | * | * | 1 |  | 1 | 1200 | 1200
# | LAB | Needle Cutter | Indian | * | * | 1 |  | 1 | 1200 | 1200
# |  | Microscope | OPTICA | * | * | 1 |  | 1 | 30000 | 30000
# |  | Centrifuge | Indian | * | * | 1 |  | 1 | 6500 | 6500
# | DENTAL | Dental Chair | GNATUS | * | * | 1 |  | 1 | 150000 | 150000
# |  | Boiler | Indian | * | * | 1 |  | 1 | 6500 | 6500
# |  | Scalar | Indian | * | * | 1 |  | 1 | 4500 | 4500
# |  | Light Cure Unit | Indian | CU-100A | * |  | 1 | 1 | 10000 | 10000
# |  | Needle Cutter | Indian | * | * | 1 |  | 1 | 1200 | 1200
# | WARD | Oxygen Concentrator | Indian | * | * | 1 |  | 1 | 45000 | 45000
# | LABOUR ROOM | Baby Weighing Machine | Indian | * | * | 1 |  | 1 | 2500 | 2500
# |  | Suction Machine | Indian | * | * | 1 |  | 1 | 6500 | 6500
# |  | Radiant Warmer | Indian | TIANA-S | * | 1 |  | 1 | 38000 | 38000
# |  | Labour Table | Indian | * | * | 1 |  | 1 | 14000 | 14000
# |  | SPOT Light | Indian | * | * | 1 |  | 1 | 6500 | 6500
# | OT | Boiler | Indian | * | * | 1 |  | 1 | 6500 | 6500
# |  | Autoclave (Vertical) | Indian | * | * | 1 |  | 1 | 65000 | 65000
# |  | Boiler | Indian | * | * | 1 |  | 1 | 6500 | 6500
# | OPD | B. P. Apparatus (Hg) | Indian | Deluxe | * | 1 |  | 1 | 1100 | 1100
# | DENTAL DEPTT | Lathe Motor | Indian | 501 | * | 1 |  | 1 | 20000 | 20000
# |  | Lathe Motor | Indian | * | * | 1 |  | 1 | 20000 | 20000
# | OPD | Domestic Refrigerator | Godrej | * | * | 1 |  | 1 | 15000 | 15000
# |  | Nebulizer | Nulife | Handyneb | * | 1 |  | 1 | 6500 | 6500
NOTE
[6 empty] | Total No.of Equipment |  |  |  | 30
# | Not Created / Not Found |  |  |  |  | Total Equipment Cost |  |  |  | 936500
* | Not Available |  |  |  |  | Total CMC Value |  |  |  | 65555

## PHC DHANED
Name of Consultant :- | [6 empty] | Date:- |  | 2015-07-01
Name of Dist./Type of Facility/Name of the Facility :- |  |  |  |  | PHC Dhaned
Equipment ID | Department | Equipment Description | Manufacturer | Model No. | Serial No. | Functional Status |  | Qty. | Approx Cost of Each Equipment | Total Cost of Equipment
[6 empty] | W | NW
# | DOCTOR ROOM | B. P. Apparatus (Hg) | Pagoda | * | * | 1 |  | 1 | 1100 | 1100
# |  | Adult Weighing Machine | Krups | * | * | 1 |  | 1 | 2500 | 2500
# | INJECTION ROOM | Boiler | * | * | * | 1 |  | 1 | 6500 | 6500
# |  | Needle Cutter | Micro Sil | * | * | 1 |  | 1 | 1200 | 1200
# |  | Domestic Refrigerator | * | * | * | 1 |  | 1 | 15000 | 15000
# | PHARMACY | Nebulizer | Medi Mist | * | * | 1 |  | 1 | 6500 | 6500
# |  | Glucometer | * | * | * | 1 |  | 1 | 1400 | 1400
# |  | B. P. Apparatus (Electrical) | * | * | * | 1 |  | 1 | 1100 | 1100
# |  | B. P. Apparatus (Electrical) | * | * | * | 1 |  | 1 | 1100 | 1100
# | STORE | Needle Cutter | * | * | * | 1 |  | 1 | 1200 | 1200
# |  | Needle Cutter | * | * | * | 1 |  | 1 | 1200 | 1200
# |  | Pulse Oximeter | * | * | * | 1 |  | 1 | 55000 | 55000
NOTE
[6 empty] | Total No.of Equipment |  |  |  | 12
# | Not Created / Not Found |  |  |  |  | Total Equipment Cost |  |  |  | 93800
* | Not Available |  |  |  |  | Total CMC Value |  |  |  | 6566

## PHC BIJHARI
Name of Consultant :- | [6 empty] | Date:- |  | 2015-06-26
Name of Dist./Type of Facility/Name of the Facility :- |  |  |  |  | PHC Bijhari
Equipment ID | Department | Equipment Description | Manufacturer | Model No. | Serial No. | Functional Status |  | Qty. | Approx Cost of Each Equipment | Total Cost of Equipment
[6 empty] | W | NW
# | OPD | B. P. Apparatus | Diamond | BPDG141 | * | 1 |  | 1 | 650 | 650
# |  | B. P. Apparatus | Indian | * | * | 1 |  | 1 | 650 | 650
# |  | Adult Weighing Machine | Indian | * | * | 1 |  | 1 | 2500 | 2500
# | MINOR OT | Needle Cutter | Indian | * | * | 1 |  | 1 | 1200 | 1200
# |  | Sterilizer | Indian | * | * | 1 |  | 1 | 6500 | 6500
# |  | B. P. Apparatus (Standing) | Indian | * | * | 1 |  | 1 | 1100 | 1100
# | LAB | Needle Cutter | Indian | * | * | 1 |  | 1 | 1200 | 1200
# |  | Microscope | MLW | * | * | 1 |  | 1 | 30000 | 30000
# |  | Centrifuge | Indian | * | * | 1 |  | 1 | 6500 | 6500
# |  | Microscope | Indian | * | * | 1 |  | 1 | 30000 | 30000
# | DENTAL OPD | Dental Chair | Confident | * | * | 1 |  | 1 | 150000 | 150000
# |  | Sterilizer | Indian | * | * | 1 |  | 1 | 6500 | 6500
# |  | Needle Cutter | Indian | * | * | 1 |  | 1 | 1200 | 1200
# |  | Light Cure Unit | Indian | LA 500 | 20710038 | 1 |  | 1 | 10000 | 10000
# |  | Scalar | Indian | * | A16697 | 1 |  | 1 | 4500 | 4500
# | MCH | Deep Freezer | Vest Frost | SB142 | 14913306 | 1 |  | 1 | 150000 | 150000
# |  | ILR | Vest Frost | MK142 | * | 1 |  | 1 | 300000 | 300000
# |  | Adult Weighing Machine | Indian | * | * |  | 1 | 1 | 2500 | 2500
# |  | Baby Weighing Machine | Indian | * | * | 1 |  | 1 | 2500 | 2500
# |  | Needle Cutter | Indian | * | * |  | 1 | 1 | 1200 | 1200
# |  | Needle Cutter | Indian | * | * |  | 1 | 1 | 1200 | 1200
# |  | Needle Cutter | Indian | * | * |  | 1 | 1 | 1200 | 1200
# | WARD | B. P. Apparatus | Gold | * | * | 1 |  | 1 | 650 | 650
# |  | B. P. Apparatus | Gold | * | * | 1 |  | 1 | 650 | 650
# |  | Domestic Refrigerator | Indian | * | * | 1 |  | 1 | 15000 | 15000
# |  | ECG Machine | RMS | * | * | 1 |  | 1 | 52000 | 52000
# |  | Oxygen Concentrator | Medoxy | * | * | 1 |  | 1 | 45000 | 45000
# | OT | Autoclave | Indian | * | * |  | 1 | 1 | 55000 | 55000
# |  | Boiler | Indian | * | * |  | 1 | 1 | 6500 | 6500
# |  | Boiler | Indian | * | * |  | 1 | 1 | 6500 | 6500
# |  | Autoclave | Indian | * | * | 1 |  | 1 | 55000 | 55000
NOTE
[6 empty] | Total No.of Equipment |  |  |  | 31
# | Not Created / Not Found |  |  |  |  | Total Equipment Cost |  |  |  | 947400
* | Not Available |  |  |  |  | Total CMC Value |  |  |  | 66318

## PHC SHALOUNI
Name of Consultant :- | [6 empty] | Date:- |  | 2015-06-26
Name of Dist./Type of Facility/Name of the Facility :- |  |  |  |  | PHC Shalouni
Equipment ID | Department | Equipment Description | Manufacturer | Model No. | Serial No. | Functional Status |  | Qty. | Approx Cost of Each Equipment | Total Cost of Equipment
[6 empty] | W | NW
# | MCH | Deep Freezer | Haier | * | * | 1 |  | 1 | 150000 | 150000
# |  | ILR | Vest Frost | * | * | 1 |  | 1 | 300000 | 300000
# |  | Adult Weighing Machine | Virgo | * | * | 1 |  | 1 | 2500 | 2500
# | DRESSING ROOM | Nebulizer | Indian | * | * | 1 |  | 1 | 6500 | 6500
# |  | Sterilizer | Indian | * | * | 1 |  | 1 | 6500 | 6500
# |  | Needle Cutter | Indian | * | * | 1 |  | 1 | 1200 | 1200
# | LAB | Microscope | Indian | 2000 | * | 1 |  | 1 | 30000 | 30000
# |  | Centrifuge | Indian | * | * | 1 |  | 1 | 6500 | 6500
# |  | Needle Cutter | Indian | * | * | 1 |  | 1 | 1200 | 1200
# |  | Needle Cutter | Indian | * | * | 1 |  | 1 | 1200 | 1200
# | PHARMACY | B. P. Apparatus | Indian | DFJ-210 | * | 1 |  | 1 | 650 | 650
NOTE
[6 empty] | Total No.of Equipment |  |  |  | 11
# | Not Created / Not Found |  |  |  |  | Total Equipment Cost |  |  |  | 506250
* | Not Available |  |  |  |  | Total CMC Value |  |  |  | 35437.5

## PHC BAGWAR
Name of Consultant :- | [6 empty] | Date:- |  | 2015-06-26
Name of Dist./Type of Facility/Name of the Facility :- |  |  |  |  | PHC Bagwar
Equipment ID | Department | Equipment Description | Manufacturer | Model No. | Serial No. | Functional Status |  | Qty. | Approx Cost of Each Equipment | Total Cost of Equipment
[6 empty] | W | NW
# | PHARMACY | B. P. Apparatus (Dial) | Doctor | * | * | 1 |  | 1 | 1100 | 1100
# | DRESSING ROOM | Needle Cutter | Microsil | ND-120 | * | 1 |  | 1 | 1200 | 1200
# |  | Boiler | * | * | * | 1 |  | 1 | 6500 | 6500
# | X-Ray ROOM | Domestic Refrigerator | * | * | * | 1 |  | 1 | 15000 | 15000
# |  | Oxygen Concentrator | Nulife | * | * | 1 |  | 1 | 45000 | 45000
# | MCH | Baby Weighing Machine | Braun | * | * | 1 |  | 1 | 2500 | 2500
# |  | ILR | Vest Frost | MF-14 | * | 1 |  | 1 | 300000 | 300000
# |  | ILR | Vest Frost | MK-144 | * | 1 |  | 1 | 300000 | 300000
# |  | Adult Weighing Machine | Suvarna | * | * | 1 |  | 1 | 2500 | 2500
# | LAB | Needle Cutter | Microsil | ND-120 | * | 1 |  | 1 | 1200 | 1200
# |  | Centrifuge | * | * | * | 1 |  | 1 | 6500 | 6500
# |  | Centrifuge | Premier | 205 | * | 1 |  | 1 | 6500 | 6500
# | OPD | B. P. Apparatus (Electrical) | * | * | * | 1 |  | 1 | 1100 | 1100
# |  | Autoclave | * | * | * | 1 |  | 1 | 55000 | 55000
NOTE
[6 empty] | Total No.of Equipment |  |  |  | 14
# | Not Created / Not Found |  |  |  |  | Total Equipment Cost |  |  |  | 744100
* | Not Available |  |  |  |  | Total CMC Value |  |  |  | 52087

## CHC BARSAR
Name of Consultant :- | [6 empty] | Date:- |  | 2015-06-27
Name of Dist./Type of Facility/Name of the Facility :- |  |  |  |  | CHC Barsar
Equipment ID | Department | Equipment Description | Manufacturer | Model No. | Serial No. | Functional Status |  | Qty. | Approx Cost of Each Equipment | Total Cost of Equipment
[6 empty] | W | NW
# | INJECTION ROOM | Needle Cutter | Microsil | ND-60 | * | 1 |  | 1 | 1200 | 1200
# |  | Sterilizer | * | * | * | 1 |  | 1 | 6500 | 6500
# |  | Nebulizer | OMRON | * | * | 1 |  | 1 | 6500 | 6500
# | OPD | B. P. Apparatus (Hg) | Pagoda | * | 304882 | 1 |  | 1 | 1100 | 1100
# |  | B. P. Apparatus (Hg) | Diamond | * | * | 1 |  | 1 | 1100 | 1100
# | STORE | Domestic Refrigerator | Leonard | * | * | 1 |  | 1 | 15000 | 15000
# |  | B. P. Apparatus (Hg) | Pagoda | * | 222523 | 1 |  | 1 | 1100 | 1100
# |  | Nebulizer | Mehar | Ready Mist | 211109 | 1 |  | 1 | 6500 | 6500
# |  | Needle Cutter | * | * | * | 1 |  | 1 | 1200 | 1200
# |  | B. P. Apparatus (Electrical) | AUSC OSCI | DXJ-210 | * |  | 1 | 1 | 1100 | 1100
# |  | B. P. Apparatus (Electrical) | AUSC OSCI | DXJ-210 | * |  | 1 | 1 | 1100 | 1100
# |  | B. P. Apparatus (Electrical) | AUSC OSCI | DXJ-210 | * |  | 1 | 1 | 1100 | 1100
# |  | B. P. Apparatus (Hg) | Perfect | * | 1523 | 1 |  | 1 | 1100 | 1100
# |  | B. P. Apparatus (Hg) | ALPK2 | * | * | 1 |  | 1 | 1100 | 1100
# |  | B. P. Apparatus (Hg) | Pagoda | * | 301898 | 1 |  | 1 | 1100 | 1100
# |  | Domestic Refrigerator | Leonard | * | * |  | 1 | 1 | 15000 | 15000
# | OPD | B. P. Apparatus (Hg) | Diamond | * | 1011594 | 1 |  | 1 | 1100 | 1100
# |  | B. P. Apparatus (Hg) | Pagoda | * | 298232 | 1 |  | 1 | 1100 | 1100
# |  | Adult Weighing Machine | Victoria DX | * | * | 1 |  | 1 | 2500 | 2500
# | MCH | Deep Freezer | Vest Frost | SB-140 | * | 1 |  | 1 | 150000 | 150000
# |  | ILR | Vest Frost | MK 304 | * | 1 |  | 1 | 300000 | 300000
# |  | Adult Weighing Machine | Crown | * | * | 1 |  | 1 | 2500 | 2500
# |  | Examination Table | * | * | * | 1 |  | 1 | 3500 | 3500
# |  | Boiler | * | * | * | 1 |  | 1 | 6500 | 6500
# |  | B. P. Apparatus (Hg) | Pagoda | * | 281128 | 1 |  | 1 | 1100 | 1100
# |  | Needle Cutter | Microsil | ND-120 | 2136 |  | 1 | 1 | 1200 | 1200
# |  | Autoclave (Vertical) | * | * | * |  | 1 | 1 | 65000 | 65000
# |  | Needle Cutter | Microsil | ND-120 | 2193 | 1 |  | 1 | 1200 | 1200
# |  | Baby Weighing Machine | * | * | * | 1 |  | 1 | 2500 | 2500
# | LAB | Domestic Refrigerator | Whirlpool | * | * | 1 |  | 1 | 15000 | 15000
# |  | Domestic Refrigerator | Videocon | * | * | 1 |  | 1 | 15000 | 15000
# |  | Incubator | * | * | * | 1 |  | 1 | 375000 | 375000
# |  | Auto Analyzer | * | * | * | 1 |  | 1 | 225000 | 225000
# |  | Needle Cutter | Microsil | * | * |  | 1 | 1 | 1200 | 1200
# |  | Hot Air Oven | * | * | * | 1 |  | 1 | 4500 | 4500
# |  | Incubator | * | * | * | 1 |  | 1 | 375000 | 375000
# |  | Needle Cutter | * | * | * | 1 |  | 1 | 1200 | 1200
# |  | Microscope | Unilab | * | * | 1 |  | 1 | 30000 | 30000
# |  | Centrifuge | Remi | * | * | 1 |  | 1 | 6500 | 6500
# |  | Centrifuge | Hettich | * | * | 1 |  | 1 | 6500 | 6500
# | MHS ROOM | Adult Weighing Machine | Krups | * | * |  | 1 | 1 | 2500 | 2500
# | RADIOLOGY | X-Ray Machine | Elpro | * | * | 1 |  | 1 | 450000 | 450000
# |  | ECG Machine | RMS | * | * | 1 |  | 1 | 52000 | 52000
# |  | ECG Machine | RMS | * | * | 1 |  | 1 | 52000 | 52000
# |  | Ultrasound Machine | GE | * | * | 1 |  | 1 | 450000 | 450000
# | DENTAL | B. P. Apparatus (Electrical) | AUSC OSCI | * | * | 1 |  | 1 | 1100 | 1100
# |  | Needle Cutter | Microsil | * | * |  | 1 | 1 | 1200 | 1200
# |  | Needle Cutter | Microsil | * | * | 1 |  | 1 | 1200 | 1200
# |  | Dental Chair | GNATUS | * | * | 1 |  | 1 | 150000 | 150000
# |  | Dental Chair | MASUK | * | * |  | 1 | 1 | 150000 | 150000
# |  | Scalar | * | * | * | 1 |  | 1 | 4500 | 4500
# |  | Light Cure Unit | * | * | * | 1 |  | 1 | 10000 | 10000
# |  | Boiler | * | * | * | 1 |  | 1 | 6500 | 6500
# |  | Dental Lathe | Unident | * | * | 1 |  | 1 | 20000 | 20000
# |  | Dental Lathe | Unident | * | * | 1 |  | 1 | 20000 | 20000
# |  | Dental Lathe | Unident | * | * |  | 1 | 1 | 20000 | 20000
# |  | Micrometer | * | * | * | 1 |  | 1 | 10000 | 10000
# |  | Boiler | * | * | * |  | 1 | 1 | 6500 | 6500
# |  | Scalar | * | * | * |  | 1 | 1 | 4500 | 4500
# |  | Light Cure Unit | * | * | * |  | 1 | 1 | 10000 | 10000
# | CASUALTY ROOM | Boiler | * | * | * | 1 |  | 1 | 6500 | 6500
# |  | Needle Cutter | * | * | * | 1 |  | 1 | 1200 | 1200
# |  | Suction Machine | * | * | * | 1 |  | 1 | 6500 | 6500
# |  | Oxygen Concentrator | * | * | * | 1 |  | 1 | 45000 | 45000
# | NURSE ROOM | B. P. Apparatus (Hg) | * | * | * | 1 |  | 1 | 1100 | 1100
# |  | ECG Machine | Maestros | * | * | 1 |  | 1 | 52000 | 52000
# |  | Defibrilator | Schiller | * | * | 1 |  | 1 | 170000 | 170000
# |  | Domestic Refrigerator | LG | * | * | 1 |  | 1 | 15000 | 15000
# | FEMALE WARD | Oxygen Concentrator | Medoxy | * | * | 1 |  | 1 | 45000 | 45000
# |  | Multi Para Monitor | NIDEK | * | * | 1 |  | 1 | 80000 | 80000
# |  | Nebulizer | OMRON | * | * | 1 |  | 1 | 6500 | 6500
# |  | Nebulizer | OMRON | * | * | 1 |  | 1 | 6500 | 6500
# | LABOUR ROOM | Labour Table | * | * | * | 1 |  | 1 | 14000 | 14000
# |  | Labour Table | * | * | * | 1 |  | 1 | 14000 | 14000
# |  | Baby Weighing Machine | Swisser | * | * | 1 |  | 1 | 2500 | 2500
# |  | Boiler | * | * | * | 1 |  | 1 | 6500 | 6500
# |  | Needle Cutter | Microsil | ND-60 | * | 1 |  | 1 | 1200 | 1200
# |  | Radiant Warmer | TIANA-S | * | * | 1 |  | 1 | 38000 | 38000
# |  | Suction Machine | * | * | * | 1 |  | 1 | 6500 | 6500
# |  | Suction Machine | * | * | * | 1 |  | 1 | 6500 | 6500
# |  | Oxygen Concentrator | Medoxy | Jay-5 | * | 1 |  | 1 | 45000 | 45000
# |  | Fetal Doppler | BPL | * | * | 1 |  | 1 | 80000 | 80000
# |  | Radiant Warmer | Phoenix | * | 5540 | 1 |  | 1 | 38000 | 38000
# |  | Radiant Warmer | Phoenix | * | 5539 | 1 |  | 1 | 38000 | 38000
# |  | Radiant Warmer | Phoenix | * | 5541 | 1 |  | 1 | 38000 | 38000
# |  | Radiant Warmer | Phoenix | * | 5538 | 1 |  | 1 | 38000 | 38000
# | OT | Examination Table | * | * | * | 1 |  | 1 | 3500 | 3500
# |  | Examination Table | * | * | * | 1 |  | 1 | 3500 | 3500
# |  | Needle Cutter | MRK | NBSD-06 | 63608 | 1 |  | 1 | 1200 | 1200
# |  | Boiler | Life Plus | * | * | 1 |  | 1 | 6500 | 6500
# |  | Autoclave | * | * | * | 1 |  | 1 | 55000 | 55000
# |  | Autoclave | * | * | * |  | 1 | 1 | 55000 | 55000
# |  | Autoclave | * | * | * |  | 1 | 1 | 55000 | 55000
NOTE
[6 empty] | Total No.of Equipment |  |  |  | 93
# | Not Created / Not Found |  |  |  |  | Total Equipment Cost |  |  |  | 4058100
* | Not Available |  |  |  |  | Total CMC Value |  |  |  | 284067

## PHC GAURLI
Name of Consultant :- | [6 empty] | Date:- |  | 2015-06-27
Name of Dist./Type of Facility/Name of the Facility :- |  |  |  |  | PHC Gaurli
Equipment ID | Department | Equipment Description | Manufacturer | Model No. | Serial No. | Functional Status |  | Qty. | Approx Cost of Each Equipment | Total Cost of Equipment
[6 empty] | W | NW
# | # | B. P. Apparatus | * | * | * | 1 |  | 1 | 650 | 650
# | # | Boiler | * | * | * | 1 |  | 1 | 6500 | 6500
# | # | Needle Cutter | Microsil | * | * | 1 |  | 1 | 1200 | 1200
# | # | ILR | Vest Frost | * | * | 1 |  | 1 | 300000 | 300000
# | # | Deep Freezer | Vest Frost | * | * | 1 |  | 1 | 150000 | 150000
# | # | Adult Weighing Machine | Suvarna | * | * | 1 |  | 1 | 2500 | 2500
# | # | Boiler | * | * | * | 1 |  | 1 | 6500 | 6500
# | # | Autoclave | * | * | * | 1 |  | 1 | 55000 | 55000
# | # | Adult Weighing Machine | Kohinoor | * | * |  | 1 | 1 | 2500 | 2500
# | # | B. P. Apparatus | * | * | * |  | 1 | 1 | 650 | 650
# | # | B. P. Apparatus | Pagoda | * | * |  | 1 | 1 | 650 | 650
NOTE
[6 empty] | Total No.of Equipment |  |  |  | 11
# | Not Created / Not Found |  |  |  |  | Total Equipment Cost |  |  |  | 526150
* | Not Available |  |  |  |  | Total CMC Value |  |  |  | 36830.5

## PHC NANAWAN
Name of Consultant :- | [6 empty] | Date:- |  | 2015-06-27
Name of Dist./Type of Facility/Name of the Facility :- |  |  |  |  | PHC Nanawan
Equipment ID | Department | Equipment Description | Manufacturer | Model No. | Serial No. | Functional Status |  | Qty. | Approx Cost of Each Equipment | Total Cost of Equipment
[6 empty] | W | NW
# | # | B. P. Apparatus | * | * | * | 1 |  | 1 | 650 | 650
# | # | Weighing Machine | Crown | * | * | 1 |  | 1 | 2500 | 2500
# | # | Weighing Machine | * | * | * | 1 |  | 1 | 2500 | 2500
# | # | Sterilizer | * | * | * | 1 |  | 1 | 6500 | 6500
# | # | Needle Cutter | Microsil | * | * | 1 |  | 1 | 1200 | 1200
# | # | Autoclave | * | * | * | 1 |  | 1 | 55000 | 55000
# | # | Baby Weighing Machine | Braun | * | * | 1 |  | 1 | 2500 | 2500
# | # | ILR | Vest Frost | * | * | 1 |  | 1 | 300000 | 300000
# | # | Deep Freezer | Haier | * | * | 1 |  | 1 | 150000 | 150000
NOTE
[6 empty] | Total No.of Equipment |  |  |  | 9
# | Not Created / Not Found |  |  |  |  | Total Equipment Cost |  |  |  | 520850
* | Not Available |  |  |  |  | Total CMC Value |  |  |  | 36459.5

## PHC BARAGRAM
Name of Consultant :- | [6 empty] | Date:- |  | 2015-06-27
Name of Dist./Type of Facility/Name of the Facility :- |  |  |  |  | PHC Baragram
Equipment ID | Department | Equipment Description | Manufacturer | Model No. | Serial No. | Functional Status |  | Qty. | Approx Cost of Each Equipment | Total Cost of Equipment
[6 empty] | W | NW
# | OPD | B. P. Apparatus | Gold | * | * | 1 |  | 1 | 650 | 650
# |  | Weighing Machine | Kohinoor | * | * | 1 |  | 1 | 2500 | 2500
# |  | Weighing Machine | * | * | * | 1 |  | 1 | 2500 | 2500
# |  | Domestic Fridge | LG | * | * | 1 |  | 1 | 15000 | 15000
# | LAB | Microscope | ALPINE | * | * | 1 |  | 1 | 30000 | 30000
# |  | Needle Cutter | * | * | * | 1 |  | 1 | 1200 | 1200
# |  | Calorimeter | ALPINE | 114 | * | 1 |  | 1 | 1400 | 1400
# |  | Incubator | * | * | * | 1 |  | 1 | 375000 | 375000
# |  | Centrifuge | * | * | * | 1 |  | 1 | 6500 | 6500
# |  | Domestic Fridge | LG | * | * | 1 |  | 1 | 15000 | 15000
# | DRESSING ROOM | Needle Cutter | Microsil | * | * | 1 |  | 1 | 1200 | 1200
# |  | Sterilizer | * | * | * | 1 |  | 1 | 6500 | 6500
# | MCH | ILR | Vest Frost | * | * | 1 |  | 1 | 300000 | 300000
# |  | Deep Freezer | Vest Frost | * | * | 1 |  | 1 | 150000 | 150000
# |  | Baby Weighing Machine | * | * | * | 1 |  | 1 | 2500 | 2500
# |  | Needle Cutter | * | * | 1002630 | 1 |  | 1 | 1200 | 1200
# | DENTAL OPD | Dental Chair | Bestodent | * | * | 1 |  | 1 | 150000 | 150000
# |  | X-Ray (Dental) | * | * | * | 1 |  | 1 | 450000 | 450000
# |  | Sterilizer | * | * | 12E360 | 1 |  | 1 | 6500 | 6500
# |  | Needle Cutter | * | * | * | 1 |  | 1 | 1200 | 1200
# | OPD | B. P. Apparatus | Prolix | * | * | 1 |  | 1 | 650 | 650
# |  | B. P. Apparatus | Prolix | * | 13J050 |  | 1 | 1 | 650 | 650
# |  | B. P. Apparatus | Prolix | * | * |  | 1 | 1 | 650 | 650
# |  | B. P. Apparatus | Prolix | * | * |  | 1 | 1 | 650 | 650
NOTE
[6 empty] | Total No.of Equipment |  |  |  | 24
# | Not Created / Not Found |  |  |  |  | Total Equipment Cost |  |  |  | 1521450
* | Not Available |  |  |  |  | Total CMC Value |  |  |  | 106501.5

## CHC GALORE
Name of Consultant :- | [6 empty] | Date:- |  | 2015-06-27
Name of Dist./Type of Facility/Name of the Facility :- |  |  |  |  | CHC GALORE
Equipment ID | Department | Equipment Description | Manufacturer | Model No. | Serial No. | Functional Status |  | Qty. | Approx Cost of Each Equipment | Total Cost of Equipment
[6 empty] | W | NW
# | DOCTOR ROOM | B. P. Apparatus (Electrical) | AUSC OSCI | DXJ-210 | * | 1 |  | 1 | 1100 | 1100
# |  | B. P. Apparatus (Electrical) | AUSC OSCI | DXJ-210 | * | 1 |  | 1 | 1100 | 1100
# | PHARMACY | Domestic Refrigerator | Samsung | * | * | 1 |  | 1 | 15000 | 15000
# | MINOR OT | Boiler | * | * | * | 1 |  | 1 | 6500 | 6500
# |  | Suction Machine | * | * | * | 1 |  | 1 | 6500 | 6500
# |  | Autoclave | * | * | * | 1 |  | 1 | 55000 | 55000
# |  | Needle Cutter | Microsil | ND-120 | * | 1 |  | 1 | 1200 | 1200
# |  | Nebulizer | Morepen | CN-01 | * | 1 |  | 1 | 6500 | 6500
# |  | Autoclave | * | * | * |  | 1 | 1 | 55000 | 55000
# | MCH | ILR | Vest Frost | MK 304 | * | 1 |  | 1 | 300000 | 300000
# |  | Deep Freezer | Vest Frost | * | * | 1 |  | 1 | 150000 | 150000
# |  | Adult Weighing Machine | Krups | * | * | 1 |  | 1 | 2500 | 2500
# |  | Needle Cutter | Microsil | ND 60 | * |  | 1 | 1 | 1200 | 1200
# |  | Needle Cutter | Microsil | ND-120 | * | 1 |  | 1 | 1200 | 1200
# | X-Ray | X-Ray Machine | Allengers | * | * | 1 |  | 1 | 450000 | 450000
# |  | Dental X-Ray machine | * | * | * | 1 |  | 1 | 450000 | 450000
# | ULTRASOUND | ECG Machine | BPL | * | * | 1 |  | 1 | 52000 | 52000
# |  | Ultrasound Machine | * | * | * | 1 |  | 1 | 450000 | 450000
# |  | ECG Machine | Meditronics | * | * |  | 1 | 1 | 52000 | 52000
# | LAB | Hot Air Oven | * | * | * |  | 1 | 1 | 4500 | 4500
# |  | Needle Cutter | Nulife | * | * | 1 |  | 1 | 1200 | 1200
# |  | Microscope | Magnus | * | * |  | 1 | 1 | 30000 | 30000
# |  | Incubator | SIMCO | * | * | 1 |  | 1 | 375000 | 375000
# |  | Auto Analyzer | * | * | * | 1 |  | 1 | 225000 | 225000
# |  | Centrifuge | ALPINE | * | * | 1 |  | 1 | 6500 | 6500
# | NURSE ROOM | Needle Cutter | * | * | * | 1 |  | 1 | 1200 | 1200
# |  | Nebulizer | * | * | * | 1 |  | 1 | 6500 | 6500
# |  | B. P. Apparatus (Hg) | Life Line | * | * | 1 |  | 1 | 1100 | 1100
# | OT | Phototherapy | Bird Meditech | * | * | 1 |  | 1 | 15500 | 15500
# |  | Radiant Warmer | S. S. Technimed | * | * |  | 1 | 1 | 38000 | 38000
# | LABOUR ROOM | Baby Weighing Machine | Gold Tech | * | * | 1 |  | 1 | 2500 | 2500
# |  | Boiler | * | * | * | 1 |  | 1 | 6500 | 6500
# |  | Boiler | * | * | * | 1 |  | 1 | 6500 | 6500
# |  | Oxygen Concentrator | * | KS-5 | * | 1 |  | 1 | 45000 | 45000
# |  | SPOT Light | * | * | * | 1 |  | 1 | 6500 | 6500
# |  | Radiant Warmer | Meditech | INNOVA | * | 1 |  | 1 | 38000 | 38000
# |  | Baby Weighing Machine | Swisser | * | * | 1 |  | 1 | 2500 | 2500
# |  | Suction Machine | Anand | * | * | 1 |  | 1 | 6500 | 6500
# | DENTAL OPD | Dental Chair | Confident | * | * | 1 |  | 1 | 150000 | 150000
# |  | Needle Cutter | Microsil | ND-120 | * | 1 |  | 1 | 1200 | 1200
# |  | Boiler | * |  | * | 1 |  | 1 | 6500 | 6500
# |  | Light Cure Unit | * | LA-500 | * | 1 |  | 1 | 10000 | 10000
# |  | Ultrasonic Scalar | * | * | * | 1 |  | 1 | 1500 | 1500
# |  | Autoclave | * | * | * | 1 |  | 1 | 55000 | 55000
NOTE
[6 empty] | Total No.of Equipment |  |  |  | 44
# | Not Created / Not Found |  |  |  |  | Total Equipment Cost |  |  |  | 3099500
* | Not Available |  |  |  |  | Total CMC Value |  |  |  | 216965

## CHC NADAUN
Name of Consultant :- | [6 empty] | Date:- |  | 2015-06-29
Name of Dist./Type of Facility/Name of the Facility :- |  |  |  |  | CHC Nadaun
Equipment ID | Department | Equipment Description | Manufacturer | Model No. | Serial No. | Functional Status |  | Qty. | Approx Cost of Each Equipment | Total Cost of Equipment
[6 empty] | W | NW
# | NURSE DUTY ROOM | Nebulizer | OMRON | NE-C28 | * | 1 |  | 1 | 6500 | 6500
# |  | Needle Cutter | Microsil | ND-120 | * | 1 |  | 1 | 1200 | 1200
# | LABOUR ROOM | Boiler | * | * | * | 1 |  | 1 | 6500 | 6500
# |  | OT Light | Cognate | SMLH-4 | * | 1 |  | 1 | 45000 | 45000
# |  | Labour Table | * | * | * | 1 |  | 1 | 14000 | 14000
# |  | Radiant Warmer | * | * | * | 1 |  | 1 | 38000 | 38000
# |  | Baby Weighing Machine | Braun | * | * | 1 |  | 1 | 2500 | 2500
# |  | Baby Weighing Machine | Swisser | * | * | 1 |  | 1 | 2500 | 2500
# |  | Suction Machine | G. I | * | * | 1 |  | 1 | 6500 | 6500
# |  | Suction Machine | G. I | * | * | 1 |  | 1 | 6500 | 6500
# | NURSE DUTY ROOM | B. P. Apparatus | Ideal | * | * | 1 |  | 1 | 650 | 650
# | LABOUR ROOM | Oxygen Concentrator | Medoxy | JAY-5 | * | 1 |  | 1 | 45000 | 45000
# |  | Oxygen Concentrator | BPL | OG 4203 | * | 1 |  | 1 | 45000 | 45000
# |  | Radiant Warmer | Delta | * | * | 1 |  | 1 | 38000 | 38000
# |  | Phototherapy | Delta | * | * | 1 |  | 1 | 15500 | 15500
# |  | Phototherapy | * | * | * | 1 |  | 1 | 15500 | 15500
# | WARD | Domestic Refrigerator | Samsung | * | * | 1 |  | 1 | 15000 | 15000
# |  | Nebulizer | Bentex | * | * | 1 |  | 1 | 6500 | 6500
# |  | Nebulizer | MRK | * | * | 1 |  | 1 | 6500 | 6500
# | RADIOLOGY | X-Ray Machine | Allengers | * | * | 1 |  | 1 | 450000 | 450000
# |  | ECG Machine | BPL | * | * | 1 |  | 1 | 52000 | 52000
# |  | ECG Machine | BPL | * | * | 1 |  | 1 | 52000 | 52000
# |  | Ultrasound Machine | L & T | * | * | 1 |  | 1 | 450000 | 450000
# | MINOR OT | Boiler | * | * | * | 1 |  | 1 | 6500 | 6500
# |  | Needle Cutter | Microsil | * | * | 1 |  | 1 | 1200 | 1200
# |  | Needle Cutter | Godrej | * | * | 1 |  | 1 | 1200 | 1200
# | OPD | B. P. Apparatus | Diamond | * | 1102975 | 1 |  | 1 | 650 | 650
# |  | Adult weighing Machine | * | * | * |  | 1 | 1 | 2500 | 2500
# | DENTAL DEPTT | Dental Chair | GNATUS | * | * | 1 |  | 1 | 150000 | 150000
# |  | Scalar | Denta Merica | * | A16907 | 1 |  | 1 | 4500 | 4500
# |  | Dental X-Ray | Meditronics | * | 9G024 | 1 |  | 1 | 450000 | 450000
# |  | Light Curing Unit | Denta Merica | * | A11026 | 1 |  | 1 | 10000 | 10000
# |  | RVG | Kodak | * | * | 1 |  | 1 | 450000 | 450000
# | OT | OT Light | ARKO | * | * |  | 1 | 1 | 45000 | 45000
# |  | SPOT Light | * | * | * | 1 |  | 1 | 6500 | 6500
# |  | Autoclave (Vertical) | * | * | * | 1 |  | 1 | 65000 | 65000
# |  | Examination Table | * | * | * | 1 |  | 1 | 3500 | 3500
# | MCH | Deep Freezer | Haier | HBD-116 | * | 1 |  | 1 | 150000 | 150000
# |  | ILR | Vest Frost | MK142 | 25116332 | 1 |  | 1 | 300000 | 300000
# |  | Deep Freezer | Vest Frost | * | * |  | 1 | 1 | 150000 | 150000
# |  | Weighing Machine | Krups | * | * | 1 |  | 1 | 2500 | 2500
# |  | Baby Weighing Machine | Braun | * | * | 1 |  | 1 | 2500 | 2500
# |  | Adult weighing Machine | Krups | * | * | 1 |  | 1 | 2500 | 2500
# |  | Needle Cutter | * | * | 1002625 | 1 |  | 1 | 1200 | 1200
# | LAB | Microscope | * | * | * | 1 |  | 1 | 30000 | 30000
# |  | Microscope | OLYMPUS | Magnus | * | 1 |  | 1 | 30000 | 30000
# | LAB | Domestic Refrigerator | Whirlpool | Genius | * | 1 |  | 1 | 15000 | 15000
# |  | Needle Cutter | Microsil | ND-350 | 3859 | 1 |  | 1 | 1200 | 1200
# |  | Centrifuge | * | * | * | 1 |  | 1 | 6500 | 6500
# |  | Glucometer | Major Biosystem | * | * | 1 |  | 1 | 1400 | 1400
# |  | Cell Counter | Sysmex | KX-21 | BS144 | 1 |  | 1 | 350000 | 350000
# |  | Photo Calorimeter (Digital) | * | 954 | 392 | 1 |  | 1 | 1400 | 1400
# |  | Auto Analyzer | * | * | 81201 | 1 |  | 1 | 225000 | 225000
# |  | Centrifuge | Remi | R-4C | * | 1 |  | 1 | 6500 | 6500
# |  | Rotary Shaker | * | * | * | 1 |  | 1 | 4500 | 4500
# |  | Incubator | * | * | * | 1 |  | 1 | 375000 | 375000
# |  | Hot Air Oven | * | * | * | 1 |  | 1 | 4500 | 4500
# | DENTAL LAB | Boiler | * | * | * | 1 |  | 1 | 6500 | 6500
# | OPD | B. P. Apparatus | Ideal | * | 135035 | 1 |  | 1 | 650 | 650
# |  | Adult weighing Machine | * | * | * | 1 |  | 1 | 2500 | 2500
# | DENTAL LAB | Dental Chair | MASUK | * | * |  | 1 | 1 | 150000 | 150000
# |  | Lathe Motor | Unident | * | * | 1 |  | 1 | 20000 | 20000
# |  | Micro Motor | * | * | * | 1 |  | 1 | 10000 | 10000
# |  | Lathe Motor | Unident | * | * |  | 1 | 1 | 20000 | 20000
# |  | Lathe Motor | Unident | * | * |  | 1 | 1 | 20000 | 20000
NOTE
[6 empty] | Total No.of Equipment |  |  |  | 65
# | Not Created / Not Found |  |  |  |  | Total Equipment Cost |  |  |  | 4406750
* | Not Available |  |  |  |  | Total CMC Value |  |  |  | 308472.5

## PHC SERA
Name of Consultant :- | [6 empty] | Date:- |  | 2015-06-29
Name of Dist./Type of Facility/Name of the Facility :- |  |  |  |  | PHC Sera
Equipment ID | Department | Equipment Description | Manufacturer | Model No. | Serial No. | Functional Status |  | Qty. | Approx Cost of Each Equipment | Total Cost of Equipment
[6 empty] | W | NW
# | OPD | B. P. Apparatus | Electrical | DXJ-210 | * | 1 |  | 1 | 650 | 650
# |  | B. P. Apparatus | Electrical | DXJ-210 | * | 1 |  | 1 | 650 | 650
# | DRESSING ROOM | Needle Cutter | Microsil | ND-120 | * | 1 |  | 1 | 1200 | 1200
# | LABOUR ROOM | Labour Table | * | * | * | 1 |  | 1 | 14000 | 14000
# |  | Autoclave | Techno | * | * | 1 |  | 1 | 55000 | 55000
# |  | Weighing Machine | Kohinoor | * | * | 1 |  | 1 | 2500 | 2500
# | LAB | Centrifuge | * | * | * | 1 |  | 1 | 6500 | 6500
# |  | Centrifuge | * | * | * |  | 1 | 1 | 6500 | 6500
# |  | Needle Cutter | Microsil | ND-100 | * | 1 |  | 1 | 1200 | 1200
# |  | Microscope | * | * | * | 1 |  | 1 | 30000 | 30000
# |  | Domestic Refrigerator | Videocon | VKP-194 | * | 1 |  | 1 | 15000 | 15000
# |  | Deep Freezer | Vest Frost | MF-144 | * | 1 |  | 1 | 150000 | 150000
# |  | ILR | Vest Frost | NMK142 | * | 1 |  | 1 | 300000 | 300000
# |  | Needle Cutter | Microsil | ND-120 | * | 1 |  | 1 | 1200 | 1200
# |  | Baby Weighing Machine | * | * | * | 1 |  | 1 | 2500 | 2500
NOTE
[6 empty] | Total No.of Equipment |  |  |  | 15
# | Not Created / Not Found |  |  |  |  | Total Equipment Cost |  |  |  | 586900
* | Not Available |  |  |  |  | Total CMC Value |  |  |  | 41083

## PHC CHORU
Name of Consultant :- | [6 empty] | Date:- |  | 2015-06-29
Name of Dist./Type of Facility/Name of the Facility :- |  |  |  |  | PHC Choru
Equipment ID | Department | Equipment Description | Manufacturer | Model No. | Serial No. | Functional Status |  | Qty. | Approx Cost of Each Equipment | Total Cost of Equipment
[6 empty] | W | NW
# | # | B. P. Apparatus | Electrical | DXJ-210 | * | 1 |  | 1 | 650 | 650
# | # | Oxygen Concentrator | Medoxy | JAY-05 | * | 1 |  | 1 | 45000 | 45000
# | # | Microscope | Olympus | MLX | * | 1 |  | 1 | 30000 | 30000
# | # | Deep Freezer | Haier | * | * | 1 |  | 1 | 150000 | 150000
# | # | ILR | Vest Frost | MK144 | * | 1 |  | 1 | 300000 | 300000
# | # | Weighing Machine | Kohinoor | * | * |  | 1 | 1 | 2500 | 2500
# | # | B. P. Apparatus | Sphygmo | * | * | 1 |  | 1 | 650 | 650
# | # | Domestic Refrigerator | Samsung | * | * | 1 |  | 1 | 15000 | 15000
# | # | Needle Cutter | Microsil | ND-60 | * | 1 |  | 1 | 1200 | 1200
# | # | Autoclave | * | * | * | 1 |  | 1 | 55000 | 55000
# | # | Boiler | Techno | * | * | 1 |  | 1 | 6500 | 6500
NOTE
[6 empty] | Total No.of Equipment |  |  |  | 11
# | Not Created / Not Found |  |  |  |  | Total Equipment Cost |  |  |  | 606500
* | Not Available |  |  |  |  | Total CMC Value |  |  |  | 42455

## PHC Kanyoo
Name of Consultant :- | [6 empty] | Date:- |  | 2015-06-29
Name of Dist./Type of Facility/Name of the Facility :- |  |  |  |  | PHC Kanyoo
Equipment ID | Department | Equipment Description | Manufacturer | Model No. | Serial No. | Functional Status |  | Qty. | Approx Cost of Each Equipment | Total Cost of Equipment
[6 empty] | W | NW
# | # | B. P. Apparatus | * | * | * |  | 1 | 1 | 650 | 650
# | # | Domestic Refrigerator | Hitachi | * | * | 1 |  | 1 | 15000 | 15000
# | # | Boiler | Life Plus | * | * | 1 |  | 1 | 6500 | 6500
# | # | Needle Cutter | Microsil | * | * | 1 |  | 1 | 1200 | 1200
# | # | Nebulizer | OMRON | * | * | 1 |  | 1 | 6500 | 6500
# | # | B. P. Apparatus | Electrical | * | * | 1 |  | 1 | 650 | 650
# | # | ILR | Vest Frost | * | * | 1 |  | 1 | 300000 | 300000
# | # | Deep Freezer | Vest Frost | * | * | 1 |  | 1 | 150000 | 150000
# | # | Weighing Machine |  | * | * | 1 |  | 1 | 2500 | 2500
# | # | Needle Cutter | Microsil | * | * | 1 |  | 1 | 1200 | 1200
# | # | Baby Weighing Machine | * | * | * | 1 |  | 1 | 2500 | 2500
# | # | Boiler | * | * | * | 1 |  | 1 | 6500 | 6500
NOTE
[6 empty] | Total No.of Equipment |  |  |  | 12
# | Not Created / Not Found |  |  |  |  | Total Equipment Cost |  |  |  | 493200
* | Not Available |  |  |  |  | Total CMC Value |  |  |  | 34524

## PHC KASHMIR
Name of Consultant :- | [6 empty] | Date:- |  | 2015-06-29
Name of Dist./Type of Facility/Name of the Facility :- |  |  |  |  | PHC Kashmir
Equipment ID | Department | Equipment Description | Manufacturer | Model No. | Serial No. | Functional Status |  | Qty. | Approx Cost of Each Equipment | Total Cost of Equipment
[6 empty] | W | NW
# | # | B. P. Apparatus | Electrical | DXJ-210 | * | 1 |  | 1 | 650 | 650
# | # | Domestic Refrigerator | Volts | * | * | 1 |  | 1 | 15000 | 15000
# | # | Weighing Machine | Krups | * | * | 1 |  | 1 | 2500 | 2500
# | # | Needle Cutter | Microsil | ND-100 | * | 1 |  | 1 | 1200 | 1200
# | # | Boiler | * | * | * | 1 |  | 1 | 6500 | 6500
NOTE
[6 empty] | Total No.of Equipment |  |  |  | 5
# | Not Created / Not Found |  |  |  |  | Total Equipment Cost |  |  |  | 25850
* | Not Available |  |  |  |  | Total CMC Value |  |  |  | 1809.5

## PHC DHANETA
Name of Consultant :- | [6 empty] | Date:- |  | 2015-06-29
Name of Dist./Type of Facility/Name of the Facility :- |  |  |  |  | PHC Dhaneta
Equipment ID | Department | Equipment Description | Manufacturer | Model No. | Serial No. | Functional Status |  | Qty. | Approx Cost of Each Equipment | Total Cost of Equipment
[6 empty] | W | NW
# | # | B. P. Apparatus | Diamond | * | 7760 | 1 |  | 1 | 650 | 650
# | # | B. P. Apparatus | Pagoda | * | 276462 | 1 |  | 1 | 650 | 650
# | # | Boiler | * | * | * | 1 |  | 1 | 6500 | 6500
# | # | Needle Cutter | Microsil | ND120 | 2112 | 1 |  | 1 | 1200 | 1200
# | # | Autoclave | * | * | * | 1 |  | 1 | 55000 | 55000
# | # | Oxygen Concentrator | * | * | * | 1 |  | 1 | 45000 | 45000
# | # | MiCroscope | * | * | * | 1 |  | 1 | 30000 | 30000
# | # | Needle Cutter | * | * | * | 1 |  | 1 | 1200 | 1200
# | # | Needle Cutter | Microsil | ND60 | * | 1 |  | 1 | 1200 | 1200
# | # | SPOT Light | Max Life | * | * | 1 |  | 1 | 6500 | 6500
# | # | Boiler | * | * | * | 1 |  | 1 | 6500 | 6500
# | # | Labour Table | * | * | * | 1 |  | 1 | 14000 | 14000
# | # | Suction Machine | G. I | * | * | 1 |  | 1 | 6500 | 6500
# | # | Radiant Warmer | * | TIANA S | * | 1 |  | 1 | 38000 | 38000
# | # | Baby Weighing Machine | * | * | * | 1 |  | 1 | 2500 | 2500
# | # | Domestic Refrigerator | Kelvinator | KFE194 | * | 1 |  | 1 | 15000 | 15000
# | # | Dental Chair | Bestodent | * | * | 1 |  | 1 | 150000 | 150000
# | # | Boiler | * | * | * | 1 |  | 1 | 6500 | 6500
# | # | Needle Cutter | * | * | * | 1 |  | 1 | 1200 | 1200
# | # | Deep Freezer | Vest Frost | SV-140 | * | 1 |  | 1 | 150000 | 150000
# | # | ILR | Vest Frost | MK-144 | * | 1 |  | 1 | 300000 | 300000
# | # | Needle Cutter | Microsil | ND-60 | * | 1 |  | 1 | 1200 | 1200
# | # | Adult Weighing Machine | * | * | * | 1 |  | 1 | 2500 | 2500
# | # | Weighing Machine | * | * | * |  | 1 | 1 | 2500 | 2500
# | # | MiCroscope | * | Vision 2000 | 669 | 1 |  | 1 | 30000 | 30000
# | # | X-Ray Machine | Allengers | * | 4403554 | 1 |  | 1 | 450000 | 450000
NOTE
[6 empty] | Total No.of Equipment |  |  |  | 26
# | Not Created / Not Found |  |  | No. of Bed's |  | Total Equipment Cost |  |  |  | 1324300
* | Not Available |  |  | No. of Staff |  | Total CMC Value |  |  |  | 92701

## CHC SUJANPUR TIHRA
Name of Consultant :- | [6 empty] | Date:- |  | 2015-06-30
Name of Dist./Type of Facility/Name of the Facility :- |  |  |  |  | CHC Sujanpur Tihra
Equipment ID | Department | Equipment Description | Manufacturer | Model No. | Serial No. | Functional Status |  | Qty. | Approx Cost of Each Equipment | Total Cost of Equipment
[6 empty] | W | NW
# | SNCU | Oxygen Concentrator | Medoxy | * | * | 1 |  | 1 | 45000 | 45000
# |  | Suction Machine | Medi Care | HI-VAC | * | 1 |  | 1 | 6500 | 6500
# |  | Radiant Warmer | Phoenix | * | 5136 | 1 |  | 1 | 38000 | 38000
# |  | Radiant Warmer | Phoenix | * | 5137 | 1 |  | 1 | 38000 | 38000
# |  | Phototherapy | Shreeyash | * | * | 1 |  | 1 | 15500 | 15500
# |  | Suction Machine | G.I | * | * | 1 |  | 1 | 6500 | 6500
# |  | Baby Weighing Machine | Swisser | * | * | 1 |  | 1 | 2500 | 2500
# |  | Oxygen Concentrator | Aircep | * | V5155427 | 1 |  | 1 | 45000 | 45000
# | LABOUR ROOM | Labour Table | * | * | * | 1 |  | 1 | 14000 | 14000
# |  | Labour Table | * | * | * | 1 |  | 1 | 14000 | 14000
# |  | Needle Cutter | Microsil | ND-120 | * | 1 |  | 1 | 1200 | 1200
# |  | SPOT Light | * | * | * | 1 |  | 1 | 6500 | 6500
# |  | Radiant Warmer | Shreeyash | * | * | 1 |  | 1 | 38000 | 38000
# |  | Suction Machine | G.I | * | * | 1 |  | 1 | 6500 | 6500
# |  | Baby Weighing Machine | Citizen | * | * | 1 |  | 1 | 2500 | 2500
# |  | Baby Weighing Machine | * | * | * | 1 |  | 1 | 2500 | 2500
# |  | Fetal Doppler | BPL | FD9713 | * | 1 |  | 1 | 80000 | 80000
# |  | Boiler | * | * | * | 1 |  | 1 | 6500 | 6500
# | NURSE DUTY ROOM | B. P. Apparatus | Pagoda | * | * | 1 |  | 1 | 650 | 650
# |  | Nebulizer | MRK | Handyneb | * | 1 |  | 1 | 6500 | 6500
# | MATERNITY WARD | Oxygen Concentrator | BPL | * | * | 1 |  | 1 | 45000 | 45000
# |  | Suction Machine | Santoshi | * | * | 1 |  | 1 | 6500 | 6500
# | LAB | Microscope | ALCO | VXL-Plus | M-30018 | 1 |  | 1 | 30000 | 30000
# |  | Centrifuge | Popular | * | * |  | 1 | 1 | 6500 | 6500
# |  | Domestic Refrigerator | Godrej | GDA 19 | * | 1 |  | 1 | 15000 | 15000
# |  | Cell Counter | BPC | ACCu Check | * | 1 |  | 1 | 350000 | 350000
# |  | Needle Cutter | Microsil | ND-120 | * | 1 |  | 1 | 1200 | 1200
# |  | Centrifuge | Remi | R-4C | * | 1 |  | 1 | 6500 | 6500
# |  | Auto Analyzer | ERBA | Chem-S Plus | 81202 | 1 |  | 1 | 225000 | 225000
# |  | Incubator | Kaywo | * | * | 1 |  | 1 | 375000 | 375000
# | ICTC | Domestic Refrigerator | Samsung | RA18 | * | 1 |  | 1 | 15000 | 15000
# |  | Centrifuge | Remi | R-8C | * | 1 |  | 1 | 6500 | 6500
# |  | Needle Cutter | Microsil | ND-120 | * | 1 |  | 1 | 1200 | 1200
# |  | Needle Cutter | Yorco | * | * |  | 1 | 1 | 1200 | 1200
# | BLOOD BANK | Deep Freezer | Voltas | * | * | 1 |  | 1 | 150000 | 150000
# |  | Domestic Refrigerator | Videocon | VKE204 | * | 1 |  | 1 | 15000 | 15000
# |  | BBR | LABTOP | HBR-60 | * | 1 |  | 1 | 250000 | 250000
# |  | Incubator | Hi Care | * | * | 1 |  | 1 | 375000 | 375000
# |  | Centrifuge | Authentic | * | * | 1 |  | 1 | 6500 | 6500
# |  | Water Bath | Hi Care | * | * | 1 |  | 1 | 4500 | 4500
# |  | Centrifuge | * | * | * |  | 1 | 1 | 6500 | 6500
# |  | BBR | JOVE | C-60R ARC | * | 1 |  | 1 | 250000 | 250000
# | MCH | Adult Weighing Machine | Suvarna | * | * | 1 |  | 1 | 2500 | 2500
# |  | Deep Freezer | Vest Frost | MF 144 | * | 1 |  | 1 | 150000 | 150000
# |  | Deep Freezer | Vest Frost | MK304 | * | 1 |  | 1 | 150000 | 150000
# |  | Needle Cutter | Microsil | ND-120 | * | 1 |  | 1 | 1200 | 1200
# | MCH | Baby Weighing Machine | Crown | * | * | 1 |  | 1 | 2500 | 2500
# |  | Boiler | Bhagwati | * | * | 1 |  | 1 | 6500 | 6500
# |  | Adult Weighing Machine | Suvarna | * | * | 1 |  | 1 | 2500 | 2500
# |  | Fetal Doppler | Mehar | * | * | 1 |  | 1 | 80000 | 80000
# |  | B. P. Apparatus (Hg) | Pulse Wave | * | * | 1 |  | 1 | 1100 | 1100
# | DENTAL OPD | RVG | * | * | * | 1 |  | 1 | 450000 | 450000
# |  | Dental Chair | GNATUS | * | * | 1 |  | 1 | 150000 | 150000
# |  | Dental Chair | Confident | * | * | 1 |  | 1 | 150000 | 150000
# |  | Needle Cutter | Microsil | * | * | 1 |  | 1 | 1200 | 1200
# |  | Boiler | * | * | * | 1 |  | 1 | 6500 | 6500
# |  | Boiler | * | * | * |  | 1 | 1 | 6500 | 6500
# |  | Lathe Motor | * | * | * | 1 |  | 1 | 20000 | 20000
# |  | Light Cure Unit | Mega Physic | * | * | 1 |  | 1 | 10000 | 10000
# |  | Scalar | Denta Merica | Scalar 880 | * | 1 |  | 1 | 4500 | 4500
# |  | Needle Cutter | Microsil | ND-60 | * | 1 |  | 1 | 1200 | 1200
# |  | Autoclave | * | * | * | 1 |  | 1 | 55000 | 55000
# |  | Light Cure Unit | Unicorn | * | * | 1 |  | 1 | 10000 | 10000
# |  | Micro Motor | * | * | * | 1 |  | 1 | 10000 | 10000
# | DOT'S CENTER | ECG Machine | BPL | Cardiart 8108 | * | 1 |  | 1 | 52000 | 52000
# | OT | Autoclave | * | * | * | 1 |  | 1 | 55000 | 55000
# |  | SPOT Light | Cognate | * | * | 1 |  | 1 | 6500 | 6500
# |  | Examination Table | * | * | * | 1 |  | 1 | 3500 | 3500
# |  | Needle Cutter | Microsil | ND-120 | * | 1 |  | 1 | 1200 | 1200
# |  | Suction Machine | Surgix | * | * | 1 |  | 1 | 6500 | 6500
# |  | Oxygen Concentrator | BPL | * | * | 1 |  | 1 | 45000 | 45000
# | NURSE DUTY ROOM | Suction Machine | G.I | * | * | 1 |  | 1 | 6500 | 6500
# |  | ECG Machine | RMS | Vesta 301i | * | 1 |  | 1 | 52000 | 52000
NOTE
[6 empty] | Total No.of Equipment |  |  |  | 73
# | Not Created / Not Found |  |  |  |  | Total Equipment Cost |  |  |  | 4017350
* | Not Available |  |  |  |  | Total CMC Value |  |  |  | 281214.5

## PHC JAHU
Name of Consultant :- | [6 empty] | Date:- |  | 2015-06-25
Name of Dist./Type of Facility/Name of the Facility :- |  |  |  |  | PHC JAHU
Equipment ID | Department | Equipment Description | Manufacturer | Model No. | Serial No. | Functional Status |  | Qty. | Approx Cost of Each Equipment | Total Cost of Equipment
[6 empty] | W | NW
# | # | B. P. Apparatus | Anita Industry | * | 320615 | 1 |  | 1 | 650 | 650
# | # | ILR | Vest frost | MX143 | 90911570 | 1 |  | 1 | 300000 | 300000
# | # | Deep Freezer | Vest frost | * | * | 1 |  | 1 | 150000 | 150000
# | # | Sterilizer | * | * | * | 1 |  | 1 | 6500 | 6500
# | # | Needle Cutter | * | * | * | 1 |  | 1 | 1200 | 1200
# | # | Domestic Refrigerator | Godrej | * | * | 1 |  | 1 | 15000 | 15000
# | # | Autoclave | * | * | * |  | 1 | 1 | 55000 | 55000
# | # | Dental Chair | * | * | * | 1 |  | 1 | 150000 | 150000
# | # | Sterilizer | * | * | * | 1 |  | 1 | 6500 | 6500
# | # | B. P. Apparatus | * | DXJ\210 | * | 1 |  | 1 | 650 | 650
# | # | Weighing Machine | * | * | * | 1 |  | 1 | 2500 | 2500
NOTE
[6 empty] | Total No.of Equipment |  |  |  | 11
# | Not Created / Not Found |  |  |  |  | Total Equipment Cost |  |  |  | 688000
* | Not Available |  |  |  |  | Total CMC Value |  |  |  | 48160

## PHC JANGAL BERI
Name of Consultant :- | [6 empty] | Date:- |  | 2015-06-30
Name of Dist./Type of Facility/Name of the Facility :- |  |  |  |  | PHC Jangal Beri
Equipment ID | Department | Equipment Description | Manufacturer | Model No. | Serial No. | Functional Status |  | Qty. | Approx Cost of Each Equipment | Total Cost of Equipment
[6 empty] | W | NW
# | # | B. P. Apparatus (Hg) | Pagoda | * | 98680 | 1 |  | 1 | 1100 | 1100
# | # | B. P. Apparatus (Automatic) | * | * | S19694 | 1 |  | 1 | 1100 | 1100
# | # | Incubator | * | * | * | 1 |  | 1 | 375000 | 375000
# | # | Microscope | Olympus | * | * | 1 |  | 1 | 30000 | 30000
# | # | Calorimeter (Digital) | SIMCO | * | * | 1 |  | 1 | 1400 | 1400
# | # | Needle Cutter | Nulife | NBSD-06 | 57862 | 1 |  | 1 | 1200 | 1200
# | # | Centrifuge | Remi | * | * | 1 |  | 1 | 6500 | 6500
# | # | Adult Weighing Machine | Suvarna | * | * |  | 1 | 1 | 2500 | 2500
# | # | Adult Weighing Machine | * | * | * |  | 1 | 1 | 2500 | 2500
# | # | Baby Weighing Machine | * | * | * | 1 |  | 1 | 2500 | 2500
# | # | Needle Cutter | Microsil | ND-60 | * | 1 |  | 1 | 1200 | 1200
# | # | Needle Cutter | Microsil | ND-60 | * |  | 1 | 1 | 1200 | 1200
# | # | Domestic Refrigerator | Godrej | GDA19 | * | 1 |  | 1 | 15000 | 15000
# | # | Deep Freezer | Haier | HBD-116 | * | 1 |  | 1 | 150000 | 150000
# | # | ILR | Vest Frost | NK-142 | * | 1 |  | 1 | 300000 | 300000
# | # | B. P. Apparatus (Hg) | Pagoda | * | * | 1 |  | 1 | 1100 | 1100
# | # | Dental Chair | Bestodent | * | * | 1 |  | 1 | 150000 | 150000
# | # | Needle Cutter | Microsil | ND-60 | * | 1 |  | 1 | 1200 | 1200
# | # | Boiler | * | * | * | 1 |  | 1 | 6500 | 6500
# | # | Ultrasonic Scalar | Unicorn | ART-P4 | * | 1 |  | 1 | 1500 | 1500
# | # | Light Cure Unit | Unicorn | DTE | * | 1 |  | 1 | 10000 | 10000
# | # | Nebulizer | * | Respi Care | * | 1 |  | 1 | 6500 | 6500
# | # | Needle Cutter | Microsil | ND-120 | * | 1 |  | 1 | 1200 | 1200
# | # | Autoclave (Vertical) | Techno | * | * | 1 |  | 1 | 65000 | 65000
# | # | Boiler | * | * | * | 1 |  | 1 | 6500 | 6500
# | # | Radiant Warmer | Meditrin | * | * |  | 1 | 1 | 38000 | 38000
# | # | Suction Machine | Santoshi | * | * |  | 1 | 1 | 6500 | 6500
# | # | Labour Table | * | * | * | 1 |  | 1 | 14000 | 14000
# | # | Baby Weighing Machine | * | * | * | 1 |  | 1 | 2500 | 2500
NOTE
[6 empty] | Total No.of Equipment |  |  |  | 29
# | Not Created / Not Found |  |  |  |  | Total Equipment Cost |  |  |  | 1201700
* | Not Available |  |  |  |  | Total CMC Value |  |  |  | 84119

## PHC GUBHAR
Name of Consultant :- | [6 empty] | Date:- |  | 2015-06-30
Name of Dist./Type of Facility/Name of the Facility :- |  |  |  |  | PHC Gubhar
Equipment ID | Department | Equipment Description | Manufacturer | Model No. | Serial No. | Functional Status |  | Qty. | Approx Cost of Each Equipment | Total Cost of Equipment
[6 empty] | W | NW
# | # | Centrifuge | * | * | * | 1 |  | 1 | 6500 | 6500
# | # | Needle Cutter | Microsil | ND-60 | * | 1 |  | 1 | 1200 | 1200
# | # | Glucometer | Roche | Accu Check | * | 1 |  | 1 | 1400 | 1400
# | # | Incubator | * | * | * | 1 |  | 1 | 375000 | 375000
# | # | Microscope | Plympus | * | * | 1 |  | 1 | 30000 | 30000
# | # | Domestic Refrigerator | Godrej | GDA-19 | * | 1 |  | 1 | 15000 | 15000
# | # | ILR | Vest Frost | MK-144 | * | 1 |  | 1 | 300000 | 300000
# | # | Deep Freezer | Haier | HBD-116 | * | 1 |  | 1 | 150000 | 150000
# | # | Baby Weighing Machine | * | * | * | 1 |  | 1 | 2500 | 2500
# | # | Adult Weighing Machine | Kohinoor | * | * | 1 |  | 1 | 2500 | 2500
# | # | B. P. Apparatus (Hg) | * | * | * | 1 |  | 1 | 1100 | 1100
# | # | Needle Cutter | Microsil | ND-350 | 3786 | 1 |  | 1 | 1200 | 1200
# | # | B. P. Apparatus (Hg) | Namatt | * | * | 1 |  | 1 | 1100 | 1100
# | # | B. P. Apparatus (Automatic) | Extra Care | * | CC-111-6924 | 1 |  | 1 | 1100 | 1100
# | # | Adult Weighing Machine | Crown | * | * | 1 |  | 1 | 2500 | 2500
# | # | Boiler | * | * | * | 1 |  | 1 | 6500 | 6500
# | # | Needle Cutter | * | * | * | 1 |  | 1 | 1200 | 1200
# | # | Autoclave (Vertical) | Techno | ND-120 | 2188 | 1 |  | 1 | 65000 | 65000
# | # | X-Ray Machine | Allengers | ALGO NA | 95226 | 1 |  | 1 | 450000 | 450000
# | # | Boiler | * | * | * |  | 1 | 1 | 6500 | 6500
# | # | B. P. Apparatus (Hg) | Delux | * | 98112705 |  | 1 | 1 | 1100 | 1100
# | # | Nebulizer | Respi Care | RN061 | RN06102004 | 1 |  | 1 | 6500 | 6500
# | # | B. P. Apparatus (Hg) | N & B | * | * |  | 1 | 1 | 1100 | 1100
NOTE
[6 empty] | Total No.of Equipment |  |  |  | 23
# | Not Created / Not Found |  |  |  |  | Total Equipment Cost |  |  |  | 1429000
* | Not Available |  |  |  |  | Total CMC Value |  |  |  | 100030

## PHC KAROHTA
Name of Consultant :- | [6 empty] | Date:- |  | 2015-06-25
Name of Dist./Type of Facility/Name of the Facility :- |  |  |  |  | PHC Karhota
Equipment ID | Department | Equipment Description | Manufacturer | Model No. | Serial No. | Functional Status |  | Qty. | Approx Cost of Each Equipment | Total Cost of Equipment
[6 empty] | W | NW
# | # | B. P. Apparatus | Omega Gold | * | * | 1 |  | 1 | 650 | 650
# | # | B. P. Apparatus | Omega Gold | * | * | 1 |  | 1 | 650 | 650
# | # | Domestic Refrigerator | Godrej | * | * | 1 |  | 1 | 15000 | 15000
# | # | Weighing Machine | Krups | * | * | 1 |  | 1 | 2500 | 2500
# | # | Needle Cutter | Microsil | ND350 | 3931 | 1 |  | 1 | 1200 | 1200
# | # | Autoclave | * | * | * | 1 |  | 1 | 55000 | 55000
# | # | Autoclave | * | * | * | 1 |  | 1 | 55000 | 55000
# | # | Sterilizer | * | * | * | 1 |  | 1 | 6500 | 6500
# | # | Glucometer | Accu Check | * | * | 1 |  | 1 | 1400 | 1400
# | # | Nebulizer | Alpha Neb Plus | * | * | 1 |  | 1 | 6500 | 6500
NOTE
[6 empty] | Total No.of Equipment |  |  |  | 10
# | Not Created / Not Found |  |  |  |  | Total Equipment Cost |  |  |  | 144400
* | Not Available |  |  |  |  | Total CMC Value |  |  |  | 10108

## PHC MAIR
Name of Consultant :- | [6 empty] | Date:- |  | 2015-06-25
Name of Dist./Type of Facility/Name of the Facility :- |  |  |  |  | PHC Mair
Equipment ID | Department | Equipment Description | Manufacturer | Model No. | Serial No. | Functional Status |  | Qty. | Approx Cost of Each Equipment | Total Cost of Equipment
[6 empty] | W | NW
# | # | B. P. Apparatus | Elecrical | DXJ-210 | * | 1 |  | 1 | 650 | 650
# | # | Needle Cutter | * | * | * | 1 |  | 1 | 1200 | 1200
# | # | Sterilizer | * | * | * | 1 |  | 1 | 6500 | 6500
# | # | Weighing Machine | * | * | * | 1 |  | 1 | 2500 | 2500
# | # | Autoclave | * | * | * | 1 |  | 1 | 55000 | 55000
# | # | Domestic Refrigerator | LG | GL-195HL4/2011 | * | 1 |  | 1 | 15000 | 15000
NOTE
[6 empty] | Total No.of Equipment |  |  |  | 6
# | Not Created / Not Found |  |  |  |  | Total Equipment Cost |  |  |  | 80850
* | Not Available |  |  |  |  | Total CMC Value |  |  |  | 5659.5

## PHC MEHOL MORIAN
Name of Consultant :- | [6 empty] | Date:- |  | 2015-06-25
Name of Dist./Type of Facility/Name of the Facility :- |  |  |  |  | PHC Mehol Morian
Equipment ID | Department | Equipment Description | Manufacturer | Model No. | Serial No. | Functional Status |  | Qty. | Approx Cost of Each Equipment | Total Cost of Equipment
[6 empty] | W | NW
# | # | Sterilizer | * | * | * | 1 |  | 1 | 6500 | 6500
# | # | Needle Cutter | Dust Ray | * | * | 1 |  | 1 | 1200 | 1200
# | # | B. P. Apparatus | * | 1080 | * | 1 |  | 1 | 650 | 650
# | # | Deep Freezer | Electro Lux | Tehl-1990 | * | 1 |  | 1 | 150000 | 150000
# | # | ILR | Vest Frost | NMK142 | 44623136 | 1 |  | 1 | 300000 | 300000
# | # | Weighing Machine | * | * | * | 1 |  | 1 | 2500 | 2500
# | # | Baby Weighing Machine | * | * | * | 1 |  | 1 | 2500 | 2500
# | # | Microscope | Fine Vision | PZB-22 | * | 1 |  | 1 | 30000 | 30000
# | # | Needle Cutter | Dust Ray | * | 1527937 | 1 |  | 1 | 1200 | 1200
# | # | Calorimeter | * | * | * | 1 |  | 1 | 4500 | 4500
# | # | Centrifuge | * | * | * | 1 |  | 1 | 6500 | 6500
# | # | Suction Machine (Foot) | * | * | * | 1 |  | 1 | 6500 | 6500
# | # | Sterilizer | * | * | * | 1 |  | 1 | 6500 | 6500
# | # | Autoclave | * | * | * | 1 |  | 1 | 55000 | 55000
# | # | Autoclave | * | * | * | 1 |  | 1 | 55000 | 55000
# | # | Baby Weighing Machine | TIANA S | * | * | 1 |  | 1 | 2500 | 2500
# | # | B. P. Apparatus | REX care | * | 21252 | 1 |  | 1 | 650 | 650
# | # | Weighing Machine | * | * | * | 1 |  | 1 | 2500 | 2500
NOTE
[6 empty] | Total No.of Equipment |  |  |  | 18
# | Not Created / Not Found |  |  |  |  | Total Equipment Cost |  |  |  | 634200
* | Not Available |  |  |  |  | Total CMC Value |  |  |  | 44394

## PHC KOT
Name of Consultant :- | [6 empty] | Date:- |  | 2015-06-24
Name of Dist./Type of Facility/Name of the Facility :- |  |  |  |  | PHC Kot
Equipment ID | Department | Equipment Description | Manufacturer | Model No. | Serial No. | Functional Status |  | Qty. | Approx Cost of Each Equipment | Total Cost of Equipment
[6 empty] | W | NW
# | # | B. P. Apparatus (Electrical) | AUSC OSCI | DXJ-210 | * | 1 |  | 1 | 1100 | 1100
# | # | Autoclave | * | * | * | 1 |  | 1 | 55000 | 55000
# | # | Boiler | * | * | * | 1 |  | 1 | 6500 | 6500
# | # | Needle Cutter | Nulife | * | 62296 | 1 |  | 1 | 1200 | 1200
# | # | Adult Weighing Machine | Crown | * | * | 1 |  | 1 | 2500 | 2500
# | # | Domestic Refrigerator | Haier | HRD-1904 | * | 1 |  | 1 | 15000 | 15000
# | # | Needle Cutter | LCP | * | * | 1 |  | 1 | 1200 | 1200
# | # | Nebulizer | Nulife | Handyneb | PCB73750 | 1 |  | 1 | 6500 | 6500
# | # | B. P. Apparatus (Hg) | Pagoda | * | 275444 | 1 |  | 1 | 1100 | 1100
NOTE
[6 empty] | Total No.of Equipment |  |  |  | 9
# | Not Created / Not Found |  |  |  |  | Total Equipment Cost |  |  |  | 90100
* | Not Available |  |  |  |  | Total CMC Value |  |  |  | 6307

## PHC UHAL
Name of Consultant :- | [6 empty] | Date:- |  | 2015-06-24
Name of Dist./Type of Facility/Name of the Facility :- |  |  |  |  | PHC Uhal
Equipment ID | Department | Equipment Description | Manufacturer | Model No. | Serial No. | Functional Status |  | Qty. | Approx Cost of Each Equipment | Total Cost of Equipment
[6 empty] | W | NW
# | # | B. P. Apparatus | Pagoda | * | * | 1 |  | 1 | 650 | 650
# | # | B. P. Apparatus | Pagoda | * | * | 1 |  | 1 | 650 | 650
# | # | B. P. Apparatus | Perfect | * | * |  | 1 | 1 | 650 | 650
# | # | Weighing Machine | * | * | * | 1 |  | 1 | 2500 | 2500
# | # | Domestic Refrigerator | Tropicana | * | * | 1 |  | 1 | 15000 | 15000
# | # | Nebulizer | Nulife | Handyneb | * | 1 |  | 1 | 6500 | 6500
# | # | Deep Freezer | Vest Frost | * | * |  | 1 | 1 | 150000 | 150000
# | # | Centrifuge | * | * | * | 1 |  | 1 | 6500 | 6500
# | # | Domestic Refrigerator | Whirlpool | DC-19 | * | 1 |  | 1 | 15000 | 15000
# | # | Microscope | Labmed | Vision 2000 | * | 1 |  | 1 | 30000 | 30000
# | # | Microscope | * | * | * |  | 1 | 1 | 30000 | 30000
# | # | Deep Freezer | Haier | * | * | 1 |  | 1 | 150000 | 150000
# | # | ILR | Unicef | * | * | 1 |  | 1 | 300000 | 300000
# | # | Glucometer | TALDOC | TDH209 | * | 1 |  | 1 | 1400 | 1400
# | # | Needle Cutter | Microsil | * | * | 1 |  | 1 | 1200 | 1200
# | # | Boiler | * | * | * | 1 |  | 1 | 6500 | 6500
# | # | Needle Cutter | Microsil | * | * | 1 |  | 1 | 1200 | 1200
# | # | Needle Cutter | Microsil | * | * | 1 |  | 1 | 1200 | 1200
# | # | Examination Table | * | * | * | 1 |  | 1 | 3500 | 3500
# | # | Suction Machine | * | * | * | 1 |  | 1 | 6500 | 6500
# | # | Baby Weighing Machine | * | * | * | 1 |  | 1 | 2500 | 2500
# | # | Autoclve (Vertical) | * | * | * | 1 |  | 1 | 65000 | 65000
# | # | Boiler | Techno India | * | * | 1 |  | 1 | 6500 | 6500
NOTE
[6 empty] | Total No.of Equipment |  |  |  | 23
# | Not Created / Not Found |  |  |  |  | Total Equipment Cost |  |  |  | 802950
* | Not Available |  |  |  |  | Total CMC Value |  |  |  | 56206.5

## CIVIL HOSPITAL BHORANJ
Name of Consultant :- | [6 empty] | Date:- |  | 2015-06-25
Name of Dist./Type of Facility/Name of the Facility :- |  |  |  |  | Civil Hospital Bhoranj
Equipment ID | Department | Equipment Description | Manufacturer | Model No. | Serial No. | Functional Status |  | Qty. | Approx Cost of Each Equipment | Total Cost of Equipment
[6 empty] | W | NW
# | PHARMACY | B. P. Apparatus (Hg) | Perfect | Unique | 1525 | 1 |  | 1 | 1100 | 1100
# |  | B. P. Apparatus (Hg) | Diamond | Deluxe | * |  | 1 | 1 | 1100 | 1100
# |  | B. P. Apparatus (Hg) | Diamond | Deluxe | 1053285 |  | 1 | 1 | 1100 | 1100
# |  | B. P. Apparatus (Hg) | Perfect | Unique | 6235 |  | 1 | 1 | 1100 | 1100
# |  | B. P. Apparatus (Hg) | Diamond | Deluxe | 1323778 |  | 1 | 1 | 1100 | 1100
# |  | Autoclave (Vertical) | * | * | * | 1 |  | 1 | 65000 | 65000
# | X-Ray | X-Ray Machine | SIEMENS | 10077561 | 3609 | 1 |  | 1 | 450000 | 450000
# |  | X-Ray Machine | Wipro | * | * |  | 1 | 1 | 450000 | 450000
# |  | ECG Machine | BPL | Cardiart5108T | AVMK8L9449 |  | 1 | 1 | 52000 | 52000
# |  | Ultrasound Machine | SIEMENS | 5331 | 1197 |  | 1 | 1 | 450000 | 450000
# |  | Ultrasound Machine | L & T | * | * | 1 |  | 1 | 450000 | 450000
# | LAB | Incubator | Sentwin | * | * | 1 |  | 1 | 375000 | 375000
# |  | Hot Air Oven | WISWO | * | * |  | 1 | 1 | 4500 | 4500
# |  | Auto Analyzer | ERBA | CHEM-5 | 81203 | 1 |  | 1 | 225000 | 225000
# |  | Centrifuge | Remi | R-4C | BCLC-350 | 1 |  | 1 | 6500 | 6500
# |  | Needle Cutter | Microsil | * | * | 1 |  | 1 | 1200 | 1200
# |  | Microscope | * | * | 515153 | 1 |  | 1 | 30000 | 30000
# |  | Microscope | FOCUS | * | 92278 |  | 1 | 1 | 30000 | 30000
# |  | Domestic Refrigerator | Godrej | GDN180P | * | 1 |  | 1 | 15000 | 15000
# |  | Hot Air Oven | * | * | * |  | 1 | 1 | 4500 | 4500
# |  | Hot Air Oven | * | * | * |  | 1 | 1 | 4500 | 4500
# | WARD | Boiler | * | * | * |  | 1 | 1 | 6500 | 6500
# |  | Oxygen Concentrator | * | * | * | 1 |  | 1 | 45000 | 45000
# |  | Nebulizer | OMRON | A-I-R | * | 1 |  | 1 | 6500 | 6500
# |  | ECG Machine | RMS | Vesta 301i | * | 1 |  | 1 | 52000 | 52000
# |  | Radiant Warmer | Phoenix | 5545 | * | 1 |  | 1 | 38000 | 38000
# |  | Radiant Warmer | Phoenix | 5544 | * | 1 |  | 1 | 38000 | 38000
# |  | Radiant Warmer | Phoenix | 5543 | * | 1 |  | 1 | 38000 | 38000
# |  | Radiant Warmer | Phoenix | 5542 | * | 1 |  | 1 | 38000 | 38000
# |  | Needle Cutter | Microsil | * | * | 1 |  | 1 | 1200 | 1200
# | LABOUR ROOM | Labour Table | * | * | * |  | 1 | 1 | 14000 | 14000
# |  | Boiler | * | * | * | 1 |  | 1 | 6500 | 6500
# |  | Baby Weighing Machine | Tanita | * | * | 1 |  | 1 | 2500 | 2500
# |  | Baby Weighing Machine | Swisser | * | * | 1 |  | 1 | 2500 | 2500
# |  | Suction Machine | Anand | Eurovce | * | 1 |  | 1 | 6500 | 6500
# |  | Radiant Warmer | Mediwaves | * | * | 1 |  | 1 | 38000 | 38000
# |  | Oxygen Concentrator | Neumo Lite | * | * | 1 |  | 1 | 45000 | 45000
# |  | OT Light | Cognate | SHLH-4 | * |  | 1 | 1 | 45000 | 45000
# |  | Phototherapy | * | * | * | 1 |  | 1 | 15500 | 15500
# |  | Labour Table | * | * | * | 1 |  | 1 | 14000 | 14000
# |  | Examination Table | * | * | * | 1 |  | 1 | 3500 | 3500
# |  | Suction Machine | * | * | * | 1 |  | 1 | 6500 | 6500
# |  | Radiant Warmer | Medi Serve | * | * | 1 |  | 1 | 38000 | 38000
# | DENTAL OPD | Dental Chair | GNATUS | * | * | 1 |  | 1 | 150000 | 150000
# |  | Dental Chair | Confident | * | * | 1 |  | 1 | 150000 | 150000
# |  | Boiler | * | * | * | 1 |  | 1 | 6500 | 6500
# |  | Autoclave | * | * | * | 1 |  | 1 | 55000 | 55000
# | DENTAL OPD | RVG | Meditronics | Medico-10D | * | 1 |  | 1 | 450000 | 450000
# |  | Scalar | Apoza | * | 2070 6071 | 1 |  | 1 | 4500 | 4500
# |  | Domestic Refrigerator | Haier | HRD1905 | * | 1 |  | 1 | 15000 | 15000
# | OT | Autoclave (Vertical) | * | * | * |  | 1 | 1 | 65000 | 65000
# |  | Autoclave (Vertical) | * | * | * |  | 1 | 1 | 65000 | 65000
# |  | Autoclave (Vertical) | * | * | * |  | 1 | 1 | 65000 | 65000
# |  | Boiler | * | * | * |  | 1 | 1 | 6500 | 6500
# |  | Ceiling Light | ARKO | * | * |  | 1 | 1 | 350000 | 350000
# |  | Suction Machine | Surgix | * | * | 1 |  | 1 | 6500 | 6500
# |  | Needle Cutter | Microsil | * | * | 1 |  | 1 | 1200 | 1200
# |  | Examination Table | * | * | * | 1 |  | 1 | 3500 | 3500
# | MiNOR OT | Boiler | * | * | * | 1 |  | 1 | 6500 | 6500
# |  | Needle Cutter | * | * | * | 1 |  | 1 | 1200 | 1200
# | MCH | Domestic Refrigerator | * | * | * |  | 1 | 1 | 15000 | 15000
# |  | Deep Freezer | Vest Frost | * | * | 1 |  | 1 | 150000 | 150000
# |  | ILR | Vest Frost | * | * | 1 |  | 1 | 300000 | 300000
# | DOCTOR ROOM | B. P. Apparatus (Electrical) | Diamond | BPDG141 | 1720 | 1 |  | 1 | 1100 | 1100
# |  | Adult Weighing Machine | Suvarna | * | * | 1 |  | 1 | 2500 | 2500
# | GENERAL OPD | B. P. Apparatus (Hg) | Perfect | Unique | 1819 | 1 |  | 1 | 1100 | 1100
# |  | Oxygen Concentrator | * | JAY-10 | * | 1 |  | 1 | 45000 | 45000
NOTE
[6 empty] | Total No.of Equipment |  |  |  | 67
# | Not Created / Not Found |  |  |  |  | Total Equipment Cost |  |  |  | 5035500
* | Not Available |  |  |  |  | Total CMC Value |  |  |  | 352485

## RH HAMIRPUR
Name of Consultant :- | [6 empty] | Date:- |  | 2015-06-22
Name of Dist./Type of Facility/Name of the Facility :- |  |  |  |  | RH Hamirpur
Equipment ID | Department | Equipment Description | Manufacturer | Model No. | Serial No. | Functional Status |  | Qty. | Approx Cost of Each Equipment | Total Cost of Equipment
[6 empty] | W | NW
# | LAB | Microscope | Swastika | ALPINE | 9799 | 1 |  | 1 | 30000 | 30000
# |  | Elisa Reader | Rapid | Lisa Plus | 451514041E | 1 |  | 1 | 200000 | 200000
# |  | Elisa Washer | Rapid | Lisa Plus | 461508004E | 1 |  | 1 | 250000 | 250000
# |  | Microscope | Advanced | RMH-48 | 19083 | 1 |  | 1 | 30000 | 30000
# |  | Distillation Unit | * | * | * | 1 |  | 1 | 6000 | 6000
# |  | Fully Automatic Analyzer | Erba | XL-300 | 30220 | 1 |  | 1 | 225000 | 225000
# |  | Domestic Refrigerator | Whirlpool | Fusion | * | 1 |  | 1 | 15000 | 15000
# |  | Hematology Analyzer | Care Well | * | * | 1 |  | 1 | 200000 | 200000
# |  | Electrolyte | * | * | 700258 | 1 |  | 1 | 200000 | 200000
# |  | Centrifuge | Remi | R8C | * | 1 |  | 1 | 6500 | 6500
# |  | Elisa Reader | Ray To Life | RT-2100C | * | 1 |  | 1 | 200000 | 200000
# |  | Hot Air Oven | Ambassador | * | * | 1 |  | 1 | 4500 | 4500
# |  | Deep Freezer | Cryo Scientific | * | * |  | 1 | 1 | 150000 | 150000
# |  | Hot Air Oven | Deepak | * | * | 1 |  | 1 | 4500 | 4500
# |  | Incubator | Yorco | * | * | 1 |  | 1 | 375000 | 375000
# |  | Domestic Refrigerator | Godrej | * | * | 1 |  | 1 | 15000 | 15000
# |  | Autoclave | Deepak | * | * | 1 |  | 1 | 55000 | 55000
# |  | Needle Cutter | Microsil | * | * | 1 |  | 1 | 1200 | 1200
# |  | Incubator | Tanco | PLT-136A | * | 1 |  | 1 | 375000 | 375000
# |  | Distilled Water Unit | Bio Age | Ultra Plus | * | 1 |  | 1 | 6000 | 6000
# | # | NWD Plus Traction | * | * | * | 1 |  | 1 | 350000 | 350000
# | # | Surgical Traction | Neenu | * | * | 1 |  | 1 | 350000 | 350000
# | # | Short Wave Diathermy | Meditech | * | * | 1 |  | 1 | 650000 | 650000
# | # | Nebulizer | Tellus | * | * | 1 |  | 1 | 6500 | 6500
# | # | Needle Cutter | Microsil | ND-120 | * | 1 |  | 1 | 1200 | 1200
# | SNCU | Domestic Refrigerator | Videocon | * | * | 1 |  | 1 | 15000 | 15000
# |  | Radiant Warmer | Phoenix | * | 5138 | 1 |  | 1 | 38000 | 38000
# |  | Radiant Warmer | Bird Meditech | * | * | 1 |  | 1 | 38000 | 38000
# |  | Oxygen Concentrator | * | * | * | 1 |  | 1 | 45000 | 45000
# |  | Radiant Warmer | Bird Meditech | * | * | 1 |  | 1 | 38000 | 38000
# |  | Radiant Warmer | Bird Meditech | * | * |  | 1 | 1 | 38000 | 38000
# |  | Radiant Warmer | Bird Meditech | * | * | 1 |  | 1 | 38000 | 38000
# |  | Radiant Warmer | Shreeyash | * | * |  | 1 | 1 | 38000 | 38000
# |  | Multi Para Monitor | Meditech | M747 | * |  | 1 | 1 | 80000 | 80000
# |  | Phototherapy | * | * | * | 1 |  | 1 | 15500 | 15500
# |  | Phototherapy | * | * | * | 1 |  | 1 | 15500 | 15500
# |  | Phototherapy | Phoenix | * | * | 1 |  | 1 | 15500 | 15500
# |  | Phototherapy | Bird Meditech | * | * | 1 |  | 1 | 15500 | 15500
# |  | Phototherapy | Phoenix | * | * | 1 |  | 1 | 15500 | 15500
# |  | Phototherapy | Bird Meditech | * | * | 1 |  | 1 | 15500 | 15500
# |  | Phototherapy | Shreeyash | * | * | 1 |  | 1 | 15500 | 15500
# |  | Phototherapy | * | * | * |  | 1 | 1 | 15500 | 15500
# |  | Oxygen Concentrator | Medoxy | JAY-5 | * | 1 |  | 1 | 45000 | 45000
# |  | Baby Weighing Machine | Swisser | * | * | 1 |  | 1 | 2500 | 2500
# |  | Weighing Machine | Gold Tech | * | * | 1 |  | 1 | 2500 | 2500
# |  | Suction Machine | Medi Star | HI-VAC | * | 1 |  | 1 | 6500 | 6500
# | SNCU | Suction Machine | Medi Star | HI-VAC | * | 1 |  | 1 | 6500 | 6500
# | LABOUR ROOM | Baby Weighing Machine | * | * | * | 1 |  | 1 | 2500 | 2500
# |  | Labour Table | * | * | * | 1 |  | 1 | 14000 | 14000
# |  | Needle Cutter | * | * | * | 1 |  | 1 | 1200 | 1200
# |  | Boiler | * | * | * | 1 |  | 1 | 6500 | 6500
# |  | SPOT Light | * | * | * |  | 1 | 1 | 6500 | 6500
# |  | Fetal Doppler | Mehar | * | * | 1 |  | 1 | 80000 | 80000
# |  | Suction Machine | Surgix | * | * | 1 |  | 1 | 6500 | 6500
# |  | SPOT Light | Surgi Craft | * | * | 1 |  | 1 | 6500 | 6500
# |  | Labour Table | * | * | * | 1 |  | 1 | 14000 | 14000
# |  | B. P. Apparatus | Diamond | * | 490 | 1 |  | 1 | 650 | 650
# |  | Labour Table | * | * | * | 1 |  | 1 | 14000 | 14000
# |  | Multi Para Monitor | NIDEK | * | * | 1 |  | 1 | 80000 | 80000
# |  | Radiant Warmer | Bird Meditech | * | * | 1 |  | 1 | 38000 | 38000
# |  | Oxygen Concentrator | Medoxy | 3AY 10 | * | 1 |  | 1 | 45000 | 45000
# |  | Suction Machine | G.I | * | * | 1 |  | 1 | 6500 | 6500
# |  | Radiant Warmer | Shreeyash | * | * | 1 |  | 1 | 38000 | 38000
# |  | Radiant Warmer | Shreeyash | * | * | 1 |  | 1 | 38000 | 38000
# |  | Radiant Warmer | Shreeyash | * | * | 1 |  | 1 | 38000 | 38000
# |  | Radiant Warmer | Shreeyash | * | * | 1 |  | 1 | 38000 | 38000
# | OT-1 | Diathermy | ALAN | * | * | 1 |  | 1 | 650000 | 650000
# |  | Diathermy | Xcel Lance | Shalya LX | * | 1 |  | 1 | 650000 | 650000
# |  | Needle Cutter | * | * | * | 1 |  | 1 | 1200 | 1200
# |  | Suction Machine | Jainco | * | * | 1 |  | 1 | 6500 | 6500
# |  | Aneasthesia Machine | GE | * | * | 1 |  | 1 | 450000 | 450000
# |  | Multi Para Monitor | Philips | M80048 | * | 1 |  | 1 | 80000 | 80000
# |  | OT Table | * | * | * | 1 |  | 1 | 45000 | 45000
# |  | OT Table | * | * | * | 1 |  | 1 | 45000 | 45000
# |  | Oxygen Concentrator | * | * | * | 1 |  | 1 | 45000 | 45000
# |  | Boyle's Apparatus | L & T | * | * | 1 |  | 1 | 65000 | 65000
# |  | Multi Para Monitor | NIDEK | * | * | 1 |  | 1 | 80000 | 80000
# |  | Radiant Warmer | * | * | * | 1 |  | 1 | 38000 | 38000
# |  | Suction Machine | Surgix | * | * | 1 |  | 1 | 6500 | 6500
# |  | Suction Machine | G.I. | * | * | 1 |  | 1 | 6500 | 6500
# |  | Ceiling Light | Surgicoin | * | * | 1 |  | 1 | 350000 | 350000
# |  | Ceiling Light | Surgicraft | * | * | 1 |  | 1 | 350000 | 350000
# |  | SPOT Light | * | * | * | 1 |  | 1 | 6500 | 6500
# | OT-2 | Boyle's Apparatus | Mind Ray | WATO EX-20 | * | 1 |  | 1 | 65000 | 65000
# |  | Multi Para Monitor | L & T | * | * | 1 |  | 1 | 80000 | 80000
# |  | Autoclave (Vertical) | * | * | * |  | 1 | 1 | 65000 | 65000
# |  | Boyle's Apparatus | Datex Ohmeda | * | * |  | 1 | 1 | 65000 | 65000
# |  | Suction Machine | * | * | * |  | 1 | 1 | 6500 | 6500
# |  | Microscope | * | * | * | 1 |  | 1 | 30000 | 30000
# |  | C-Arm | Prognosys | * | A70A15 001 | 1 |  | 1 | 800000 | 800000
# |  | Boyle's Apparatus | Endura | * | * |  | 1 | 1 | 65000 | 65000
# |  | Autoclave (Electronic) | Asia Innotech | * | * | 1 |  | 1 | 65000 | 65000
# |  | C-Arm | Allengers | * | 990493 |  | 1 | 1 | 800000 | 800000
# |  | Autoclave (Horizontal) | Esteem | * | * | 1 |  | 1 | 55000 | 55000
# |  | Ceiling Light | * | * | * |  | 1 | 1 | 350000 | 350000
# |  | Suction Machine | Jainco | * | * | 1 |  | 1 | 6500 | 6500
# |  | OT Table | * | * | * |  | 1 | 1 | 45000 | 45000
# |  | Domestic Refrigerator | Tropicana | * | * | 1 |  | 1 | 15000 | 15000
# | OT-2 | Fumigator | * | * | * | 1 |  | 1 | 4500 | 4500
# |  | Boiler | * | * | * | 1 |  | 1 | 6500 | 6500
# |  | Boiler | * | * | * |  | 1 | 1 | 6500 | 6500
# | SURGERY WARD | Autoclave | * | * | * | 1 |  | 1 | 55000 | 55000
# |  | Needle Cutter | Microsil | * | * | 1 |  | 1 | 1200 | 1200
# |  | Oxygen Concentrator | Medoxy | * | JAY-10 | 1 |  | 1 | 45000 | 45000
# | FEMALE MEDICAL WARD | Nebulizer | Mehar | * | * | 1 |  | 1 | 6500 | 6500
# | ICCU | Multi Para Monitor | Schillar | ERSNTA VCI | * | 1 |  | 1 | 80000 | 80000
# |  | Multi Para Monitor | L & T | Star 55 | * | 1 |  | 1 | 80000 | 80000
# |  | Multi Para Monitor | NIDEK | * | * | 1 |  | 1 | 80000 | 80000
# |  | Oxygen Concentrator | Tauras | * | * | 1 |  | 1 | 45000 | 45000
# |  | Defibrillator | * | * | * | 1 |  | 1 | 170000 | 170000
# |  | Suction Machine | G.I | * | * | 1 |  | 1 | 6500 | 6500
# |  | Suction Machine | Jainco | * | * | 1 |  | 1 | 6500 | 6500
# |  | Multi Para Monitor | NIDEK | * | * | 1 |  | 1 | 80000 | 80000
# | BLOOD BANK | BBR | Jewett | BB25 | * | 1 |  | 1 | 250000 | 250000
# |  | BBR | Haier | * | * | 1 |  | 1 | 250000 | 250000
# |  | Blood Donors Couche | Jainco | * | * | 1 |  | 1 | 75000 | 75000
# |  | Blood Donors Couche | Jainco | * | * | 1 |  | 1 | 75000 | 75000
# |  | Bio Mixer | Tesonic | * | * | 1 |  | 1 | 4500 | 4500
# |  | Bio Mixer | Tesonic | * | * | 1 |  | 1 | 4500 | 4500
# |  | Weighing Machine | Braun | * | * | 1 |  | 1 | 2500 | 2500
# |  | Needle Cutter | Ecoline | * | * | 1 |  | 1 | 1200 | 1200
# |  | Adult Weighing Machine | Doctor | * | * | 1 |  | 1 | 2500 | 2500
# |  | Needle Cutter | Microsil | * | * | 1 |  | 1 | 1200 | 1200
# |  | Centrifuge | Remi | R-8C | * | 1 |  | 1 | 6500 | 6500
# |  | Water Bath | Navyug | * | * | 1 |  | 1 | 4500 | 4500
# |  | Blood Storage Refrigerator | Hi care | * | * | 1 |  | 1 | 250000 | 250000
# |  | Incubator | * | * | * | 1 |  | 1 | 375000 | 375000
# |  | Incubator | * | * | * | 1 |  | 1 | 375000 | 375000
# |  | VDRL Rotator | Micro Technik | * | * | 1 |  | 1 | 4500 | 4500
# |  | Centrifuge | Remi | * | * | 1 |  | 1 | 6500 | 6500
# |  | Elisa Reader | Lab System | 352 | * | 1 |  | 1 | 200000 | 200000
# |  | Domestic Refrigerator | Godrej | Classic | * | 1 |  | 1 | 15000 | 15000
# |  | Elisa Washer | Lab System | * | * | 1 |  | 1 | 250000 | 250000
# |  | Autoclave (Vertical) | Nav Yug | * | * | 1 |  | 1 | 65000 | 65000
# | CASUALTY | B. P. Apparatus (Hg) | Pagoda | * | * | 1 |  | 1 | 1100 | 1100
# |  | B. P. Apparatus (Electrical) | * | DXJ-210 | * | 1 |  | 1 | 1100 | 1100
# |  | Suction Machine | Jainco | * | * | 1 |  | 1 | 6500 | 6500
# |  | Oxygen Concentrator | Medoxy | * | * | 1 |  | 1 | 45000 | 45000
# |  | Multi Para Monitor | NIDEK | Horizon | * | 1 |  | 1 | 80000 | 80000
# |  | Multi Para Monitor | NIDEK | Horizon | * | 1 |  | 1 | 80000 | 80000
# |  | Needle Cutter | Microsil | * | * | 1 |  | 1 | 1200 | 1200
# |  | Nebulizer | Mehar | * | * | 1 |  | 1 | 6500 | 6500
# |  | Domestic Refrigerator | LG | GL-195 RL4 | * | 1 |  | 1 | 17000 | 17000
# |  | Suction Machine | Jainco | * | * | 1 |  | 1 | 6500 | 6500
# |  | Domestic Refrigerator | LG | GL-195 RL4 | * | 1 |  | 1 | 17000 | 17000
# |  | Ventilator | Intermed | * | * | 1 |  | 1 | 350000 | 350000
# |  | Ventilator | Intermed | * | * | 1 |  | 1 | 350000 | 350000
# |  | Domestic Refrigerator | LG | GL-195 RL4 | * | 1 |  | 1 | 17000 | 17000
# |  | Oxygen Concentrator | Newmo Lite | * | * | 1 |  | 1 | 45000 | 45000
# |  | Domestic Refrigerator | LG | GL-195 RL4 | * | 1 |  | 1 | 17000 | 17000
# | CASUALTY | Domestic Refrigerator | LG | GL-195 RL4 | * | 1 |  | 1 | 17000 | 17000
# |  | Domestic Refrigerator | LG | GL-195 RL4 | * | 1 |  | 1 | 17000 | 17000
# |  | ECG Machine | Maestros | RXI-12 | * | 1 |  | 1 | 52000 | 52000
# | ECG DEPTT | ECG Machine | BPL | Cardiart 6208 | * | 1 |  | 1 | 52000 | 52000
# |  | ECG Machine | RMS | ECG-32 | * |  | 1 | 1 | 52000 | 52000
# |  | ECG Machine | RMS | Vesta 301i | * | 1 |  | 1 | 52000 | 52000
# | ICTC | Centrifuge | Remi | FILC-4023 | * | 1 |  | 1 | 6500 | 6500
# |  | Needle Cutter | Microsil | * | * | 1 |  | 1 | 1200 | 1200
# |  | Domestic Refrigerator | Godrej | * | * | 1 |  | 1 | 15000 | 15000
# |  | Incubator | * | * | * | 1 |  | 1 | 375000 | 375000
# |  | VDRL Rotator | * | * | * | 1 |  | 1 | 4500 | 4500
# |  | Water Bath | * | * | * | 1 |  | 1 | 4500 | 4500
# |  | Incubator | Lab Master | * | * | 1 |  | 1 | 375000 | 375000
# |  | Autoclave | * | * | * |  | 1 | 1 | 55000 | 55000
# |  | B. P. Apparatus | Pagoda | * | 254217 |  | 1 | 1 | 650 | 650
# | DENTAL DEPTT | Light Curing Unit | Denta Merica | * | A11029 | 1 |  | 1 | 10000 | 10000
# |  | Light Curing Unit | Unicorn | * | * | 1 |  | 1 | 10000 | 10000
# |  | Needle Cutter | Microsil | * | * | 1 |  | 1 | 1200 | 1200
# |  | Glass Bead Sterilizer | Confident | * | * | 1 |  | 1 | 7000 | 7000
# |  | Dental Chair | GNATUS | * | * | 1 |  | 1 | 150000 | 150000
# |  | UV Sterilizer | * | * | * | 1 |  | 1 | 7000 | 7000
# |  | Dental Chair | GNATUS | * | * | 1 |  | 1 | 150000 | 150000
# |  | Needle Cutter | * | * | * | 1 |  | 1 | 1200 | 1200
# |  | Light Curing Unit | AP029 | LA 500 | 201003 |  | 1 | 1 | 10000 | 10000
# |  | UV Sterilizer | * | * | 90324017 |  | 1 | 1 | 7000 | 7000
# |  | UV Sterilizer | * | * | * | 1 |  | 1 | 7000 | 7000
# |  | Needle Cutter | Microsil | * | * | 1 |  | 1 | 1200 | 1200
# |  | Dental Chair | GNATUS | * | * | 1 |  | 1 | 150000 | 150000
# |  | Light Curing Unit | Unicorn | LUX V | * | 1 |  | 1 | 10000 | 10000
# |  | Autoclave | * | * | * | 1 |  | 1 | 55000 | 55000
# |  | Radio Visual Graphy (RVG, X Ray) | ARDENT-70 DX | * | 440 | 1 |  | 1 | 450000 | 450000
# |  | Radio Visual Graphy (RVG, X Ray) | * | * | S1360018D5 | 1 |  | 1 | 450000 | 450000
# |  | Scalar | Unicorn | * | * | 1 |  | 1 | 4500 | 4500
# |  | Dental Chair | * | * | * | 1 |  | 1 | 150000 | 150000
# |  | Domestic Refrigerator | Tropicana | * | * |  | 1 | 1 | 15000 | 15000
# |  | B. P. Apparatus | Pagoda | * | * | 1 |  | 1 | 650 | 650
# |  | B. P. Apparatus (Hg) | * | * | * | 1 |  | 1 | 1100 | 1100
# | # | Ultrasound Machine | GE | Logic 200 | * | 1 |  | 1 | 450000 | 450000
# | # | Ultrasound Machine | SIEMENS | * | * | 1 |  | 1 | 450000 | 450000
# | # | X-Ray Machine | SIEMENS | 100744 33 | 31175 | 1 |  | 1 | 450000 | 450000
# | # | C-Arm | SIEMENS | Vista CR | * | 1 |  | 1 | 800000 | 800000
# | # | CT Scan | Toshiba | Asteion | * | 1 |  | 1 | 450000 | 450000
# | # | X-Ray Machine | SIEMENS | * | * |  | 1 | 1 | 450000 | 450000
# | # | X-Ray Machine | Allengers | * | * | 1 |  | 1 | 450000 | 450000
# | # | Dental X Ray | Villa System | * | * |  | 1 | 1 | 450000 | 450000
# | # | Dental X Ray | Medico | * | * | 1 |  | 1 | 450000 | 450000
# | RNTCP LAB | Water Bath | Perfect | * | * | 1 |  | 1 | 4500 | 4500
# |  | Microscope | Nikon | VS2 | 1102807 |  | 1 | 1 | 30000 | 30000
# |  | Microscope | MLW | * | * |  | 1 | 1 | 30000 | 30000
NOTE
[6 empty] | Total No.of Equipment |  |  |  | 199
# | Not Created / Not Found |  |  |  |  | Total Equipment Cost |  |  |  | 21247650
* | Not Available |  |  |  |  | Total CMC Value |  |  |  | 1487335.5

## CIVIL HOSPITAL TAUNI DEVI
Name of Consultant :- | [6 empty] | Date:- |  | 2015-06-24
Name of Dist./Type of Facility/Name of the Facility :- |  |  |  |  | Civil Hospital Tauni Devi
Equipment ID | Department | Equipment Description | Manufacturer | Model No. | Serial No. | Functional Status |  | Qty. | Approx Cost of Each Equipment | Total Cost of Equipment
[6 empty] | W | NW
# | LAB | Domestic Refrigerator | Leonard | * | * | 1 |  | 1 | 15000 | 15000
# |  | Needle Cutter | Microsil | * | * | 1 |  | 1 | 1200 | 1200
# |  | Water Bath | * | * | * | 1 |  | 1 | 4500 | 4500
# |  | Centrifuge | * | * | * | 1 |  | 1 | 6500 | 6500
# |  | Microscope | Nikon | YS2 | 1102760 | 1 |  | 1 | 30000 | 30000
# |  | Water Bath | Labtop | HW8-20 | 14024090 | 1 |  | 1 | 4500 | 4500
# |  | Microscope | ALCO | VXL Plus | M-30019 | 1 |  | 1 | 30000 | 30000
# |  | Centrifuge | * | * | * |  | 1 | 1 | 6500 | 6500
# |  | Incubator | Hi Care | HBI-40 | 140240 77 | 1 |  | 1 | 375000 | 375000
# |  | Auto Analyzer | Erba | Chem-5 Plus | 1003127 | 1 |  | 1 | 225000 | 225000
# |  | Cell Counter | UBM | FX-19 | 3000ET01C05 | 1 |  | 1 | 350000 | 350000
# | MINOR OT | Needle Cutter | Dust Tray | * | * | 1 |  | 1 | 1200 | 1200
# |  | Autoclave | * | * | * | 1 |  | 1 | 55000 | 55000
# |  | Boiler | * | * | * | 1 |  | 1 | 6500 | 6500
# | LABOUR ROOM | Labour Table | * | * | * | 1 |  | 1 | 14000 | 14000
# |  | Baby Weighing Machine | * | * | * | 1 |  | 1 | 2500 | 2500
# |  | Baby Weighing Machine | Swisser | * | * | 1 |  | 1 | 2500 | 2500
# |  | Oxygen Concentrator | Medoxy | JAY-10 | * | 1 |  | 1 | 45000 | 45000
# |  | Radiant Warmer | Meditrin | * | * | 1 |  | 1 | 38000 | 38000
# |  | Suction Machine | * | * | * | 1 |  | 1 | 6500 | 6500
# |  | Labour Table | * | * | * | 1 |  | 1 | 14000 | 14000
# |  | SPOT Light | * | * | * | 1 |  | 1 | 6500 | 6500
# |  | Radiant Warmer | Shreeyash | * | * | 1 |  | 1 | 38000 | 38000
# |  | B. P. Apparatus (Hg) | Pagoda | * | 226964 | 1 |  | 1 | 1100 | 1100
# | GENERAL WARD | Oxygen Concentrator | Medoxy | JAY-10 | * | 1 |  | 1 | 45000 | 45000
# |  | Domestic Refrigerator | Samsung | * | * | 1 |  | 1 | 15000 | 15000
# | LABOUR ROOM | Fetal Doppler | BPL | * | * | 1 |  | 1 | 80000 | 80000
# | CASUALTY | Oxygen Concentrator | Aircep | * | * | 1 |  | 1 | 45000 | 45000
# |  | Autoclave | Jain Surgical | * | * | 1 |  | 1 | 55000 | 55000
# | CASUALTY | Nebulizer | Dr Trust | 403C | * | 1 |  | 1 | 6500 | 6500
# | GENERAL WARD | Nebulizer | Dr Trust | * | * | 1 |  | 1 | 6500 | 6500
# | LABOUR ROOM | Nebulizer | Dr Trust | * | * | 1 |  | 1 | 6500 | 6500
# | OT | Autoclave | * | * | * |  | 1 | 1 | 55000 | 55000
# |  | Boiler | * | * | * | 1 |  | 1 | 6500 | 6500
# |  | Needle Cutter | * | * | * | 1 |  | 1 | 1200 | 1200
# | MCH | Baby Weighing Machine | NISKI | * | * | 1 |  | 1 | 2500 | 2500
# |  | Adult Weighing Machine | Suvarna | * | * | 1 |  | 1 | 2500 | 2500
# |  | ILR | Vest Frost | * | * | 1 |  | 1 | 300000 | 300000
# |  | Deep Freezer | Vest Frost | * | * | 1 |  | 1 | 150000 | 150000
# |  | Adult Weighing Machine | Kohinoor | * | * |  | 1 | 1 | 2500 | 2500
# | DENTAL DEPTT | Needle Cutter | Microsil | * | * | 1 |  | 1 | 1200 | 1200
# |  | Dental Chair | GNATUS | * | * | 1 |  | 1 | 150000 | 150000
# |  | Dental Chair | GNATUS | * | * | 1 |  | 1 | 150000 | 150000
# |  | Ultrasonic Scalar | Unicorn | ART-P6 | AA13440 | 1 |  | 1 | 1500 | 1500
# |  | Ultrasonic Scalar | Unicorn | ART-P6 | AA06319 | 1 |  | 1 | 1500 | 1500
# |  | Light Curing Unit | * | * | * | 1 |  | 1 | 10000 | 10000
# | DENTAL DEPTT | Light Curing Unit | * | * | * | 1 |  | 1 | 10000 | 10000
# |  | Ultrasonic Cleaner | Unicorn | * | 1110115611 | 1 |  | 1 | 1500 | 1500
# |  | Boiler | * | * | * | 1 |  | 1 | 6500 | 6500
# |  | Boiler | * | * | * |  | 1 | 1 | 6500 | 6500
# |  | Boiler | * | * | * |  | 1 | 1 | 6500 | 6500
# |  | Autoclave | * | * | * | 1 |  | 1 | 55000 | 55000
# |  | Dental Chair | * | * | * | 1 |  | 1 | 150000 | 150000
# | ICTC | Hot Air Oven | Ascent | * | * | 1 |  | 1 | 4500 | 4500
# |  | Needle Cutter | Microsil | * | * | 1 |  | 1 | 1200 | 1200
# |  | Centrifuge | Remi | R-8C | * | 1 |  | 1 | 6500 | 6500
# |  | Domestic Refrigerator | Samsung | * | * | 1 |  | 1 | 15000 | 15000
# | BLOOD BANK | ILR | Voltas | * | * | 1 |  | 1 | 300000 | 300000
# |  | BBR | Jove | * | R11101234 |  | 1 | 1 | 250000 | 250000
# |  | Domestic Refrigerator | Videocon | VKE204 | * | 1 |  | 1 | 15000 | 15000
# | RADIOLOGY | X-Ray Machine | Allengers | 525-FC-8FD | * | 1 |  | 1 | 450000 | 450000
# |  | ECG Machine | BPL | * | * | 1 |  | 1 | 52000 | 52000
# |  | Ultrasound Machine | * | * | 540 | 1 |  | 1 | 450000 | 450000
NOTE
[6 empty] | Total No.of Equipment |  |  |  | 63
# | Not Created / Not Found |  |  |  |  | Total Equipment Cost |  |  |  | 4153100
* | Not Available |  |  |  |  | Total CMC Value |  |  |  | 290717

## PHC CHAKMOH
Name of Consultant :- | [6 empty] | Date:- |  | 2015-06-26
Name of Dist./Type of Facility/Name of the Facility :- |  |  |  |  | PHC Chakmoh
Equipment ID | Department | Equipment Description | Manufacturer | Model No. | Serial No. | Functional Status |  | Qty. | Approx Cost of Each Equipment | Total Cost of Equipment
[6 empty] | W | NW
# | # | B. P. Apparatus | Pagoda | * | 272315 | 1 |  | 1 | 650 | 650
# | # | B. P. Apparatus | Pagoda | * | 288341 |  | 1 | 1 | 650 | 650
# | # | Needle Cutter | Soundtek | * | * | 1 |  | 1 | 1200 | 1200
# | # | Boiler | * | * | * | 1 |  | 1 | 6500 | 6500
# | # | ILR | Vest Frost | MK144 | * | 1 |  | 1 | 300000 | 300000
# | # | Deep Freezer | Haier | HVD/116 | * | 1 |  | 1 | 150000 | 150000
# | # | Adult Weighing Machine | Krups | * | * | 1 |  | 1 | 2500 | 2500
NOTE
[6 empty] | Total No.of Equipment |  |  |  | 7
# | Not Created / Not Found |  |  |  |  | Total Equipment Cost |  |  |  | 461500
* | Not Available |  |  |  |  | Total CMC Value |  |  |  | 32305

## PHC BHOTA
Name of Consultant :- | [6 empty] | Date:- |  | 2015-06-26
Name of Dist./Type of Facility/Name of the Facility :- |  |  |  |  | PHC Bhota
Equipment ID | Department | Equipment Description | Manufacturer | Model No. | Serial No. | Functional Status |  | Qty. | Approx Cost of Each Equipment | Total Cost of Equipment
[6 empty] | W | NW
# | MINOR OT | Needle Cutter | Saratech | * | * | 1 |  | 1 | 1200 | 1200
# |  | Sterilizer | * | * | * | 1 |  | 1 | 6500 | 6500
# |  | Suction Machine | * | * | * | 1 |  | 1 | 6500 | 6500
# | EMERGENCY | ECG Machine | RMS | Vesta 301 i | * | 1 |  | 1 | 52000 | 52000
# |  | ECG Machine | Allengers | PISCES | * | 1 |  | 1 | 52000 | 52000
# |  | Multi Para Monitor | Nidek | * | * | 1 |  | 1 | 80000 | 80000
# |  | Nebulizer | Medel | * | * | 1 |  | 1 | 6500 | 6500
# |  | Oxygen Concentrator | BPL | OG4203 | * | 1 |  | 1 | 45000 | 45000
# | LABOUR ROOM | Labour Table | * | * | * | 1 |  | 1 | 14000 | 14000
# |  | Needle Cutter | Microsil | * | * | 1 |  | 1 | 1200 | 1200
# |  | Needle Cutter | Microsil | * | * | 1 |  | 1 | 1200 | 1200
# |  | SPOT Light | * | * | * |  | 1 | 1 | 6500 | 6500
# |  | Oxygen Concentrator | BPL | OG03 | * | 1 |  | 1 | 45000 | 45000
# |  | Boiler | Life Plus | * | * | 1 |  | 1 | 6500 | 6500
# |  | Baby Weighing Machine | Crown | * | * | 1 |  | 1 | 2500 | 2500
# |  | Radiant Warmer | Neo Care | * | * | 1 |  | 1 | 38000 | 38000
# |  | Baby Weighing Machine | Gold Tech | * | * | 1 |  | 1 | 2500 | 2500
# |  | Suction Machine | * | * | * | 1 |  | 1 | 6500 | 6500
# | LAB | Domestic Refrigerator | Electro Lux | * | * | 1 |  | 1 | 15000 | 15000
# |  | Microscope | Ajay | * | * | 1 |  | 1 | 30000 | 30000
# |  | Auto Analyzer | Erba | * | * | 1 |  | 1 | 225000 | 225000
# |  | Incubator | * | * | * |  | 1 | 1 | 375000 | 375000
# |  | Sterilizer | * | * | * |  | 1 | 1 | 6500 | 6500
# |  | Needle Cutter | Microsil | * | * | 1 |  | 1 | 1200 | 1200
# |  | Centrifuge | * | * | * |  | 1 | 1 | 6500 | 6500
# | OT | Autoclave | * | * | * | 1 |  | 1 | 55000 | 55000
# |  | Needle Cutter | Saratech | * | * | 1 |  | 1 | 1200 | 1200
# |  | SPOT Light | * | * | * |  | 1 | 1 | 6500 | 6500
# | MCH | Weighing Machine | Crown | * | * | 1 |  | 1 | 2500 | 2500
# |  | Needle Cutter | Saratech | * | * | 1 |  | 1 | 1200 | 1200
# |  | Deep Freezer | Vest Frost | 8B142 | * | 1 |  | 1 | 150000 | 150000
# |  | ILR | Vest Frost | MK144 | * | 1 |  | 1 | 300000 | 300000
# |  | Baby Weighing Machine | * | * | * | 1 |  | 1 | 2500 | 2500
# |  | Needle Cutter | Microsil | * | * | 1 |  | 1 | 1200 | 1200
# | OPD | B. P. Apparatus | DXJ-210 | * | * | 1 |  | 1 | 650 | 650
NOTE
[6 empty] | Total No.of Equipment |  |  |  | 35
# | Not Created / Not Found |  |  |  |  | Total Equipment Cost |  |  |  | 1553550
* | Not Available |  |  |  |  | Total CMC Value |  |  |  | 108748.5

## PHC BHARERI
Name of Consultant :- | [6 empty] | Date:- |  | 2015-06-25
Name of Dist./Type of Facility/Name of the Facility :- |  |  |  |  | PHC Bhareri
Equipment ID | Department | Equipment Description | Manufacturer | Model No. | Serial No. | Functional Status |  | Qty. | Approx Cost of Each Equipment | Total Cost of Equipment
[6 empty] | W | NW
# | # | Microscope | Punjab Scientific | MLW | * | 1 |  | 1 | 30000 | 30000
# | # | Centrifuge | * | * | * | 1 |  | 1 | 6500 | 6500
# | # | Needle Cutter | SRK | * | * | 1 |  | 1 | 1200 | 1200
# | # | Weighing Machine | * | * | * |  | 1 | 1 | 2500 | 2500
# | # | Needle Cutter | Dust Ray | * | * |  | 1 | 1 | 1200 | 1200
# | # | Weighing Machine | * | * | * | 1 |  | 1 | 2500 | 2500
# | # | B. P. Apparatus | Life Line | * | * | 1 |  | 1 | 650 | 650
# | # | Domestic Refrigerator | Haier | * | * | 1 |  | 1 | 15000 | 15000
# | # | Needle Cutter | Dust Ray | * | * | 1 |  | 1 | 1200 | 1200
# | # | Needle Cutter | Dust Ray | * | * |  | 1 | 1 | 1200 | 1200
# | # | Needle Cutter | Dust Ray | * | * |  | 1 | 1 | 1200 | 1200
# | # | Needle Cutter | Dust Ray | * | * |  | 1 | 1 | 1200 | 1200
# | # | Needle Cutter | Dust Ray | * | * | 1 |  | 1 | 1200 | 1200
# | # | Sterilizer | * | * | * | 1 |  | 1 | 6500 | 6500
# | # | Needle Cutter | Dust Ray | * | * | 1 |  | 1 | 1200 | 1200
# | # | Suction Machine | * | * | * | 1 |  | 1 | 6500 | 6500
# | # | B. P. Apparatus | Elite | * | 187824 | 1 |  | 1 | 650 | 650
# | # | Deep Freezer | Vest Frost | BB142 | 25010778 | 1 |  | 1 | 150000 | 150000
# | # | ILR | Vest Frost | MK142 | 25117632 | 1 |  | 1 | 300000 | 300000
# | # | Autoclave | * | * | * | 1 |  | 1 | 55000 | 55000
# | # | Autoclave | * | * | * |  |  | 1 | 55000 | 55000
# | # | Sterilizer | * | * | * | 1 |  | 1 | 6500 | 6500
# | # | Dental Chair | GNATUS | * | * | 1 |  | 1 | 150000 | 150000
# | # | Needle Cutter | Dust Ray | * | * | 1 |  | 1 | 1200 | 1200
# | # | Light Cure Unit | LUX,V | * | * | 1 |  | 1 | 10000 | 10000
# | # | B. P. Apparatus | * | * | * | 1 |  | 1 | 650 | 650
NOTE
[6 empty] | Total No.of Equipment |  |  |  | 26
# | Not Created / Not Found |  |  |  |  | Total Equipment Cost |  |  |  | 808750
* | Not Available |  |  |  |  | Total CMC Value |  |  |  | 56612.5