## Civil Hospital
MASTER EQUIPMENT BASE
Name of District-Hisar Type of facility- Civil Hospital Name of the Facility-GH Hisar
S.no | Equipment category | Equipment name | Qty | Manufacturer | Model | Equipment S.No. | Installation date(m-yy) | Under Warranty(Y=1/N=0) | Warranty Upto(m-yy) | AMC/CMC(Y=1,N=0) | AMC/CMC upto(m/yy) | Working status
[12 empty] | W | NW
1 | Radiology | 500 M.A. X-ray machine | 1 | Allengers | 525/F/MCT | Control Panel- 2K100250095 X-ray Tube-E-090865/C-090823 | 1.12 | 0 | NA | 1 | 6.2015 | W
2 | Radiology | 300 M.A. X-ray machine | 1 | Allengers | 325/FC/Allpose | E090854/C-090853 | 1.12 | 0 | NA | 1 | 6.2015 | W
3 | Radiology | 100 M.A. X-ray machine | 1 | Allengers | 100FC | 2K100210097-X & 9090779 | 1.12 | 0 | NA | 1 | 6.2015 | W
4 | Radiology | X-ray 300ma | 1 | WIPRO GE | NA | E90384 | NA | 0 | NA | 0 | NA |  | NW
5 | Radiology | X-ray 30ma | 1 | ESCORTS | NA | NA | NA | 0 | NA | 0 | NA |  | NW
6 | Radiology | X-ray 15ma | 1 | Bio max | NA | NA | NA | 0 | NA | 0 | NA |  | NW
7 | Radiology | Mammography Unit | 1 | Allengers | MAM 4035 with Automatic exposure control | 2K1002006-M | 1.12 | 0 | NA | 1 | 6.2015 | W
8 | Radiology | Echocardiogram | 1 | L&T Med | Scintilla | M/C Sr No. DO9L4022, Convex Probe sr no.99814 | 3.11 | 0 | NA | 1 | 6.2016 | W
9 | Radiology | C R SYSTEM | 1 | Fujifilm | Capsula X | 06127228 & Drypix 7000 sr no. 97239690 | 2.12 | 0 | NA | 1 | 7.2016 | W
10 | Radiology | C R SYSTEM | 1 | AGFA | DRY STAR 4500M | NA | 8.2006 | 0 | NA | 0 | NA |  | NW
11 | Radiology | ULTRASOUND | 1 | TOSHIBA | CC-15M71-MA | 16115415 | 5.2008 | 0 | NA | 0 | NA |  | NW
12 | OT | C-ARM (Mobile) | 1 | Medtronics | Surgico-60DHF6 | G9K113 | 11.09 | 0 | NA | 0 | NA | W
13 | OT | O.T- LIGHT | 1 | SURGICON | NA | NA | NA | 0 | NA | 0 | NA | W
14 | OT | ANAESTHESIA | 1 | Datex Omeda | Boyle tec | 137/a2/2001 | NA | 0 | NA | 0 | NA |  | NW
15 | OT | ANAESTHESIA | 1 | Datex Omeda | Boyel basic | 0317/a1/2001 | NA | 0 | NA | 0 | NA |  | NW
16 | OT | Pulse oximeter | 1 | Datex Omeda | NA | FBFE01365 | NA | 0 | NA | 0 | NA |  | NW
17 | OT | Pulse oximeter | 1 | Bio nics | BPM200 | 125-DS003 | NA | 0 | NA | 0 | NA |  | NW
18 | OT | Defibrillater | 1 | Phillips | Heart start xl | US00452732 | 6.07 | 0 | NA | 0 | NA | W
19 | OT | O.T- TABLE | 1 | Cognate(manual) | ss-2000 | NA | 8.06 | 0 | NA | 1 | 6.2016 | W
20 | OT | O.T- TABLE | 1 | Cognate(manual) | 40L06 | NA | 8.06 | 0 | NA | 1 | 6.2016 | W
21 | OT | O.T- TABLE | 1 | Cognate | orthopeadic Electro hydrodual | NA | NA | 0 | NA | 1 | 6.2016 | W
22 | OT | O.T- LIGHT ceilling Shadowless | 1 | Cognate | NA | NA | 9.07 | 0 | NA | 1 | 6.2016 | W
23 | OT | O.T- LIGHT(Shadowless) | 1 | Cognate | NA | NA | 10.09 | 0 | NA | 1 | 6.2016 | W
24 | OT | O.T- LIGHT(Shadowless) | 1 | Cognate | NA | NA | 10.09 | 0 | NA | 1 | 6.2016 | W
25 | OT | Vertical autoclave | 1 | YORCO | STERI(YSU-404) | 91-1441 | 8.2009 | 0 | NA | 0 | NA |  | NW
26 | OT | Vertical autoclave | 1 | NA | STERI | NA | 9.09 | 0 | NA | 0 | NA |  | NW
27 | OT | Operating microscope | 1 | Gurgion | GR-376PL | NA | NA | 0 | NA | 0 | NA | W
28 | OT | LAPROSCOPE | 1 | SURGIFLATOR | 0102CA | 315/FO1-NO3300/F01 | NA | 0 | NA | 1 | 6.2016 | W
29 | OT | Operating microscope | 1 | Veoscope | M-5 | NA | 7.07 | 0 | NA | 1 | 6.2016 | W
30 | OT | OPTICAL CAMERA SYSTEM | 1 | Veoscope | M-5 | NA | 7.07 | 0 | NA | 1 | 6.2016 | W
31 | OT | Sunction machine | 1 | Anand medicare | Hi-Vac | 2H4129 | NA | 0 | NA | 1 | 6.2016 | W
32 | OT | syring bioler | 1 | Equipment -De-Chandigarh | NA | 9289 | NA | 0 | NA | 1 | 6.2016 | W
33 | OT | Laryngeoscope | 1 | NA | NA | NA | 2.08 | 0 | NA | 1 | 6.2016 | W
34 | OT | Operation Table Hydraulic Major | 1 | Cognate | SS1100 | NA | 3.11 | 0 | NA | 1 | 6.2016 | W
35 | OT | Operation Table Hydraulic Major | 1 | Cognate | SS1100 | NA | 3.11 | 0 | NA | 1 | 6.2016 | W
36 | OT | Operation Table Hydraulic Major | 1 | Cognate | SS1100 | NA | 3.11 | 0 | NA | 1 | 6.2016 | W
37 | OT | Operation Table Hydraulic Major | 1 | Cognate | SS1100 | NA | 3.11 | 0 | NA | 1 | 6.2016 | W
38 | OT | Operating table Orthopedic | 1 | Cognate | SS1100 | NA | 3.11 | 0 | NA | 1 | 6.2016 | W
39 | OT | Shadowless lamp ceiling type major | 1 | Cognate | NA | NA | 3.11 | 0 | NA | 1 | 6.2016 | W
40 | OT | Shadowless lamp ceiling type major | 1 | Cognate | NA | NA | 3.11 | 0 | NA | 1 | 6.2016 | W
41 | OT | Shadowless Lamp stand model | 1 | Cognate | NA | NA | 3.11 | 0 | NA | 1 | 6.2016 | W
42 | OT | Focus lamp Ordinary | 1 | Embee Diagnostics | NA | NA | 3.11 | 0 | NA | 1 | 6.2016 | W
43 | OT | Focus lamp Ordinary | 1 | Embee Diagnostics | NA | NA | 3.11 | 0 | NA | 1 | 6.2016 | W
44 | OT | Diathermy Machine (Electric Cautery) | 1 | L&T Med | Maestro Plus | E09A1466 | 3.11 | 0 | NA | 1 | 6.2016 | W
45 | OT | Diathermy Machine (Electric Cautery) | 1 | L&T Med | Maestro Plus | E09A1467 | 3.11 | 0 | NA | 1 | 6.2016 | W
46 | OT | Suction Apparatus - Electrical | 1 | SISCO | NA | 100111275 | 10.1 | 0 | NA | 1 | 6.2016 | W
47 | OT | Suction Apparatus - Electrical | 1 | SISCO | NA | 100111254 | NA | 0 | NA | 1 | 6.2016 | W
48 | OT | Suction Apparatus - Electrical | 1 | SISCO | NA | 100111279 | NA | 0 | NA | 1 | 6.2016 | W
49 | OT | Suction Apparatus - Electrical | 1 | SISCO | NA | 100111276 | NA | 0 | NA | 1 | 6.2016 | W
50 | OT | Suction Apparatus - Foot operated | 1 | SISCO | NA | NA | 1.12 | 0 | NA | 1 | 6.2016 | W
51 | OT | Suction Apparatus - Foot operated | 1 | SISCO | NA | NA | NA | 0 | NA | 1 | 6.2016 | W
52 | OT | Suction Apparatus - Foot operated | 1 | SISCO | NA | NA | NA | 0 | NA | 1 | 6.2016 | W
53 | OT | Suction Apparatus - Foot operated | 1 | SISCO | NA | NA | NA | 0 | NA | 1 | 6.2016 | W
54 | OT | Ultra violet lamp philips model 4 feet | 1 | Embee Diagnostics | NA | NA | 3.11 | 0 | NA | 1 | 6.2016 | W
55 | OT | Ultra violet lamp philips model 4 feet | 1 | Embee Diagnostics | NA | NA | 3.11 | 0 | NA | 1 | 6.2016 | W
56 | OT | Ultra violet lamp philips model 4 feet | 1 | Embee Diagnostics | NA | NA | 3.11 | 0 | NA | 1 | 6.2016 | W
57 | OT | Ultra violet lamp philips model 4 feet | 1 | Embee Diagnostics | NA | NA | 3.11 | 0 | NA | 1 | 6.2016 | W
58 | OT | Crash Cart | 1 | Janak | NA | NA | 3.11 | 0 | NA | 1 | 6.2016 | W
59 | OT | Crash Cart | 1 | Janak | NA | NA | 3.11 | 0 | NA | 1 | 6.2016 | W
60 | OT | Refrigerator 250 Litres | 1 | Non medical | NA | NA | 3.11 | 0 | NA | 1 | 6.2016 | W
61 | OT | Bi Pap | 1 | Trimline Medical System | harmony | 5208266 | 4.11 | 0 | NA | 1 | 6.2016 | W
62 | Physiotherapy | Short Wave Diathermy | 1 | IRT | SWD500 | NA | NA | 0 | NA | 0 | NA | W
63 | Physiotherapy | Muscle Stimulator | 1 | Indian healosurg(P) Ltd | NA | NA | NA | 0 | NA | 0 | NA | W
64 | Physiotherapy | Ultrasonic Therapy Unit | 1 | Indian healosurg(P) Ltd | Solid State | NA | NA | 0 | NA | 0 | NA | W
65 | Physiotherapy | Treadmill | 1 | Sharpfit | NA | NA | NA | 0 | NA | 0 | NA | W
66 | Physiotherapy | stepper | 1 | Sharpfit | NA | NA | NA | 0 | NA | 0 | NA | W
67 | Physiotherapy | Traction Unit | 1 | Indian healosurg(P) Ltd | NA | NA | NA | 0 | NA | 0 | NA | W
68 | Physiotherapy | Cont. Passive Movement unit | 1 | Indian healosurg(P) Ltd | NA | NA | NA | 0 | NA | 0 | NA | W
69 | Physiotherapy | Wax Therapy Unit | 1 | NA | NA | NA | NA | 0 | NA | 0 | NA | W
70 | Physiotherapy | Weighing Machine | 1 | NA | NA | NA | NA | 0 | NA | 0 | NA | W
71 | Physiotherapy | Exercising Cycle | 1 | Sharpfit | NA | NA | NA | 0 | NA | 0 | NA | W
72 | NICU | Radiant Warmer | 1 | Phoenixmedical system | NA | NA | NA | 0 | NA | 0 | NA | W
73 | NICU | Radiant Warmer | 1 | Phoenixmedical system | NA | NA | NA | 0 | NA | 0 | NA | W
74 | NICU | Radiant Warmer | 1 | Phoenixmedical system | NA | NA | NA | 0 | NA | 0 | NA | W
75 | NICU | Radiant Warmer | 1 | Phoenixmedical system | NA | NA | NA | 0 | NA | 0 | NA | W
76 | NICU | Radiant Warmer | 1 | Phoenixmedical system | NA | NA | NA | 0 | NA | 0 | NA | W
77 | NICU | Nicu Incubator | 1 | Phoenixmedical system | inc-100 | 2310 | NA | 0 | NA | 1 | 6.2016 |  | NW
78 | NICU | Nicu Incubator | 1 | Phoenixmedical system | inc-100 | 2311 | NA | 0 | NA | 1 | 6.2016 |  | NW
79 | NICU | Nicu Incubator | 1 | Phoenixmedical system | inc-100 | 2309 | NA | 0 | NA | 1 | 6.2016 |  | NW
80 | NICU | Phototherapy Unit | 1 | Phoenixmedical system | CFL 100 | 3958, | 2010-09-01 | 0 | NA | 1 | 6.2016 | W
81 | NICU | Phototherapy Unit | 1 | Phoenixmedical system | CFL 100 | 3959 | 2010-09-01 | 0 | NA | 1 | 6.2016 | W
82 | NICU | Room Warmer | 1 | NA | NA | NA | 2010-09-01 | 0 | NA | 0 | NA | W
83 | NICU | Room Warmer | 1 | NA | NA | NA | 2010-09-01 | 0 | NA | 0 | NA | W
84 | NICU | Foetal Doppler | 1 | SISCO | NA | NA | 2011-03-01 | 0 | NA | 1 | 6.2016 | W
85 | NICU | Foetal Doppler | 1 | SISCO | NA | NA | 2011-03-01 | 0 | NA | 1 | 6.2016 | W
86 | NICU | Foetal Doppler | 1 | SISCO | NA | NA | 2011-03-01 | 0 | NA | 1 | 6.2016 | W
87 | NICU | Foetal Doppler | 1 | SISCO | NA | NA | 2011-03-01 | 0 | NA | 1 | 6.2016 | W
88 | NICU | Vacuum extractor metal | 1 | SISCO | NA | NA | 2010-10-01 | 0 | NA | 1 | 6.2016 | W
89 | NICU | Vacuum extractor metal | 1 | SISCO | NA | NA | 2010-11-01 | 0 | NA | 1 | 6.2016 | W
90 | NICU | Basic Obstetric set | 1 | SISCO | NA | NA | 2010-11-01 | 0 | NA | 1 | 6.2016 | W
91 | NICU | Nebulizer baby | 1 | SISCO | NA | 91073 | 2011-02-01 | 0 | NA | 1 | 6.2016 | W
92 | NICU | Nebulizer baby | 1 | SISCO | NA | 91738, | 2011-02-01 | 0 | NA | 1 | 6.2016 | W
93 | NICU | Weighing machine infant | 1 | NA | NA | NA | 2011-02-01 | 0 | NA | 1 | 6.2016 | W
94 | NICU | Electronic Weighing Scale Table | 1 | Braun | NA | NA | 2010-03-01 | 0 | NA | 1 | 6.2016 | W
95 | NICU | Electronic Weighing Scale Table | 1 | SUNSTAR | SST-30 | NA | 2010-04-01 | 0 | NA | 1 | 6.2016 | W
96 | NICU | Phototherapy Double Surface Unit(with CFL) | 1 | Carewel | NA | NA | 2010-04-01 | 0 | NA | 1 | 6.2016 | W
97 | NICU | Pulse Oximeter with radient probe | 1 | BPL | po-5835 | CMMG9M5591 | 2010-04-01 | 0 | NA | 1 | 6.2016 | W
98 | NICU | Suction Machine Electronic(0.5 KW) | 1 | Anand | HI-VAC | OBH5269 | 2010-03-01 | 0 | NA | 1 | 6.2016 | W
99 | NICU | Suction Machine Electronic(0.5 KW) | 1 | Anand | HI-VAC | NA | 2010-04-01 | 0 | NA | 1 | 6.2016 | W
100 | NICU | OXYGEN CYILENDER( 5 NOS) | 1 | NA | NA | NA | NA | 0 | NA | 0 | NA | W
101 | NICU | Pulse Oximeter (baby+ adult) | 1 | L&T Med | Comet P | NA | 2011-03-01 | 0 | NA | 1 | 6.2016 | W
102 | NICU | Pulse Oximeter (baby+ adult) | 1 | L&T Med | Comet P | NA | 2011-03-01 | 0 | NA | 1 | 6.2016 | W
103 | NICU | Pulse Oximeter (baby+ adult) | 1 | L&T Med | Comet P | NA | 2011-03-01 | 0 | NA | 1 | 6.2016 | W
104 | NICU | Pulse Oximeter (baby+ adult) | 1 | L&T Med | Comet P | NA | 2011-03-01 | 0 | NA | 1 | 6.2016 | W
105 | NICU | Pulse Oximeter with NIBP | 1 | L&T Med | Star 50N | NA | 2011-03-01 | 0 | NA | 1 | 6.2016 | W
106 | NICU | Pulse Oximeter (baby+ adult) | 1 | Meditronics |  | NA | NA | 0 | NA | 1 | 6.2016 | W
107 | NICU | Pulse Oximeter (baby+ adult) | 1 | Meditronics | NA | NA | NA | 0 | NA | 1 | 6.2016 | W
108 | NICU | Syringe Infusion pump | 1 | L&T Med | SP102 | NA | 2011-03-01 | 0 | NA | 1 | 6.2016 | W
109 | NICU | Syringe Infusion pump | 1 | L&T Med | SP102 | NA | 2011-03-01 | 0 | NA | 1 | 6.2016 | W
110 | NICU | Syringe Infusion pump | 1 | L&T Med | SP102 | NA | 2011-03-01 | 0 | NA | 1 | 6.2016 | W
111 | NICU | Syringe Infusion pump | 1 | L&T Med | SP102 | NA | 2011-03-01 | 0 | NA | 1 | 6.2016 | W
112 | NICU | Syringe Infusion pump | 1 | Schiller | NA | NA | NA | 0 | NA | 1 | 6.2016 | W
113 | NICU | Syringe Infusion pump | 1 | Schiller | NA | NA | NA | 0 | NA | 1 | 6.2016 | W
114 | NICU | Syringe Infusion pump | 1 | Schiller | NA | NA | NA | 0 | NA | 1 | 6.2016 | W
115 | NICU | Syringe Infusion pump | 1 | Schiller | NA | NA | NA | 0 | NA | 1 | 6.2016 | W
116 | NICU | Nicu Incubator | 1 | NA | NA | NA | NA | 0 | NA | 1 | 6.2016 | W
117 | NICU | Needle Destroyer | 1 | microsill | NA | NA | NA | 0 | NA | 1 | 6.2016 | W
118 | NICU | Neo Natal Ventilator with humidifier | 1 | Sechirist,,humidifier company Trimline Medical System | Millenium model | 71548 | 2012-03-01 | 0 | NA | 1 | 6.2016 |  | NW
119 | NICU | Neo Natal Ventilator with humidifier | 1 | Sechirist,,humidifier company Trimline Medical System | Millenium model | 715442 | 2012-03-01 | 0 | NA | 1 | 6.2016 |  | NW
120 | Lab | centrifuge | 1 | REMI | R-8C | HCLC3732 | 2008-07-01 | 0 | NA | 1 | 6.2016 | W
121 | Lab | centrifuge | 1 | MICROSIL | t-10 | 507/06-07 | NA | 0 | NA | 0 | NA | W
122 | Lab | blood chemeistry analyser | 1 | Transasia | ERBACHE-5+ | 216 | NA | 0 | NA | 0 | NA |  | NW
123 | Lab | microscope | 1 | olympus | cx21fsi | 3000242 | 2010-04-01 | 0 | NA | 1 | 6.2016 | W
124 | Lab | hot air owen | 1 | local | na | na | NA | 0 | NA | 0 | NA | W
125 | Lab | Digital calorimeter | 1 | simco | local | na | 2010-02-01 | 0 | NA | 0 | NA | W
126 | Lab | microscope | 1 | nabo | bioplan-xl | 95693 | NA | 0 | NA | 0 | NA | W
127 | Lab | microscope | 1 | olympus | cx-21 | 3g00361 | NA | 0 | NA | 1 | 6.2016 | W
128 | Lab | microscope | 1 | olympus | Tokyo | 284044 | NA | 0 | NA | 1 | 6.2016 | W
129 | Lab | Binocular Microscope | 1 | Olympus | CH20i | i10B177, i10B178 | 2010-09-01 | 0 | NA | 1 | 6.2016 | W
130 | Lab | Chemical Balances | 1 | Embee Diagnostics | NA | NA | 2011-07-01 | 0 | NA | 1 | 6.2016 | W
131 | Lab | Electric Colorimeter | 1 | Embee Diagnostics | NA | 1002530 | 2011-07-01 | 0 | NA | 1 | 6.2016 | W
132 | Lab | Auto analyser Bio Chem | 1 | Nicholus Piramal | BS 400 | WD96100476 | 18.10.11 | 0 | NA | 1 | 6.2016 | W
133 | Lab | Auto analyzer- semi Bio Chem Support | 1 | Nicholus Piramal | BA 88A | WR98000927 | 18.10.11 | 0 | NA | 1 | 6.2016 | W
134 | Lab | Water bath | 1 | Embee Diagnostics | NA | 2K900261 | 2011-07-01 | 0 | NA | 1 | 6.2016 | W
135 | Lab | Electricentrifuge, table top | 1 | Embee Diagnostics | R8C+R83 | LCLC 8209 LCLC8201 | 2011-07-01 | 0 | NA | 1 | 6.2016 | W
136 | Lab | Cell counter (electronic) | 1 | Embee Diagnostics | N/A | N/A | NA | 0 | NA | 1 | 6.2016 | W
137 | Lab | Hot plates | 1 | Embee Diagnostics | NA | 2KX00210 | NA | 0 | NA | 1 | 6.2016 | W
138 | Lab | PH meter | 1 | Embee Diagnostics | EE011 | 2KX00208 | 2011-10-01 | 0 | NA | 1 | 6.2016 | W
139 | Lab | Paediatric Glucometer / Bilirubinometer | 1 | Embee Diagnostics | NA | NA | 2011-10-01 | 0 | NA | 1 | 6.2016 | W
140 | Lab | Glucometer | 1 | Embee Diagnostics | TD 4209 TIADOC | 4209A-08A-001812 & 4209A-07L-000536 | 27.09.10 | 0 | NA | 1 | 6.2016 | W
141 | Lab | Haemoglobinometer | 1 | Embee Diagnostics | EKF | 3000-09-6729 & 3000-0031-6801 | 27.09.10 | 0 | NA | 1 | 6.2016 | W
142 | Lab | Wax Embed Bath | 1 | Embee Diagnostics | NA | NA | 28.07.11 | 0 | NA | 1 | 6.2016 | W
143 | Lab | Auto Embedic Station | 1 | Embee Diagnostics | NA | NA | 28.07.11 | 0 | NA | 1 | 6.2016 | W
144 | Lab | Timer stop watch | 1 | Embee Diagnostics | general | NA | NA | 0 | NA | 1 | 6.2016 | W
145 | Lab | Alarm clock | 1 | Embee Diagnostics | NA | NA | NA | 0 | NA | 1 | 6.2016 | W
146 | Lab | Elisa Reader cum washer -ICTC | 1 | Bio-Rad | 680 MICROPLATE READER | 17282 | 8.01.11 | 0 | NA | 1 | 6.2016 | W
147 | Lab | Blood gas analyzer | 1 | Roche | Cabas B121 | 8661 | 2.12.11 | 0 | NA | 1 | 6.2016 |  | NW
148 | Lab | Electrolyte Analyser | 1 | Roche | 9180 | 17282 | 8.1.11 | 0 | NA | 1 | 6.2016 | W
149 | Lab | Haematology Analyser withh 22 parameters | 1 | Nicholus Piramal | BC2800 | RP9B103711 | 18.10.11 | 0 | NA | 1 | 6.2016 |  | NW
150 | Lab | Blood Bank Refrigerator | 1 | Embee Diagnostics | BR-40SR | BDI776 | 27.09.10 | 0 | NA | 1 | 6.2016 | W
151 | Lab | Ordinary Refrigerator | 1 | Non medical | NA | NA | 1.03.11 | 0 | NA | 1 | 6.2016 | W
152 | Lab | Floatation Bath | 1 | Embee Diagnostics | NA | 2KX00298 | 26.03.11 | 0 | NA | 1 | 6.2016 | W
153 | Lab | Dialected Tube Sealer | 1 | Embee Diagnostics | NA | 8101095 | 26.03.11 | 0 | NA | 1 | 6.2016 | W
154 | Lab | Class – I Bio Safety Cabinet | 1 | Embee Diagnostics | PLT 225 | 2KX00378 | 18.10.11 | 0 | NA | 1 | 6.2016 | W
155 | Lab | Knife Sharpner | 1 | Embee Diagnostics | NA | NA | 28.07.11 | 0 | NA | 1 | 6.2016 | W
156 | Lab | Cyto Spin | 1 | Embee Diagnostics | NA | JCLC 6000 | 26.03.11 | 0 | NA | 1 | 6.2016 | W
157 | Eye | Opthalmoscope - Direct | 1 | Appasamy Associates | Green laser AMOGH A1A12 | GL1002077 | 24.03.11 | 0 | NA | 1 | 6.2016 | W
158 | Eye | Opthalmoscope - Direct | 1 | Appasamy Associates | Green laser AMOGH A1A12 | GL1002077 | 24.03.11 | 0 | NA | 1 | 6.2016 | W
159 | Eye | Laser Photo Coagulometer | 1 | Appasamy Associates | Green laser AMOGH A1A12 | GL1002077 | 24.12.10 | 0 | NA | 1 | 6.2016 | W
160 | Eye | A/B Scan | 1 | Appasamy Associates | Marvel II | 268Q4BS | 24.12.10 | 0 | NA | 1 | 6.2016 | W
161 | Eye | FFA Camera | 1 | Appasamy Associates | Canon CF-1 | 300340 | 24.12.10 | 0 | NA | 1 | 6.2016 | W
162 | Eye | Phaco Machine | 1 | Appasamy Associates | Galaxy I | P15120210 | 24.12.10 | 0 | NA | 1 | 6.2016 | W
163 | Eye | Auto Refractometer | 1 | Appasamy Associates | RF10M Cannon | 301917 | 24.12.10 | 0 | NA | 1 | 6.2016 | W
164 | Eye | Non Touch Tonometry | 1 | NA | Tonopuff | ATM115110 | 24.12.10 | 0 | NA | 1 | 6.2016 | W
165 | Eye | Opthalmic Surgical Instruments | 1 | Appasamy Associates | NA | NA | 24.12.10 | 0 | NA | 1 | 6.2016 | W
166 | Eye | Synptophose | 1 | NA | NA | NA | 1980 | 0 | NA | 0 | NA |  | NW
167 | Eye | Direct opthalmoscope | 1 | HEINE | NA | NA | NA | 0 | NA | 0 | NA | W
168 | Eye | Slit lamp | 1 | SHIN NIPPON | NA | NA | 12.07.95 | 0 | NA | 0 | NA |  | NW
169 | Eye | Slit lamp | 1 | SHIN NIPPON | NA | NA | 08.11.2002 | 0 | NA | 0 | NA |  | NW
170 | Eye | Retionscope | 1 | wetch allyn | auto-11ncmt | NA | 29.11.2005 | 0 | NA | 0 | NA |  | NW
171 | Eye | Retionscope | 1 | wetch allyn | auto-11ncmt | NA | 31.05.2010 | 0 | NA | 0 | NA | W
172 | Eye | Opthalmic chair | 1 | Deepak enterpses | ded785 | NA | 17.05.06 | 0 | NA | 0 | NA | W
173 | Eye | A-scan | 1 | appascan | scan plus | 134 | 27.05.04 | 0 | NA | 0 | NA | W
174 | Eye | A-scan | 1 | appascan | scan plus | 107 | NA | 0 | NA | 0 | NA | W
175 | Eye | Kerstometer | 1 | infomed | superkms | 610330402 | 08.11.2002 | 0 | NA | 0 | NA |  | NW
176 | Eye | Kerstometer | 1 | infomed | superkms | NA | 27.05.2004 | 0 | NA | 0 | NA | W
177 | Eye | Tono meter | 1 | Riester | NA | NA | 25.02.1999 | 0 | NA | 0 | NA |  | NW
178 | Eye | Indirect Opthalmoscope | 1 | NA | NA | NA | NA | 0 | NA | 0 | NA |  | NW
179 | Eye | Cryo unit | 1 | NA | NA | NA | 12.07.1995 | 0 | NA | 0 | NA |  | NW
180 | Eye | A-scan | 1 | NA | NA | NA | 08.11.2002 | 0 | NA | 0 | NA |  | NW
181 | Eye | GREEN LENTON EYE CARE | 1 | NA | NA | NA | NA | 0 | NA | 0 | NA |  | NW
182 | ECG | ECG | 1 | BPL | cardioart -108 | BAMB5A7838 | NA | 0 | NA | 0 | NA |  | NW
183 | ECG | ECG | 1 | BPL | cardio care | EGO400002 | NA | 0 | NA | 0 | NA | w
184 | ECG | ECG | 1 | BPL | cardioart-408 | C7C7175 | NA | 0 | NA | 0 | NA |  | NW
185 | ECG | ECG | 1 | BPL | cardioart-408 | C7C7266 | NA | 0 | NA | 0 | NA |  | NW
186 | ECG | ECG | 1 | BPL | cardioart-408 | C7C7232 | NA | 0 | NA | 0 | NA |  | NW
187 | ECG | ECG | 1 | BPL | cardiocare2000 | EG0400001 | NA | 0 | NA | 0 | NA | w
188 | ECG | ECG | 1 | Bionet | NA | NA | NA | 0 | NA | 0 | NA | w
189 | ECG | ECG | 1 | Bionet | NA | NA | NA | 0 | NA | 0 | NA | w
190 | ECG | ECG | 1 | NW overseas | NA | NA | 8.2014 | 1 | 8.2016 | 0 | NA | w
191 | Blood Bank | Blood Bank Refrigerator | 1 | Jewett | DTRM | NA | NA | 0 | NA | 1 | 6.2016 | w
192 | Blood Bank | Blood Bank Refrigerator | 1 | Terumo Penpol | NA | NA | NA | 0 | NA | 1 | 6.2016 | w
193 | Blood Bank | Medical Refrigerator | 1 | Electrolux | MRL280 | NA | NA | 0 | NA | 1 | 6.2016 | w
194 | Blood Bank | Medical Refrigerator | 1 | Electrolux | MRT800 | NA | NA | 0 | NA | 1 | 6.2016 | w
195 | Blood Bank | Simple Refrigerator | 1 | Godrej | NA | NA | NA | 0 | NA | 1 | 6.2016 | w
196 | Blood Bank | Elisa Machine | 1 | NA | NA | NA | NA | 0 | NA | 0 | NA | w
197 | Blood Bank | Centrifuge | 1 | Remi | NA | NA | NA | 0 | NA | 0 | NA | w
198 | Blood Bank | Incubator | 1 | Budh Singh &Sons | NA | 261 | NA | 0 | NA | 0 | NA | w
199 | Blood Bank | Incubator | 1 | Budh Singh &Sons | NA | 260 | NA | 0 | NA | 0 | NA | w
200 | Blood Bank | Centrifuge | 1 | Remi | NA | IDLC-3825 | NA | 0 | NA | 0 | NA | w
201 | Blood Bank | Electric Tube Sealer | 1 | Hindustan Latex Ltd | Hi Care | NA | 2010 | 0 | NA | 0 | NA |  | NW
202 | Blood Bank | Water Bath Serological | 1 | Vikrant | NA | NA | NA | 0 | NA | 0 | NA | w
203 | Blood Bank | Blood Collection Meter | 1 | HLL | NA | NA | NA | 0 | NA | 0 | NA | w
204 | Blood Bank | Elisa Plate Reader | 1 | Robonic | Read well touch | RT0908RBK075 | NA | 0 | NA | 0 | NA | w
205 | Blood Bank | Blood Bank Refrigerator(Cabinet) | 1 | NA | NA | NA | NA | 0 | NA | 1 | 6.2016 | w
206 | Blood Bank | Elisa Washer | 1 | Robonic | Washwell Plate | AW0908RBK075 | NA | 0 | NA | 0 | NA | w
207 | Dental | Dental X-RAY | 1 | Siemens | NA | NA | 1972 | 0 | NA | 0 | NA |  | NW
208 | Dental | Dental X-RAY | 1 | Elpro |  |  | 1995 | 0 | NA | 0 | NA | w
209 | Dental | Dental X-RAY | 1 | Confident | Intra OS | 2610TH8128 | 12.03.2011 | 0 | NA | 1 | 6.2016 | w
210 | Dental | Dental chair +compressor | 1 | Confident | NA | 52833 | 1995 | 0 | NA | 0 | NA | w
211 | Dental | Dental chair +compressor | 1 | Confident |  |  |  | 0 | NA | 1 | 6.2016 | w
212 | Dental | Dental chair +compressor | 1 | Confident | NA |  | NA | 0 | NA | 1 | 6.2016 | w
213 | Dental | Dental chair +compressor | 1 | SUZ-Dent India Pvt. Ltd | c-35 | comp-\bf-u370, A35 | 19.08.09 | 0 | NA | 1 | 6.2016 | w
214 | Dental | OPG | 1 | ashi | auto-11ncmt | 22214501 | 14.09.07 | 0 | NA | 1 | 3.2016 | w
215 | Dental | Light cure gun | 1 | La500 | NA | 200905 | NA | 0 | NA | 0 | NA | w
216 | Dental | Dental Chair with accessories | 1 | Confident | Mookambika | Dental Chair 2103-03-10 & comp Sr. No. 202-3-10 | 12.03.11 | 0 | NA | 1 | W | w
|  |  | Contact details :Civil Surgeon-8295937061 | [7 empty] | NW 29 and W 216
Facility Incharge :PMO
Store Incharge :Bhupender Kumar
Store keeper :Bhupender Kumar
Biomedical Engineer :Parul Chauhan

## SDH Hansi.
MASTER EQUIPMENT BASE
Name of District-Hisar Type of facility- SDH Name of the Facility-SDH Hansi
s.no | Equipment category | Equipment name | Qty | Manufacturer | Model | Equipment S.No. | Installation date(m-yy) | Under Warranty(Y=1/N=0) | Warranty Upto(m-yy) | AMC/CMC(Y=1,N=0) | AMC/CMC upto(m/yy) | Working status
[12 empty] | W | NW
1 | Dental | Blood Bank Refrigerator | 1 | Elpro | NA | NA | 1995 | 0 | NA | 0 | NA | W
2 | Dental | ECG | 1 | Mookambika | NA | NA | 2014 | 0 | NA | 0 | NA | W
3 | Blood Bank | ECG | 1 | Remi |  | NA |  | 0 | NA | 0 | NA |  | NW
4 | ECG | ECG | 1 | BPL | CARDIOART108 | NA | 2002 | 0 | NA | 0 | NA |  | NW
5 | ECG | ECG | 1 | BPL | Cardioart-108 | NA | 2001 | 0 | NA | 0 | NA |  | NW
6 | ECG | Xray 50mA | 1 | BPL | Cardioart-402 | NA | 2010 | 0 | NA | 0 | NA | W
7 | ECG | Xray 30mA | 1 | Bionet | Cardio care 2000(EKG2000) | NA | 2011 | 0 | NA | 0 | NA | W
8 | Radiology | Xray 100mA Portable | 1 | Siemens |  | NA | 20.06.1971 | 0 | NA | 0 | NA |  | NW
9 | Radiology | Xray 300mA | 1 | Escorts | SM1609,222 | NA | 21.02.1970 | 0 | NA | 0 | NA |  | NW
10 | Radiology | centrifuge | 1 | Allengers | Allenger100 | NA | 26.06.2002 | 0 | NA | 0 | NA | W
11 | Radiology | centrifuge | 1 | Pix medical system | PDX3010D | NA | 08.12.2004 | 0 | NA | 0 | NA | W
12 | Lab | blood chemeistry analyser | 1 | Local | NA | NA | 17.07.08 | 0 | NA | 0 | NA |  | NW
13 | Lab | microscope | 1 | MICROSIL | t-10 | NA |  | 0 | NA | 0 | NA | W
14 | Lab | hot air owen | 1 | Transasia | ERBACHE-5+ | NA |  | 0 | NA | 0 | NA | W
15 | Lab | Digital calorimeter | 1 | olympus | cx21fsi | NA | 06.04.10 | 0 | NA | 0 | NA | W
16 | Lab | microscope | 1 | local | na | NA |  | 0 | NA | 0 | NA | W
17 | Lab | microscope | 1 | simco | local | NA | 1.02.10 | 0 | NA | 0 | NA | W
18 | Lab | Chemical Balances | 1 | nabo | bioplan-xl | NA |  | 0 | NA | 0 | NA | W
19 | Lab | Electric Colorimeter | 1 | olympus | cx-21 | NA |  | 0 | NA | 0 | NA | W
20 | Lab | Hot plates | 1 | Embee Diagnostics |  | NA | 28.07.11 | 0 | NA | 0 | NA | W
21 | Lab | PH meter | 1 | Embee Diagnostics |  | NA | 28.07.11 | 0 | NA | 0 | NA | W
22 | Lab | Glucometer | 1 | Embee Diagnostics |  | NA | NA | 0 | NA | 0 | NA | W
23 | Lab | Haemoglobinometer | 1 | Embee Diagnostics | EE011 | NA | 18.10.11 | 0 | NA | 0 | NA | W
24 | Lab | Ordinary Refrigerator | 1 | Embee Diagnostics | TD 4209 TIADOC | NA | 27.09.10 | 0 | NA | 0 | NA | W
25 | Lab | Radiant Warmer | 1 | Phoenixmedical system | CFL101 | NA | 27.09.10 | 0 | NA | 0 | NA | W
26 | Lab | Radiant Warmer | 1 | Phoenixmedical system | CFL101 | NA | 1.03.11 | 0 | NA | 0 | NA | W
27 | NBSU | Open Care System | 1 | Nice Neotech | 2010bc | 1478 | 9.2014 | 1 | 9.2016 | 0 | NA | W
28 | Labor Room | Open Care System | 1 | Nice Neotech | 2010bc | 1470 | 9.2014 | 1 | 9.2016 | 0 | NA | W
29 | NBSU | Open Care System | 1 | Nice Neotech | 2010bc | 1479 | 9.2014 | 1 | 9.2016 | 0 | NA | W
30 | NBSU | Phototherapy Unit | 1 | Phoenixmedical system | NA | NA | 28.11.2014 | 0 | NA | 0 | NA | W
31 | NBSU | Room Warmer | 1 | Phoenixmedical system | NA | NA | 28.11.2014 | 0 | NA | 0 | NA | W
32 | Labor Room | Foetal Doppler | 1 |  | 3958, | NA | 14.09.10 | 0 | NA | 0 | NA | W
33 | Labor Room | Foetal Doppler | 1 |  |  | NA | 14.09.10 | 0 | NA | 0 | NA | W
34 | Labor Room | Foetal Doppler | 1 | Local |  | NA | 17.03.11 | 0 | NA | 0 | NA |  | NW
35 | Labor Room | Nebulizer baby | 1 | Local |  | NA | 2014 | 0 | NA | 0 | NA | W
36 | Labor Room | Nebulizer baby | 1 | Local |  | NA | 2013 | 0 | NA | 0 | NA |  | NW
37 | Labor Room | Weighing machine infant | 1 | Local | 91073 | NA | 14.02.11 | 0 | NA | 0 | NA | W
38 | Labor Room | Electronic Weighing Scale Table | 1 | Local | 91738, | NA | 2010 | 0 | NA | 0 | NA | W
39 | Labor Room | Electronic Weighing Scale Table | 1 |  |  | NA | 14.02.11 | 0 | NA | 0 | NA | W
40 | Labor Room | Suction Machine Electronic(0.5 KW) | 1 | Braun |  | NA | 26.03.10 | 0 | NA | 0 | NA | W
41 | Labor Room | Suction Machine Electronic(0.5 KW) | 1 | SUNSTAR | SST-30 | NA | 12.04.10 | 0 | NA | 0 | NA | W
42 | Labor Room | Needle Destroyer | 1 | Anand | HI-VAC | NA | 26.03.10 | 0 | NA | 0 | NA | W
43 | Labor Room | O.T- LIGHT | 1 | Anand | HI-VAC | NA | 12.04.10 | 0 | NA | 0 | NA | W
44 | Labor Room | ANAESTHESIA | 1 | microsill |  | NA | NA | 0 | NA | 0 | NA | W
45 | OT | O.T- TABLE | 1 | SURGICON |  | NA | NA | 0 | NA | 0 | NA | W
46 | OT | O.T- TABLE | 1 | Datex Omeda | Boyle tec | NA | NA | 0 | NA | 0 | NA |  | NW
47 | OT | O.T- LIGHTCeiling | 1 |  |  | NA | 18.08.06 | 0 | NA | 0 | NA | W
48 | OT | LAPROSCOPE | 1 |  |  | NA | 18.08.06 | 0 | NA | 0 | NA | W
49 | OT | Sunction machine | 1 | NW Overseas |  | NA | 2014 | 0 | NA | 0 | NA | W
50 | OT | Laryngeoscope | 1 | Karl storz |  | NA | 1971 | 0 | NA | 0 | NA |  | NW
51 | OT | Multipara monitor | 1 | Anand medicare | Hi-Vac | NA | 2H4129 | 0 | NA | 0 | NA | W
52 | OT | Multipara monitor | 1 |  |  | NA | NA | 0 | NA | 0 | NA | W
53 | OT | Multipara monitor | 1 | Instromedix | med2000 | NA | NA | 0 | NA | 0 | NA | W
54 | OT | Autoclave Horizontal | 1 | Instromedix | med2000 | NA | NA | 0 | NA | 0 | NA | W
55 | OT | Autoclave Vertical | 1 | Instromedix | med2000 | NA | NA | 0 | NA | 0 | NA | W
56 | OT | Autoclave | 1 | Siemens |  | NA | NA | 0 | NA | 0 | NA |  | NW
57 | OT | Table Top Autoclave | 1 | Local |  | NA | NA | 0 | NA | 0 | NA |  | NW

## CHC Aryanagar
MASTER EQUIPMENT BASE
Name of District-Hisar Type of facility- CHC Name of the Facility-Aryanagar
S.no | Equipment category | Equipment name | Qty | Manufacturer | Model | Equipment S.No. | Installation date(m-yy) | Under Warranty(Y=1/N=0) | Warranty Upto(m-yy) | AMC/CMC(Y=1,N=0) | AMC/CMC upto(m/yy) | Working status
[12 empty] | W | NW
1 | Imaging | X-ray Machine | 1 | Allengers | 100mA | 96290 | 1997 | 0 | NA | 0 | NA | W
2 | OT | Autoclave | 2 | NA | NA | NA | NA | 0 | NA | 0 | NA | W | NW
3 | Labour Room | Suction Machine | 2 | Santushthi | NA | NA | NA | 0 | NA | 0 | NA | W | NW
4 | Labour Room | Needle Destroyer | 2 | NA | NA | NA | NA | 0 | NA | 0 | NA | W | NW
5 | Labour Room | Portable OT Light | 2 | NA | NA | NA | NA | 0 | NA | 0 | NA | W
6 | OT | OT Table(Stainless Steel) | 2 | NA | NA | NA | NA | 0 | NA | 0 | NA | W
7 | Labour Room | Labour Table | 1 | NA | NA | NA | NA | 0 | NA | 0 | NA | W
8 | Labour Room | Electric Sterilizer | 1 | NA | NA | NA | NA | 0 | NA | 0 | NA | W
9 | Labour Room | Sterilizer | 3 | Atlas | NA | NA | NA | 0 | NA | 0 | NA | W
10 | Dental | Dental Chair | 1 | Goadent | NA | NA | NA | 0 | NA | 0 | NA | W
11 | CHC | Generator | 1 | Shreeram Honda | EBK2000Ac | NA | 2004 | 0 | NA | 0 | NA | W
12 | Lab | Centrifuge machine | 1 | NA | NA | NA | NA | 0 | NA | 0 | NA | W
13 | Labour Room | Baby Weighing Machine | 1 | NA | NA | NA | NA | 0 | NA | 0 | NA | W
14 | Labour Room | BP Apparatus | 4 | NA | NA | NA | NA | 0 | NA | 0 | NA | W
15 | Labour Room | Inverter | 3 | Microtek | double battery | NA | NA | 0 | NA | 0 | NA | W
16 | Labour Room | Foetal Doppler | 1 | Medigold | NA | NA | NA | 0 | NA | 0 | NA | W
17 | OPD | ECG machine | 1 | BPL | Cardioart 408 | C7C7174 | NA | 0 | NA | 0 | NA | W
18 | Lab | Hb Meter | 1 | NA | NA | NA | NA | 0 | NA | 0 | NA | W
19 | Lab | Microscope | 1 | Olympus | CX21 | NA | NA | 0 | NA | 0 | NA | W
20 | CHC | ILR | 1 | Hailer | HBC-70 | BE07F 4E0N0 082A6 Q0323 | NA | 0 | NA | 0 | NA | W
21 | CHC | ILR | 1 | NA | NA | NA | NA | 0 | NA | 0 | NA | W
22 | CHC | Deep Freezer |  | NA | NA | NA | NA | 0 | NA | 0 | NA | W
23 | CHC | Refrigerator | 1 | NA | NA | NA | NA | 0 | NA | 0 | NA | W
24 | CHC | Weighing Machine | 1 | NA | NA | NA | NA | 0 | NA | 0 | NA | W
25 | CHC | Phototherapy unit | 1 | NA | NA | NA | NA | 0 | NA | 0 | NA | W
26 | Labour Room | Radiant Warmer | 2 | Nice Neotech | 2007s | 1382, 1387 | 8.2014 | 1 | 8.2016 | 0 | NA | W
27 | Labour Room | Radiant Warmer | 1 | Phoenix | INC101 |  | 14.07.2013 | 1 | 13.07.2015 | 0 | NA | W
28 | Labour Room | Open Care system | 1 | Nice Neotech | 2010bc | 1804 | 8.2014 | 1 | 8.2016 | 0 | NA | W

## CHC Barwala
MASTER EQUIPMENT BASE
Name of District-Hisar Type of facility- CHC Name of the Facility-Barwala
S.no | Equipment category | Equipment name | Qty | Manufacturer | Model | Equipment S.No. | Installation date(m-yy) | Under Warranty(Y=1/N=0) | Warranty Upto(m-yy) | AMC/CMC(Y=1,N=0) | AMC/CMC upto(m/yy) | Working status
[12 empty] | W | NW
1 | Imaging | Xray Machine 300mA | 1 | SIEMENS | NA | 17714 | 2006 | 0 | NA | 0 | NA | W
2 | Dental | Dental X-Ray | 1 | Meditronics Mfg.co pvt ltd | Medico10 D | Tube-043279/H-79 | 28.11.06 | 0 | NA | 0 | NA | W
3 | Dental | Dental Chair Unit | 1 | Confident | NA | NA | 18.09.2013 | 0 | NA | 0 | NA | W
4 | CHC | Deep Freezer | 2 | Haier | HBD-116 | NA | NA | 0 | NA | 0 | NA | W
5 | CHC | ILR | 1 | Haier | HBC-70 |  | 29.10.10 | 0 | NA | 0 | NA | W
6 | CHC | ILR(2 Nos.) | 2 | Haier | NA | NA | NA | 0 | NA | 0 | NA | W
7 | OT | Vertical Autoclave | 1 | NA | NA | NA | 1991 | 0 | NA | 0 | NA | W
8 | OT | OT Light Ceiling | 1 | NA | NA | NA | NA | 0 | NA | 0 | NA | W
9 | OT | OT Light Portable | 1 | NA | NA | NA | NA | 0 | NA | 0 | NA | W
10 | Labour Room | Labour Table | 1 | NA | NA | NA | NA | 0 | NA | 0 | NA | W
11 | Labour Room | Gyne Work Station | 1 | NA | NA | NA | NA | 0 | NA | 0 | NA | W
12 | Labour Room | Autoclave | 1 | NA | NA | NA | NA | 0 | NA | 0 | NA |  | NW
13 | Labour Room | Boiler | 1 | NA | NA | NA | NA | 0 | NA | 0 | NA | W
14 | Labour Room | Suction Machine | 1 | Surgix | NA | NA | NA | 0 | NA | 0 | NA | W
15 | CHC | Invertor(Double Battery) | 2 | Sukam | NA | NA | NA | 0 | NA | 0 | NA | W
16 | Lab | Binocular Microscope | 1 | Olympus | CX-21FS1 | NA | NA | 0 | NA | 0 | NA | W
17 | Lab | Laboratory Hot Plate | 1 | Microsil India | NA | NA | NA | 0 | NA | 0 | NA | W
18 | Lab | Microscope | 2 |  | NA | NA | NA | 0 | NA | 0 | NA |  | NW
19 | Lab | Microscope | 1 | Olympus | MAGNUS | NA | NA | 0 | NA | 0 | NA |  | NW
20 | Lab | Binocular Microscope | 1 | Ajay Optics | Microlux 16 | NA | NA | 0 | NA | 0 | NA |  | NW
21 | Lab | Centrifuge Machine | 1 |  | NA | NA | NA | 0 | NA | 0 | NA | W
22 | CHC | Invertor(Double Battery) | 1 | Luminous | NA | NA | NA | 0 | NA | 0 | NA | W
23 | Blood Bank | Blood Bank Refrigerator | 1 | Rajas Interprises | NA | NA | NA | 0 | NA | 0 | NA | W
24 | Imaging | X-ray Machine(50mA) | 1 | Escort | NA | NA | NA | 0 | NA | 0 | NA | W
25 | Labour Room | Radient Heat Warmer | 1 | Zeal Medical Pvt ltd | NA | NA | NA | 0 | NA | 0 | NA | W
26 | Labour Room | Suction Apparatus | 1 |  | NA | NA | NA | 0 | NA | 0 | NA | W
27 | Labour Room | Suction Machine | 3 | Yorco | Electric With Paddle | NA | NA | 0 | NA | 0 | NA | W
28 | Labour Room | B.P Apparatus | 2 | NA | NA | NA | NA | 0 | NA | 0 | NA
29 | Labour Room | Labour Table | 1 | NA | NA | NA | NA | 0 | NA | 0 | NA
30 | Labour Room | Baby Weighing Machine | 1 | NA | NA | NA | NA | 0 | NA | 0 | NA
31 | Labour Room | Open Care System | 1 | Nice Neotech | 2010bc | 1457 | 8.2014 | 1 | 8.2016 | 0 | NA | w
32 | Labour Room | Open Care System | 1 | Nice Neotech | 2010bc | 1477 | 8.2014 | 1 | 8.2016 | 0 | NA | w
33 | Labour Room | Open Care System | 1 | Nice Neotech | 2010bc | 1474 | 8.2014 | 1 | 8.2016 | 0 | NA | w

## CHC Mangali
MASTER EQUIPMENT BASE
Name of District-Hisar Type of facility- CHC Name of the Facility-Mangali
S.no | Equipment category | Equipment name | Qty | Manufacturer | Model | Equipment S.No. | Installation date(m-yy) | Under Warranty(Y=1/N=0) | Warranty Upto(m-yy) | AMC/CMC(Y=1,N=0) | AMC/CMC upto(m/yy) | Working status
[12 empty] | W | NW
1 | Labour Room | Opencare system radient warmer trolly | 1 | SIEMENS | NA | NA | 27.11.09 | 0 | NA | 0 | NA | W
2 | Labour Room | Suction Machine(Electrical) | 1 | Meditronics Mfg.co pvt ltd | NA | NA | 2000 | 0 | NA | 0 | NA | W
3 | Labour Room | Suction Machine(Foot operated) | 1 | Confident | NA | NA | 27.11.09 | 0 | NA | 0 | NA | W
4 | Labour Room | Digital Weighing machine | 1 | Haier | NA | NA | 27.11.09 | 0 | NA | 0 | NA | W
5 | Labour Room | Weighing Machine (ordinary) | 1 | Haier | NA | NA | 2004 | 0 | NA | 0 | NA | W
6 | Labour Room | Laryngeoscope set | 1 | Haier | NA | NA | 23.03.10 | 0 | NA | 0 | NA | W
7 | Labour Room | Weighing Machine (ordinary) | 1 | NA | NA | NA | 2005 | 0 | NA | 0 | NA | W
8 | Labour Room | Oxygen Cylinder | 3 | NA | NA | NA | 1998 2005 2007 | 0 | NA | 0 | NA | W
9 | CHC | Genrator | 1 | NA | NA | NA | 12.02.09 | 0 | NA | 0 | NA | W
10 | CHC | Refrigerator | 1 | NA | NA | NA | 07.12.06 | 0 | NA | 0 | NA | W
11 | Labour Room | Oxigen Hood | 1 | NA | NA | NA | 27.11.09 | 0 | NA | 0 | NA | W
12 | Labour Room | Steam Sterilizer | 2 | NA | NA | NA | 2007 | 0 | NA | 0 | NA | W
13 | Dental | Dental Chair | 1 | NA | NA | NA | 26.04.2000 | 0 | NA | 0 | NA | W
14 | Dental | Sterilizer | 5 | Surgix | NA | NA | 1999, 2000 | 0 | NA | 0 | NA | W
15 | CHC | Portable Generator | 1 | Sukam | LG2800 E/G NoE02 | 03482HZY-50/220 | 13.11.02 | 0 | NA | 0 | NA | W
16 | CHC | Invertor | 1 | Olympus | NA | NA | 14.08.03 | 0 | NA | 0 | NA | W
17 | CHC | Water coolar | 1 | Microsil India | NA | NA | 2009 | 0 | NA | 0 | NA | W
18 | CHC | Stablizer | 1 |  | NA | NA | 2001 | 0 | NA | 0 | NA | W
19 | Labour Room | Delivery Table | 1 | Olympus | NA | NA | 1998 | 0 | NA | 0 | NA | W
20 | Labour Room | Room Heater | 1 | Ajay Optics | NA | NA | 2010 | 0 | NA | 0 | NA | W
21 | Labour Room | Fumigator | 1 | NA | NA | NA | 2010 | 0 | NA | 0 | NA | W
22 | Labour Room | Fetal Doppler | 1 | Luminous | NA | NA | 02.12.09 | 0 | NA | 0 | NA | W
23 | Labour Room | Ambubag | 1 | Rajas Interprises | NA | NA | 02.12.09 | 0 | NA | 0 | NA | W
24 | CHC | Fire Extingusher | 1 | Escort | NA | NA | 27.11.09 | 0 | NA | 0 | NA | W
25 | CHC | I.L.R | 1 | Zeal Medical Pvt ltd | NMK142 | 44710318 | 15.05.98 | 0 | NA | 0 | NA | W
26 | CHC | I.L.R | 1 | NA | HBC70 | NA | 15.05.98 | 0 | NA | 0 | NA | W
27 | CHC | Deep Freezer | 1 | Yorco | HBD116 | 20090608 | 12.03.01 | 0 | NA | 0 | NA | W
28 | CHC | Deep Freezer | 1 | NA | MF144 | 84909056 | 20.04.10 | 0 | NA | 0 | NA | W
29 | CHC | Computer | 2 | NA | NA | NA | 01.04.06 | 0 | NA | 0 | NA | W
30 | CHC | Needle Destroyer | 3 | NA | NA | NA | 30.07.03 | 0 | NA | 0 | NA | W | NW
31 | Labour Room | Phototherapy Unit | 1 |  | NA | NA | March,2012 | 0 | NA | 0 | NA | W
32 | Imaging | Xray Machine | 1 | Allengers | 100mA | Na | 2011-04-01 | 0 | NA | 1 | 31.03.2016 | w

## CHC Narnaund
MASTER EQUIPMENT BASE
Name of District-Hisar Type of facility- CHC Name of the Facility-Narnaund
S.no | Equipment category | Equipment name | Qty | Manufacturer | Model | Equipment S.No. | Installation date(m-yy) | Under Warranty(Y=1/N=0) | Warranty Upto(m-yy) | AMC/CMC(Y=1,N=0) | AMC/CMC upto(m/yy) | Working status
[12 empty] | W | NW
1 | CHC | Deep Freezer | 1 | Haier | HBD-116 | NA | 1.04.2002,16.01.12 | 0 | NA | 0 | NA | W
2 | CHC | ILR | 1 | Vestfrost Denmark | NMK-142 | NA | 01.04.07,10.11.10,30.05.11 | 0 | NA | 0 | NA | W
3 | Labour Room | Baby Warmer | 1 | SS Tecnomed P Ltd. | NA | NA | 2008 | 0 | NA | 0 | NA | W
4 | Labour Room | Infant weighing machine | 1 | B Braun | NA | NA |  | 0 | NA | 0 | NA | W
5 | Labour Room | Autoclave | 1 | NA | NA | NA | 1.04.07 | 0 | NA | 0 | NA | W
6 | CHC | Invertor(Double Battery) | 1 | NA | NA | NA | 28.10.09 | 0 | NA | 0 | NA | W
7 | CHC | Portable generator | 1 | NA | NA | NA | 1.04.07 | 0 | NA | 0 | NA | W
8 | Labour Room | Nebuliser | 1 | NA | NA | NA | 1.04.07 | 0 | NA | 0 | NA | W
9 | CHC | generator 7.5KVA | 1 | NA | NA | NA | 2.09.08 | 0 | NA | 0 | NA | W
10 | Labour Room | Suction Machine | 1 | NA | NA | NA | 1.05.09 | 0 | NA | 0 | NA | W
11 | Labour Room | Photothearpy unit | 1 | NA | NA | NA | 7.06.12 | 0 | NA | 0 | NA | W
12 | Labour Room | Shadow lamp | 1 | NA | NA | NA |  | 0 | NA | 0 | NA | W
13 | CHC | Refrigerator | 1 | NA | NA | NA | 28.05.12 | 0 | NA | 0 | NA | W
14 | CHC | Needle destroyer | 1 | NA | NA | NA |  | 0 | NA | 0 | NA | W
15 | Imaging | Xray Machine | 1 | Alengers | 100mA | NA | 09.05.98 | 0 | NA | 1 | 31.03.2016 | W
16 | Labour Room | Patient beds 2 nos | 2 | NA | NA | NA | NA | 0 | NA | 0 | NA | W
17 | Labour Room | Labour Table | 1 | NA | NA | NA | NA | 0 | NA | 0 | NA | W
18 | CHC | Oxygen Cylinder 2nos | 2 | NA | NA | NA | NA | 0 | NA | 0 | NA | W
19 | CHC | Invertor(Double Battery) | 1 | Microtek | NA | NA | 8.2.11 | 0 | NA | 0 | NA | W
20 | Labour Room | Instrument sterilizer2nos | 2 | NA | NA | NA | NA | 0 | NA | 0 | NA | W
21 | Labour Room | Foot Suction Machine | 1 | NA | NA | NA | NA | 0 | NA | 0 | NA | W
22 | Lab | Binocular Maicroscope | 1 | Olympus | CX21FSI | 3G00063 | NA | 0 | NA | 0 | NA | W
23 | Lab | HB Meter | 1 | NA | NA | NA | NA | 0 | NA | 0 | NA | W
24 | Lab | Sterilizer | 1 | NA | NA | NA | NA | 0 | NA | 0 | NA | W
25 | Labour Room | Crib | 1 | NA | NA | NA | NA | 0 | NA | 0 | NA | W
26 | OT | OT Light | 1 | NA | NA | NA | NA | 0 | NA | 0 | NA | W
27 | OT | OT Light | 1 | NA | NA | NA | NA | 0 | NA | 0 | NA | W
28 | OT | OT Table | 1 | NA | NA | NA | NA | 0 | NA | 0 | NA | W
29 | CHC | Patient beds 16 nos | 16 | NA | NA | NA | NA | 0 | NA | 0 | NA | W
30 | Labour Room | Baby Warmer | 2 | Nice Neotech | 2007s | 15691552 | 9.2014 | 1 | 9.2016 | 0 | NA | W

## CHC Sisai
MASTER EQUIPMENT BASE
Name of District-Hisar Type of facility- CHC Name of the Facility-Sisai
S.no | Equipment category | Equipment name | Qty | Manufacturer | Model | Equipment S.No. | Installation date(m-yy) | Under Warranty(Y=1/N=0) | Warranty Upto(m-yy) | AMC/CMC(Y=1,N=0) | AMC/CMC upto(m/yy) | Working status
[12 empty] | W | NW
1 | Dental | Dental Chair Unit | 1 | Confident | NA | NA | NA | 0 | NA | 0 | NA | W
2 | CHC | ILR | 1 | Vestfrost | NMK142 | 44710592 |  | 0 | NA | 0 | NA | W
3 | CHC | Deep Freezer | 1 | Haier | HBD-116 | NA | NA | 0 | NA | 0 | NA | W
4 | CHC | Deep Freezer | 1 | Vestfrost | NA | NA | NA | 0 | NA | 0 | NA | W
5 | Lab | Binocular Microscope | 1 | Olympus | CX-21FS1 | 3G00393 | 08.10.03 | 0 | NA | 0 | NA | W
6 | Lab | Binocular Microscope | 1 | Ajay Optik | Microscan-20 | 11-F-0758 | 03.06.11 | 0 | NA | 0 | NA | W
7 | Lab | Binocular Microscope | 1 | Unilab | NA | NA | 03.1.12 | 0 | NA | 0 | NA | W
8 | Lab | Haemoglobinometer (2 nos) | 1 | NA | NA | NA | NA | 0 | NA | 0 | NA | W
9 | Lab | Centrifuge machine | 1 | Microsil | T-10 | 521/06/07 | 2008 | 0 | NA | 0 | NA | W
10 | Labour Room | Labour Table | 1 | NA | NA | NA | NA | 0 | NA | 0 | NA | W
11 | Labour Room | Baby Weighing Machine | 1 | NA | NA | NA | NA | 0 | NA | 0 | NA | W
12 | Labour Room | Boiler | 1 | NA | NA | NA | NA | 0 | NA | 0 | NA | W
13 | Labour Room | Foetal Doppler | 1 | MAS | FOETO-DOPP-FD-50 | NA | NA | 0 | NA | 0 | NA | W
14 | Labour Room | Resuscitator | 1 | NA | NA | NA | NA | 0 | NA | 0 | NA | W
15 | Labour Room | Suction Machine | 1 | Supreme Enterprises | Winner | 05L01 | NA | 0 | NA | 0 | NA | W
16 | Labour Room | Suction Machine | 2 | NA | NA | NA | NA | 0 | NA | 0 | NA | W
17 | Labour Room | Infant care warmer | 1 | Medi waves INC | NA | NA | NA | 0 | NA | 0 | NA | W
18 | Labour Room | Baby Warmer | 2 | NA | NA | NA | NA | 0 | NA | 0 | NA | W
19 | Labour Room | Oxygen Cylinder | 1 | NA | NA | NA | NA | 0 | NA | 0 | NA | W
20 | Labour Room | Weighing Machine | 2 | NA | NA | NA | NA | 0 | NA | 0 | NA | W
21 | CHC | Invertor(Double battery) | 1 | NA | NA | NA | NA | 0 | NA | 0 | NA | W
22 | CHC | Invertor(Double battery) | 1 | NA | NA | NA | NA | 0 | NA | 0 | NA | W
23 | CHC | Generator(0.5KVA) | 1 | Honda | NA | NA | NA | 0 | NA | 0 | NA | W
24 | CHC | Generator(7.5 KVA) | 1 | NA | NA | NA | NA | 0 | NA | 0 | NA | W
[12 empty] | 29 | 0

## CHC Siswal
MASTER EQUIPMENT BASE
Name of District-Hisar Type of facility- CHC Name of the Facility-Siswal
S.no | Equipment category | Equipment name | Qty | Manufacturer | Model | Equipment S.No. | Installation date(m-yy) | Under Warranty(Y=1/N=0) | Warranty Upto(m-yy) | AMC/CMC(Y=1,N=0) | AMC/CMC upto(m/yy) | Working status
[12 empty] | W | NW
1 | Imaging | X-ray Machine | 1 | Allengers | 100mA | 96285 | 1997 | 0 | NA | 0 | NA | W
2 | Labour Room | Autoclave | 1 | NA | NA | NA | NA | 0 | NA | 0 | NA | W
3 | Labour Room | Suction Machine | 1 | Winner | NA | 05L01 | NA | 0 | NA | 0 | NA | W
4 | OT | OT Light |  | NA | NA | NA | NA | 0 | NA | 0 | NA | W
5 | Labour Room | Portable OT Light |  | NA | NA | NA | NA | 0 | NA | 0 | NA | W
6 | OT | OT Table(Stainless Steel) | 2 | NA | NA | NA | NA | 0 | NA | 0 | NA | W
7 | OT | Orthopaedic Operation Table | 1 | NA | NA | NA | NA | 0 | NA | 0 | NA | W
8 | OT | Sterilizer | 1 | Atlas | NA | 2051611 | NA | 0 | NA | 0 | NA | W
9 | OT | Sterilizer | 3 | Atlas | NA | NA | NA | 0 | NA | 0 | NA | W
10 | OT | Autoclave(Small) |  | NA | NA | NA | NA | 0 | NA | 0 | NA | W
11 | Labour Room | Labour Table | 2 | NA | NA | NA | NA | 0 | NA | 0 | NA | W
12 | Labour Room | Infant Radient Warmer | 1 | SST | NA |  | 2011-01-01 | 0 | NA | 0 | NA | W
13 | Labour Room | Baby Weighing Machine | 1 | NA | NA | NA | NA | 0 | NA | 0 | NA | W
14 | Labour Room | BP Apparatus | 4 | NA | NA | NA | NA | 0 | NA | 0 | NA | W
15 | Labour Room | Suction Machine | 1 | Winner | NA | NA | NA | 0 | NA | 0 | NA | W
16 | Labour Room | Labour Table | 1 | NA | NA | NA | NA | 0 | NA | 0 | NA | W
17 | OPD | ECG machine | 1 | NA | NA | NA | NA | 0 | NA | 0 | NA | W
18 | LAB | Hb Meter | 1 | NA | NA | NA | NA | 0 | NA | 0 | NA | W
19 | LAB | Microscope | 2 | NA | NA | NA | NA | 0 | NA | 0 | NA | W
20 | Dental | Dental Chair | 1 | Confident | NA | NA | NA | 0 | NA | 0 | NA | W
21 | Dental | Dental Chair | 1 | NA | NA | NA | NA | 0 | NA | 0 | NA | W
22 | Dental | Centrifuge | 1 | NA | NA | NA | NA | 0 | NA | 0 | NA | W
23 | CHC | ILR | 2 | NA | NA | NA | NA | 0 | NA | 0 | NA | W
24 | CHC | Deep Freezer |  | NA | NA | NA | NA | 0 | NA | 0 | NA | W
25 | CHC | Refrigerator | 1 | NA | NA | NA | NA | 0 | NA | 0 | NA | W

## CHC Sorkhi
MASTER EQUIPMENT BASE
Name of District-Hisar Type of facility- CHC Name of the Facility-Sorkhi
S.no | Equipment category | Equipment name | Qty | Manufacturer | Model | Equipment S.No. | Installation date(m-yy) | Under Warranty(Y=1/N=0) | Warranty Upto(m-yy) | AMC/CMC(Y=1,N=0) | AMC/CMC upto(m/yy) | Working status
[12 empty] | W | NW
1 | CHC | ILR | 1 | Vestforest | NMK142 | 44713105 | 1997 | 0 | NA | 0 | NA | W
2 | CHC | ILR | 1 | Haier | HBC70 | BE0581E0100B29760092 | NA | 0 | NA | 0 | NA | W
3 | CHC | Refrigerator | 2 | Whirpool | NA | NA | NA | 0 | NA | 0 | NA | W
4 | LAB | Binocular Microscope | 1 | Olympus | CX21 | 3G00277 | NA | 0 | NA | 0 | NA | W
5 | LAB | Monocular microscope | 1 | Olympus | NA | 237747 | NA | 0 | NA | 0 | NA |  | NW
6 | LAB | Centrifuge m/c | 2 | NA | NA | NA | NA | 0 | NA | 0 | NA | W
7 | LAB | colorimeter | 1 | NA | NA | NA | NA | 0 | NA | 0 | NA | W
8 | LAB | Binocular Microscope | 1 | Ajay optik india | CM/L | 9010250 | NA | 0 | NA | 0 | NA | W
9 | LAB | Monocular microscope | 4 | NA | NA | NA | NA | 0 | NA | 0 | NA |  | NW
10 | LAB | Centrifuge m/c | 1 | NA | NA | NA | NA | 0 | NA | 0 | NA | W
11 | Dental | Dental Chair | 1 | NA | NA | NA | NA | 0 | NA | 0 | NA | W
12 | EYE OPD | Lensometer box | 1 | NA | NA | NA | NA | 0 | NA | 0 | NA | W
13 | Imaging | View box | 1 | NA | NA | NA | NA | 0 | NA | 0 | NA | W
14 | Labour Room | Needle Destroyer | 2 | Microsil | ND120 | 5709103,5708/03 | NA | 0 | NA | 0 | NA | W
15 | Labour Room | Weighing m/c | 1 | NA | NA | NA | NA | 0 | NA | 0 | NA | W
16 | Labour Room | Labour Table | 1 | NA | NA | NA | NA | 0 | NA | 0 | NA | W
17 | Labour Room | Electrical Boiler | 1 | NA | NA | NA | NA | 0 | NA | 0 | NA | W
18 | Labour Room | Baby Weighing m/c | 1 | BRAUN | NA | NA | NA | 0 | NA | 0 | NA | W
19 | Labour Room | Suction M/C | 1 | Santusthi | NA | NA | NA | 0 | NA | 0 | NA | W
20 | Labour Room | Baby Suction Appratus | 1 | Anand's | NA | NA | NA | 0 | NA | 0 | NA | W
21 | Labour Room | Autoclave vertical | 1 | NA | NA | NA | NA | 0 | NA | 0 | NA | W
22 | Labour Room | Invertor | 3 | Okaya Japanese | Microtek | NA | NA | 0 | NA | 0 | NA | W
23 | Labour Room | Stabliser | 2 | NA | NA | NA | NA | 0 | NA | 0 | NA | W

## CHC Uklana
MASTER EQUIPMENT BASE
Name of District-Hisar Type of facility- CHC Name of the Facility-Uklana
S.no | Equipment category | Equipment name | Qty | Manufacturer | Model | Equipment S.No. | Installation date(m-yy) | Under Warranty(Y=1/N=0) | Warranty Upto(m-yy) | AMC/CMC(Y=1,N=0) | AMC/CMC upto(m/yy) | Working status
[12 empty] | W | NW
1 | Imaging | X-ray Machine |  | Eltop | 100mA | NA | 1997 | 0 | NA | 0 | NA |  | NW
2 | Imaging | X-ray Machine |  | Allengers | 300ma | NA | 2014-06-01 | 1 | 2014-05-01 | 0 | NA | W
3 | Labour Room | Autoclave |  | NA | NA | NA | NA | 0 | NA | 0 | NA | W
4 | Labour Room | Suction Machine | 2 | Swastika | NA | NA | NA | 0 | NA | 0 | NA | W
5 | Labour Room | OT Light(ceiling) |  | ARKO | NA | NA | NA | 0 | NA | 0 | NA | W
6 | Labour Room | Portable OT Light |  | ARKO | NA | NA | NA | 0 | NA | 0 | NA |  | NW
7 | OT | OT Table(Stainless Steel) | 2 | NA | NA | NA | NA | 0 | NA | 0 | NA | W
8 | OT | Orthopaedic Operation Table | 1 | NA | NA | NA | NA | 0 | NA | 0 | NA | W
9 | OT | Sterilizer | 1 | Atlas |  | 2051611 | NA | 0 | NA | 0 | NA | W
10 | OT | Sterilizer | 3 | Atlas | NA | NA | NA | 0 | NA | 0 | NA |  | NW
11 | OT | Autoclave(Small) |  | NA | NA | NA | NA | 0 | NA | 0 | NA | W
12 | Labour Room | Labour Table | 2 | NA | NA | NA | NA | 0 | NA | 0 | NA | W
13 | Labour Room | Infant Radient Warmer | 1 | SST | NA | NA | 2011-01-01 | 0 | NA | 0 | NA | W
14 | Labour Room | Infant Radient Warmer | 2 | Nice Neotech | 2007s | 1708 ,1551 | 8.2014 | 1 | 8.2016 | 0 | NA | W
15 | Labour Room | Baby Weighing Machine | 1 | NA | NA | NA | NA | 0 | NA | 0 | NA | W
16 | Labour Room | BP Apparatus | 4 | NA | NA | NA | NA | 0 | NA | 0 | NA | W
17 | Labour Room | Suction Machine | 1 | Winner | NA | NA | NA | 0 | NA | 0 | NA | W
18 | Labour Room | Labour Table | 1 | NA | NA | NA | NA | 0 | NA | 0 | NA | W
19 | OPD | ECG machine | 1 | NA | NA | NA | NA | 0 | NA | 0 | NA | W
20 | Lab | Hb Meter | 1 | NA | NA | NA | NA | 0 | NA | 0 | NA | W
21 | Lab | Microscope | 2 | NA | NA | NA | NA | 0 | NA | 0 | NA | W
22 | Dental | Dental Chair | 1 | Confident | NA | NA | NA | 0 | NA | 0 | NA | W
23 | Dental | Dental Chair | 1 | NA | NA | NA | NA | 0 | NA | 0 | NA |  | NW
24 | Dental | Centrifuge | 1 | NA | NA | NA | NA | 0 | NA | 0 | NA | W
25 | CHC | ILR | 2 | NA | NA | NA | NA | 0 | NA | 0 | NA | W
26 | CHC | Deep Freezer |  | NA | NA | NA | NA | 0 | NA | 0 | NA | W
27 | CHC | Refrigerator | 1 | NA | NA | NA | NA | 0 | NA | 0 | NA | W
28 | Labour Room | Phototherapy unit |  | SS Technomed | NA | NA | NA | 0 | NA | 0 | NA | W

## PHC Agroha
MASTER EQUIPMENT BASE
Name of District-Hisar Type of facility- PHC Name of the Facility-Agroha
S.no | Equipment category | Equipment name | Qty | Manufacturer | Model | Equipment S.No. | Installation date(m-yy) | Under Warranty(Y=1/N=0) | Warranty Upto(m-yy) | AMC/CMC(Y=1,N=0) | AMC/CMC upto(m/yy) | Working status
[12 empty] | W | NW
1 | PHC | Deep Freezer | 1 | Vestfrost Denmark | NMK-142 |  | 4.08 | 0 | NA | 0 | NA | W
2 | PHC | ILR | 1 | Haier | HBC-70 | BE0581e0100B29770045 | 4.08 | 1 | 2014-05-01 | 0 | NA | W
3 | Labour Room | Baby Warmer | 1 | Medi waves inc | NA | NA | 2.1 | 0 | NA | 0 | NA | W
4 | Dental | Dental Chair | 1 | Confident | NA | NA | 4.08 | 0 | NA | 0 | NA | W
5 | Labour Room | Infant weighing machine | 1 | B Braun | NA | NA | NA | 0 | NA | 0 | NA | W
6 | Labour Room | Foetal doppler | 1 | Altof Digi | NA | NA | 5.08 | 0 | NA | 0 | NA |  | NW
7 | Labour Room | Foetal doppler | 1 | NA | NA | NA | 7.11 | 0 | NA | 0 | NA | W
8 | Labour Room | Foetal doppler | 1 | NA | NA | NA | 1.12 | 0 | NA | 0 | NA | W
9 | Labour Room | Foot suction Machine | 1 | NA | NA | NA | 2.1 | 0 | NA | 0 | NA | W
10 | Labour Room | Foot suction Machine | 1 | NA | NA | NA | 3.12 | 0 | NA | 0 | NA | W
11 | Labour Room | BP Apparatus (digital) | 1 | NA | NA | NA | 2.1 | 0 | NA | 0 | NA | W
12 | Labour Room | BP Apparatus (digital) | 1 | NA | NA | NA | 10.09 | 0 | NA | 0 | NA | W
13 | PHC | Invertor(Double Battery) | 1 | Luminous | NA | NA | 5.08 | 0 | NA | 0 | NA | W
14 | Labour Room | Needle destroyer | 1 | NA | NA | NA | 4.08 | 0 | NA | 0 | NA | W
15 | Labour Room | Weighing Machine | 1 | NA | NA | NA | 4.08 | 0 | NA | 0 | NA | W
16 | PHC | Refrigerator | 1 | Godrej | NA | NA | 2.11 | 0 | NA | 0 | NA | W
17 | PHC | Haemoglobinometer | 1 | NA | NA | NA | NA | 0 | NA | 0 | NA | W
18 | Labour Room | Labour Table | 1 | NA | NA | NA | 10.09 | 0 | NA | 0 | NA | W
19 | Labour Room | Labour Table | 1 | NA | NA | NA | 4.08 | 0 | NA | 0 | NA | W
20 | Labour Room | Oxygen Cylinder 2 | 2 | NA | NA | NA | 4.08 | 0 | NA | 0 | NA | W
21 | OPD | Examination Table (3nos) | 3 | NA | NA | NA | 4.08 | 0 | NA | 0 | NA |  | NW
22 | Labour Room | Examination Table (2 nos) | 2 | NA | NA | NA | 10.09 | 0 | NA | 0 | NA | W
23 | Labour Room | Digital Thermometer | 1 | NA | NA | NA | 11.11 | 0 | NA | 0 | NA | W
24 | PHC | Generator | 1 | Birla yamaha | NA | NA | 4.08 | 0 | NA | 0 | NA | W
25 | PHC | Generator | 1 | 5kva | NA | NA | 3.12 | 0 | NA | 0 | NA | W
26 | PHC | Voltage stabliser 2 nos | 2 | NA | NA | NA | 4.08 | 0 | NA | 0 | NA | W
27 | PHC | Stethoscope 3 nos | 3 | NA | NA | NA | 4.08 | 0 | NA | 0 | NA | W
28 | OPD | Auroscope | 1 | NA | NA | NA | 4.08 | 0 | NA | 0 | NA | W
29 | OPD | Laryngoscope | 1 | NA | NA | NA | 4.08 | 0 | NA | 0 | NA | W
30 | Labour Room | Autoclave (cooker) 2 nos | 2 | NA | NA | NA | 4.08 | 0 | NA | 0 | NA | W
31 | PHC | Boiler | 1 | NA | NA | NA | 4.08 | 0 | NA | 0 | NA | W
32 | Labour Room | OT Light | 1 | NA | NA | NA | 5.08 | 0 | NA | 0 | NA |  | NW
33 | Labour Room | OT Light | 1 | NA | NA | NA | 10.09 | 0 | NA | 0 | NA | W
34 | Labour Room | Instrument steriliser | 1 | NA | NA | NA | NA | 0 | NA | 0 | NA | W
35 | PHC | Invertor(Single Battery) for DH | 1 | sukam | Torque |  | 2.1 | 0 | NA | 0 | NA | W
36 | Labour Room | Suction Machine | 1 | Monarch | NA | 6B2304 | 4.08 | 0 | NA | 0 | NA | W
37 | Labour Room | Suction Machine | 1 | NA | NA | NA | 4.08 | 0 | NA | 0 | NA |  | NW
38 | LAb | Microscope | 1 | Labo Optik | NA | NA | 4.08 | 0 | NA | 0 | NA | W
39 | PHC | ILR | 1 | Haier | HBC-70 | NA | 4.08 | 0 | NA | 0 | NA | W
40 | PHC | Wheel Chair | 1 | NA | NA | NA | 4.08 | 0 | NA | 0 | NA | W

## PHC Balsamand
MASTER EQUIPMENT BASE
Name of District-Hisar Type of facility- PHC Name of the Facility-Balsamand
S.no | Equipment category | Equipment name | Qty | Manufacturer | Model | Equipment S.No. | Installation date(m-yy) | Under Warranty(Y=1/N=0) | Warranty Upto(m-yy) | AMC/CMC(Y=1,N=0) | AMC/CMC upto(m/yy) | Working status
[12 empty] | W | NW
1 | PHC | Deep Freezer |  | Haier | HBD-116 | NA | NA | 0 | NA | 0 | NA | W
2 | PHC | ILR |  | Vestfrost Denmark | NMK-142 | NA | 2009 | 1 | 2014-05-01 | 0 | NA | W
3 | Labour Room | Baby Warmer |  | Skin servo warmer | NA | NA | NA | 0 | NA | 0 | NA | W
4 | Labour Room | Infant weighing machine |  | B Braun | NA | NA | NA | 0 | NA | 0 | NA | W
5 | Labour Room | Foetal doppler |  | Neocare-O | MC Dopp | NA | NA | 0 | NA | 0 | NA | W
6 | Labour Room | Table lamp |  | NA | NA | NA | NA | 0 | NA | 0 | NA |  | NW
7 | Labour Room | Foot suction Machine |  | NA | NA | NA | NA | 0 | NA | 0 | NA | W
8 | Labour Room | BP Apparatus |  | NA | NA | NA | NA | 0 | NA | 0 | NA | W
9 | PHC | Invertor(Double Battery) |  | Luminous | NA | NA | NA | 0 | NA | 0 | NA | W
10 | Labour Room | Needle destroyer |  | NA | NA | NA | NA | 0 | NA | 0 | NA | W
11 | Labour Room | Weighing Machine |  | NA | NA | NA | NA | 0 | NA | 0 | NA | W
12 | PHC | Refrigerator |  | Godrej | NA | NA | NA | 0 | NA | 0 | NA | W
13 | Lab | Haemoglobinometer |  | NA | NA | NA | NA | 0 | NA | 0 | NA | W
14 | Labour Room | Labour Table |  | NA | NA | NA | NA | 0 | NA | 0 | NA | W
15 | Labour Room | Oxygen Cylinder |  | NA | NA | NA | NA | 0 | NA | 0 | NA | W
16 | OT Table | Examination Table |  | NA | NA | NA | NA | 0 | NA | 0 | NA | W
17 | Labour Room | OT Table |  | NA | NA | NA | NA | 0 | NA | 0 | NA | W

## PHC Bass
MASTER EQUIPMENT BASE
Name of District-Hisar Type of facility- PHC Name of the Facility-Bass
s.no | Equipment category | Equipment name | Qty | Manufacturer | Model | Equipment S.No. | Installation date(m-yy) | Under Warranty(Y=1/N=0) | Warranty Upto(m-yy) | AMC/CMC(Y=1,N=0) | AMC/CMC upto(m/yy) | Working status
[12 empty] | W | NW
1 | Labour room | Infant weighing machine | 1 | B Braun | NA | NA | NA | 0 | NA | 0 | NA | W
2 | Labour room | Steriliser | 1 | NA | NA | NA | NA | 0 | NA | 0 | NA | W
3 | Labour room | HB Meter | 1 | NA | NA | NA | NA | 0 | NA | 0 | NA | W
4 | PHC | Invertor(Double Battery) | 1 | Microtek | NA | NA | NA | 0 | NA | 0 | NA | W
5 | Labour room | BP Apparatus 2 nos | 2 | NA | NA | NA | NA | 0 | NA | 0 | NA | W
6 | PHC | Beds | 5 | NA | NA | NA | NA | 0 | NA | 0 | NA |  | NW
7 | Labour room | Suction Machine | 1 | Winner | NA | NA | NA | 0 | NA | 0 | NA | W
8 | Labour room | Labour Table | 1 | NA | NA | NA | NA | 0 | NA | 0 | NA | W
9 | Labour room | Glucometer | 1 | NA | NA | NA | NA | 0 | NA | 0 | NA | W
10 | Labour room | Crib | 1 | NA | NA | NA | NA | 0 | NA | 0 | NA | W
11 | PHC | ILR | 1 | Haier | HBD-70 | NA | NA | 0 | NA | 0 | NA | W
12 | PHC | ILR | 1 | Haier | HBD-70 | NA | NA | 0 | NA | 0 | NA | W
13 | Lab | Centrifuge | 1 | NA | NA | NA | NA | 0 | NA | 0 | NA | W
14 | Lab | Binocular Microscope | 1 | OLYMPUS | CH20iBIMF | 4D00410 | NA | 0 | NA | 0 | NA | W
15 | OPD | Stethoscope | 1 | NA | NA | NA | NA | 0 | NA | 0 | NA | W
16 | Labour room | Oxygen Cylinder | 1 | NA | NA | NA | NA | 0 | NA | 0 | NA | W
17 | Lab | Binocular Microscope | 1 | Labo Optik | VJ-5 | NA | NA | 0 | NA | 0 | NA | W
18 | Labour room | Weighing Machine | 1 | NA | NA | NA | NA | 0 | NA | 0 | NA | W
19 | Labour room | Heater | 1 | NA | NA | NA | NA | 0 | NA | 0 | NA | W
20 | Labour room | Radiant Warmer | 1 | Servo | NA | NA | NA | 1 | NA | 1 | NA | W
21 | Labour room | Radiant Warmer | 1 | Nice Neotech | 2007s | 1543 | 9.2014 | 1 | NA | 1 | NA | W

## PHC Chaudhariwas
MASTER EQUIPMENT BASE
Name of District-Hisar Type of facility- PHC Name of the Facility-Chaudhariwas
S.no | Equipment category | Equipment name | Qty | Manufacturer | Model | Equipment S.No. | Installation date(m-yy) | Under Warranty(Y=1/N=0) | Warranty Upto(m-yy) | AMC/CMC(Y=1,N=0) | AMC/CMC upto(m/yy) | Working status
[12 empty] | W | NW
1 | OPD | Vision Box | 1 | NA | NA | NA | 23.03.10 | 0 | NA | 0 | NA | W
2 | Labour room | Standing BP Apparatus | 1 | Gold Supreme | NA | NA | 23.03.10 | 0 | NA | 0 | NA | W
3 | Labour room | Hieght Measuring stand (Adult,Paediatric | 1 | NA | NA | NA | 23.03.10 | 0 | NA | 0 | NA | W
4 | Labour room | Weighing scale | for each o1 | NA | NA | NA | 23.03.10 | 0 | NA | 0 | NA | W
5 | Labour room | Nebulizer | 1 | NA | NA | NA | 23.03.10 | 0 | NA | 0 | NA | W
6 | Lab | Digital thermometer | 2 | NA | NA | NA | 23.03.10 | 0 | NA | 0 | NA | w
7 | Labour room | Autoclave | 1 | SNI | NA | NA | 27.03.10 | 0 | NA | 0 | NA | W | NW
8 | Labour room | BP Apparatus | 5 | Diamond-2nos | NA | NA | 27.03.10 | 0 | NA | 0 | NA | W
9 | Labour room | Stethoscope | 2 | NA | NA | NA | NA | 0 | NA | 0 | NA | W
10 | Labour room | Electric Sterilizer | 1 | NA | NA | NA | NA | 0 | NA | 0 | NA | W
11 | Labour room | Suction Machine | 1 | NA | NA | NA | NA | 0 | NA | 0 | NA | W
12 | Labour room | Needle Destroyer | 2 | NA | NA | NA | NA | 0 | NA | 0 | NA | W
13 | PHC | Inverter | 1 | Luminous | 1200kv,double battery | NA | NA | 0 | NA | 0 | NA | W
14 | PHC | ILR | 1 | HAIER | BE058 1E010 08297 A0158 | NA | NA | 0 | NA | 0 | NA | W
15 | PHC | DEEP FREEZER | 1 | HAIER | HBD-116 | BE04G 0E010 0B296 80094 | NA | 0 | NA | 0 | NA |  | NW
16 | PHC | DEEP FREEZER | 1 | HAIER | HBD-116 | BE04G 4E260 OB2A8 40106 | NA | 0 | NA | 0 | NA | W
17 | PHC | ILR with Deep Freezer | 1 | Electrolux | TCW1990 | NA | NA | 0 | NA | 0 | NA | W
18 | Labour room | Radiant Warmer | 1 | Nice neotech | 2007s | 141506001377 | 12.2014 | 1 | NA | 1 | NA | W

## PHC Chuli Bagrian
MASTER EQUIPMENT BASE
Name of District-Hisar Type of facility- PHC Name of the Facility-Chuli Bagrian
S.no | Equipment category | Equipment name | Qty | Manufacturer | Model | Equipment S.No. | Installation date(m-yy) | Under Warranty(Y=1/N=0) | Warranty Upto(m-yy) | AMC/CMC(Y=1,N=0) | AMC/CMC upto(m/yy) | Working status
[12 empty] | W | NW
1 | PHC | Deep Freezer | 1 | Haier | HBD-116 | BE04G0E0100B28810357 | NA | 0 | NA | 0 | NA | W
2 | PHC | ILR 2NOS | 2 | Vestfrost Denmark | NMK-142 | NA | 2009 | 0 | NA | 0 | NA | W | NW
3 | PHC | Baby Warmer | 1 | Medi Waves Inc | NA | NA | 2008 | 0 | NA | 0 | NA | W
4 | PHC | Baby Warmer | 1 | Nice Neotech | 2007s | 1376 | 9.2014 | 1 | 9.2016 | 0 | NA | W
5 | PHC | Infant weighing machine | 1 | B Braun | NA | NA | NA | 0 | NA | 0 | NA | W
6 | PHC | Foetal doppler | 1 | Neocare-O | MC Dopp | NA | NA | 0 | NA | 0 | NA | W
7 | PHC | BP Apparatus stand | 1 | Gold & Supreme | NA | NA | NA | 0 | NA | 0 | NA | w
8 | PHC | Invertor(Double Battery) | 1 | Luminous 800 VA | NA | NA | NA | 0 | NA | 0 | NA | W
9 | PHC | Needle destroyer | 1 | NA | NA | NA | NA | 0 | NA | 0 | NA | W
10 | PHC | Wheel Chair | 1 | NA | NA | NA | NA | 0 | NA | 0 | NA | W
11 | PHC | Refrigerator | 1 | Striker | NA | NA | NA | 0 | NA | 0 | NA | W
12 | PHC | Patient beds 4 nos | 4 | NA | NA | NA | NA | 0 | NA | 0 | NA | W
13 | PHC | Labour Table 2 | 2 | NA | NA | NA | NA | 0 | NA | 0 | NA | W
14 | PHC | Oxygen Cylinder 2nos | 2 | NA | NA | NA | NA | 0 | NA | 0 | NA | W
15 | PHC | Invertor(Single Battery) | 1 | NA | NA | NA | NA | 0 | NA | 0 | NA | W
16 | PHC | Autoclave | 1 | NA | NA | NA | NA | 0 | NA | 0 | NA | w
17 | PHC | Fumigation System | 1 | NA | NA | NA | NA | 0 | NA | 0 | NA | W
18 | PHC | Suction Machine | 1 | Santhushthi | NA | NA | NA | 0 | NA | 0 | NA | W
19 | PHC | Instrument boiler 2 nos | 2 | NA | NA | NA | NA | 0 | NA | 0 | NA | W
20 | PHC | Instrument sterilizer | 1 | NA | NA | NA | NA | 0 | NA | 0 | NA | W

## PHC Datta
MASTER EQUIPMENT BASE
Name of District-Hisar Type of facility- PHC Name of the Facility-Datta
S.no | Equipment category | Equipment name | Qty | Manufacturer | Model | Equipment S.No. | Installation date(m-yy) | Under Warranty(Y=1/N=0) | Warranty Upto(m-yy) | AMC/CMC(Y=1,N=0) | AMC/CMC upto(m/yy) | Working status
[12 empty] | W | NW
1 | PHC | Deep Freezer | 1 | Haier | NA | NA | NA | 0 | NA | 0 | NA | W
2 | Labour Room | OT Light portable | 1 | NA | NA | NA | NA | 0 | NA | 0 | NA | W
3 | Labour Room | Radiant Warmer | 1 | Nice Neotech | 2007s | 1385 | 9.2014 | 1 | 9.2016 | 0 | NA | W
4 | Labour Room | Radiant Warmer | 1 | Jain Surgicles | NA | NA | 8.2008 | 0 | NA | 0 | NA | W
5 | Labour Room | Infant weighing machine | 1 | B Braun | NA | NA | NA | 0 | NA | 0 | NA | W
6 | Labour Room | Foetal doppler | 1 | NA | NA | NA | NA | 0 | NA | 0 | NA | W
7 | Labour Room | HB Meter | 1 | NA | NA | NA | NA | 0 | NA | 0 | NA | w
8 | PHC | Invertor(Double Battery) | 1 | NA | NA | NA | NA | 0 | NA | 0 | NA | W
9 | Labour Room | Needle destroyer | 1 | NA | NA | NA | NA | 0 | NA | 0 | NA | W
10 | PHC | Wheel Chair | 1 | NA | NA | NA | NA | 0 | NA | 0 | NA | W
11 | PHC | Generator | 1 | NA | NA | NA | NA | 0 | NA | 0 | NA | W
12 | PHC | Patient beds 6 nos | 6 | NA | NA | NA | NA | 0 | NA | 0 | NA | W
13 | Labour Room | Labour Table 2 | 2 | NA | NA | NA | NA | 0 | NA | 0 | NA | W
14 | PHC | Oxygen Cylinder 1nos | 1 | NA | NA | NA | NA | 0 | NA | 0 | NA | W
15 | PHC | Invertor(Single Battery) | 1 | NA | NA | NA | NA | 0 | NA | 0 | NA | W
16 | Lab | Microscope | 1 | Old | NA | NA |  | 0 | NA | 0 | NA |  | NW
17 | OPD | Examination Table | 1 | NA | NA | NA | NA | 0 | NA | 0 | NA | W
18 | Labour Room | Foot Suction Machine | 1 | NA | NA | NA | NA | 0 | NA | 0 | NA | W
19 | Labour Room | Ambu Bag 3 nos | 1 | NA | NA | NA | NA | 0 | NA | 0 | NA | W
20 | Labour Room | Instrument sterilizer | 1 | NA | NA | NA | NA | 0 | NA | 0 | NA | W
21 | PHC | ILR | 1 | Haier | NA | NA | NA | 0 | NA | 0 | NA | W
22 | Lab | Binocular Microscope | 1 | Unilab | 35953 | NA | 2012 | 0 | NA | 0 | NA | W

## PHC Dualatpur
MASTER EQUIPMENT BASE
Name of District-Hisar Type of facility- PHC Name of the Facility-Daulatpur
S.no | Equipment category | Equipment name | Qty | Manufacturer | Model | Equipment S.No. | Installation date(m-yy) | Under Warranty(Y=1/N=0) | Warranty Upto(m-yy) | AMC/CMC(Y=1,N=0) | AMC/CMC upto(m/yy) | Working status
[12 empty] | W | NW
1 | PHC | Deep Freezer |  | Haier | HBD-116 | NA | NA | 0 | NA | 0 | NA | W
2 | PHC | ILR |  | Vestfrost Denmark | NMK-142 | NA | 2009 | 0 | NA | 0 | NA |  | NW
3 | Labour Room | Baby Warmer |  | SS Tecnomed P Ltd. | NA | NA | 2008 | 0 | NA | 0 | NA | W
4 | Labour Room | Infant weighing machine |  | B Braun | NA | NA | NA | 0 | NA | 0 | NA | W
5 | Labour Room | BP Apparatus |  | NA | NA | NA | NA | 0 | NA | 0 | NA | W
6 | PHC | Invertor(Double Battery) |  | Sukam 800 VA | NA | NA | NA | 0 | NA | 0 | NA | w
7 | Labour Room | Needle destroyer |  | NA | NA | NA | NA | 0 | NA | 0 | NA | W
8 | PHC | Refrigerator |  | NA | NA | NA | NA | 0 | NA | 0 | NA | W
9 | PHC | Patient beds 2 nos |  | NA | NA | NA | NA | 0 | NA | 0 | NA | W
10 | Labour Room | Labour Table |  | NA | NA | NA | NA | 0 | NA | 0 | NA | W
11 | Labour Room | Oxygen Cylinder 2nos |  | NA | NA | NA | NA | 0 | NA | 0 | NA | W
12 | PHC | Invertor(Double Battery) |  | Microtek | NA | NA | NA | 0 | NA | 0 | NA | W
13 | Lab | Binocular Microscope |  | Ajay Optik | NA | NA | NA | 0 | NA | 0 | NA | W
14 | Lab | Monocular Microscope |  | Labo | NA | NA | NA | 0 | NA | 0 | NA |  | NW
15 | Lab | Binocular Microscope |  | Unilab | NA | NA | Feb,2012 | 0 | NA | 0 | NA |  | NW
16 | Labour Room | Instrument sterilizer |  | NA | NA | NA | NA | 0 | NA | 0 | NA | W
17 | Labour Room | Foot Suction Machine |  | NA | NA | NA | NA | 0 | NA | 0 | NA | W

## PHC Dhansu
MASTER EQUIPMENT BASE
Name of District-Hisar Type of facility- PHC Name of the Facility-Dhansu
S.no | Equipment category | Equipment name | Qty | Manufacturer | Model | Equipment S.No. | Installation date(m-yy) | Under Warranty(Y=1/N=0) | Warranty Upto(m-yy) | AMC/CMC(Y=1,N=0) | AMC/CMC upto(m/yy) | Working status
[12 empty] | W | NW
1 | PHC | Deep Freezer | 1 | Haier | HBD-116 | NA | 15.01.11 | 0 | NA | 0 | NA | W
2 | PHC | ILR | 1 | Haier | HBC-70 | BE0581E0100B297E0162 | 13.10.10 | 0 | NA | 0 | NA | w
3 | Labour Room | Baby Warmer | 1 | Skin servo warmer | NA | NA | 27.09.2010 | 0 | NA | 0 | NA | W
4 | Labour Room | Foetal doppler | 1 | Euro Dopp | NA | NA | 15.07.11 | 0 | NA | 0 | NA | W
5 | Labour Room | Infant weighing machine | 1 | B Braun | NA | NA | NA | 0 | NA | 0 | NA | W
6 | Labour Room | BP Apparatus Digital 2 nos | 2 | NA | CH-437C | 8002892-3 | 2009 | 0 | NA | 0 | NA | w
7 | Dental | Dental Chair | 1 | Confident | DK69051 | CAJ2612M | 17.12.97 | 0 | NA | 0 | NA | W
8 | Lab | Binocular Microscope | 1 | Labo Optik | VJ-5 | NA | NA | 0 | NA | 0 | NA |  | NW
9 | Lab | Binocular Microscope | 1 | Unilab | Coax RH-81 | NA | 15.01.12 | 0 | NA | 0 | NA | W
10 | Lab | Binocular Microscope | 1 | Ajay Optik | Microlux-16 | 05-M-6043 | from CHC Barwala | 0 | NA | 0 | NA | W
11 | Labour Room | Suction Machine | 1 | Devkine healthcare pvt ltd | NA | NA | 16.03.12 | 0 | NA | 0 | NA | W
12 | Labour Room | Vertical autoclave | 1 | NA | NA | NA | 16.03.12 | 0 | NA | 0 | NA | W
13 | Labour Room | Invertor(Double Battery) | 1 | Luminous | NA | NA | NA | 0 | NA | 0 | NA | W
14 | Labour Room | Weighing Machine | 1 | B Braun | NA | NA | NA | 0 | NA | 0 | NA | W
15 | PHC | Haemoglobinometer | 1 | NA | NA | NA | NA | 0 | NA | 0 | NA | W
16 | Labour Room | Foot suction Machine | 1 | NA | NA | NA | NA | 0 | NA | 0 | NA | W
17 | Labour Room | Instrument steriliser | 1 | NA | NA | NA | NA | 0 | NA | 0 | NA | W
18 | Labour Room | Foetal doppler | 1 | NA | NA | NA | NA | 0 | NA | 0 | NA | W
19 | Labour Room | Equipment steriliser | 1 | NA | NA | NA | NA | 0 | NA | 0 | NA | W
20 | PHC | Refrigerator | 1 | NA | NA | NA | NA | 0 | NA | 0 | NA | W
21 | Labour Room | Labour Table | 1 | NA | NA | NA | NA | 0 | NA | 0 | NA | W
22 | Labour Room | Oxygen Cylinder | 1 | NA | NA | NA | NA | 0 | NA | 0 | NA | W

## PHC Dobhi
MASTER EQUIPMENT BASE
Name of District-Hisar Type of facility- PHC Name of the Facility-Dobhi
S.no | Equipment category | Equipment name | Qty | Manufacturer | Model | Equipment S.No. | Installation date(m-yy) | Under Warranty(Y=1/N=0) | Warranty Upto(m-yy) | AMC/CMC(Y=1,N=0) | AMC/CMC upto(m/yy) | Working status
[12 empty] | W | NW
1 | Labour Room | OT Light(portable) | 1 | Sevenstar electronics | NA | NA | NA | 0 | NA | 0 | NA | W
2 | Labour Room | Infant weighing machine | 1 | B Braun | NA | NA | NA | 0 | NA | 0 | NA | w
3 | Labour Room | Boiler | 1 | NA | NA | NA | NA | 0 | NA | 0 | NA | W
4 | Labour Room | Foot suction Machine | 1 | NA | NA | NA | NA | 0 | NA | 0 | NA | W
5 | Labour Room | BP Apparatus (2) | 1 | NA | NA | NA | NA | 0 | NA | 0 | NA | W
6 | PHC | Invertor(Double Battery) | 1 | Microtek | NA | NA | NA | 0 | NA | 0 | NA | w
7 | Labour Room | Needle destroyer | 1 | NA | NA | NA | NA | 0 | NA | 0 | NA | W
8 | Labour Room | Weighing Machine | 1 | NA | NA | NA | NA | 0 | NA | 0 | NA | w
9 | Lab | Binocular Microscope | 1 | Unilab India | COAX RH-81 | 35967 | 3.01.12 | 0 | NA | 0 | NA | W
10 | Lab | Microscope | 1 | Labo Optik | VJ-5 | 89J-951 |  | 0 | NA | 0 | NA | W
11 | Lab | Haemoglobinometer | 1 | NA | NA | NA | 8.2012 | 0 | NA | 0 | NA | W
12 | Labour Room | Labour Table | 1 | NA | NA | NA | NA | 0 | NA | 0 | NA | W
13 | PHC | Generator | 1 | Honda | 0.5 KVA | NA | NA | 0 | NA | 0 | NA | W
14 | OPD | Laryngoscope | 1 | NA | NA | NA | NA | 0 | NA | 0 | NA | W
15 | PHC | Deep Freezer | 1 | Haier | HBD-116 | NA | NA | 0 | NA | 0 | NA | W
16 | PHC | ILR | 1 | Vestfrost | NMK-142 | 44623013 | 2009 | 0 | NA | 0 | NA | W
17 | Dental | Dental Unit | 1 | Confident | Model 1\/ | DK27396(compressor) | NA | 0 | NA | 0 | NA | W
18 | Labour Room | Radiant Warmer | 1 | Skin Servo | nA | NA | NA | 0 | NA | 0 | NA | W
19 | Labour Room | Radiant Warmer | 1 | Nice Neotech | 2007s | 1381 | 9.2014 | 0 | NA | 0 | NA | W

## PHC Gawar
MASTER EQUIPMENT BASE
Name of District-Hisar Type of facility- PHC Name of the Facility-Gawar
S.no | Equipment category | Equipment name | Qty | Manufacturer | Model | Equipment S.No. | Installation date(m-yy) | Under Warranty(Y=1/N=0) | Warranty Upto(m-yy) | AMC/CMC(Y=1,N=0) | AMC/CMC upto(m/yy) | Working status
[12 empty] | W | NW
1 | Labour Room | Labour Table | 1 | NA | NA | NA | NA | 0 | NA | 0 | NA | W
2 | Labour Room | Baby Warmer | 1 | Medi waves inc | NA | NA | 2.201 | 0 | NA | 0 | NA | w
3 | Dental | Dental Chair | 1 | Confident | \/ model | NA | NA | 0 | NA | 0 | NA | W
4 | Labour Room | Infant weighing machine | 1 | B Braun | NA | NA | NA | 0 | NA | 0 | NA | W
5 | Labour Room | Foetal doppler | 1 | Euro Dopp | NA | NA | NA | 0 | NA | 0 | NA | W
6 | Labour Room | Fumigator | 1 | NA | NA | NA | NA | 0 | NA | 0 | NA | w
7 | Labour Room | Sterilizer | 1 | NA | NA | NA | NA | 0 | NA | 0 | NA | W
8 | Labour Room | Foot suction Machine | 1 | NA | NA | NA | NA | 0 | NA | 0 | NA | w
9 | Labour Room | BP Apparatus (stand) | 1 | Omex | NA | NA | NA | 0 | NA | 0 | NA | W
10 | PHC | Invertor(Double Battery) | 1 | Luminous | NA | NA | NA | 0 | NA | 0 | NA | W
11 | Labour Room | Needle destroyer | 1 | NA | NA | NA | NA | 0 | NA | 0 | NA | W
12 | Labour Room | Weighing Machine | 1 | NA | NA | NA | NA | 0 | NA | 0 | NA | W
13 | Labour Room | Haemoglobinometer | 1 | NA | NA | NA | NA | 0 | NA | 0 | NA | W
14 | Labour Room | Labour Table | 1 | NA | NA | NA | NA | 0 | NA | 0 | NA | W
15 | PHC | Oxygen Cylinder 2 | 2 | NA | NA | NA | NA | 0 | NA | 0 | NA | W
16 | PHC | Examination Table (3nos) | 1 | NA | NA | NA | NA | 0 | NA | 0 | NA | W
17 | Labour Room | OT Light portable | 1 | NA | NA | NA | NA | 0 | NA | 0 | NA | W

## PHC Gurana
MASTER EQUIPMENT BASE
Name of District-Hisar Type of facility- PHC Name of the Facility-Gurana
S.no | Equipment category | Equipment name | Qty | Manufacturer | Model | Equipment S.No. | Installation date(m-yy) | Under Warranty(Y=1/N=0) | Warranty Upto(m-yy) | AMC/CMC(Y=1,N=0) | AMC/CMC upto(m/yy) | Working status
[12 empty] | W | NW
1 | PHC | Deep Freezer | 1 | Vestfrost Denmark | SB-142,142 Ltr | BD0580E01 | 1.1.10 | 0 | NA | 0 | NA | W
2 | PHC | ILR | 1 | Vestfrost Denmark | MK-142,142 Ltr | BE04G0E01 | 1.10.09 | 0 | NA | 0 | NA |  | NW
3 | Labour Room | Baby Warmer | 1 | Nice Neotech | 2007s | 1384 | 9.2014 | 1 | 8.2016 | 0 | NA | W
4 | Labour Room | Baby Warmer | 1 | Jain surgicles | NA | NA | 2008 | 0 | NA | 0 | NA |  | NW
5 | Labour Room | Infant weighing machine | 1 | B Braun | NA | NA | NA | 0 | NA | 0 | NA | W
6 | Labour Room | Foetal doppler | 1 | Jain surgicles | NA | NA | NA | 0 | NA | 0 | NA | W
7 | Labour Room | BP Apparatus | 1 |  | NA | NA | NA | 0 | NA | 0 | NA | w
8 | PHC | Invertor(Double Battery) | 1 | Luminous 800 VA | NA | NA | NA | 0 | NA | 0 | NA | W
9 | Labour Room | Needle destroyer | 1 | NA | NA | NA | NA | 0 | NA | 0 | NA | w
10 | Labour Room | OT Light | 1 | NA | NA | NA | NA | 0 | NA | 0 | NA | W
11 | Labour Room | Weighing Machine | 1 | NA | NA | NA | NA | 0 | NA | 0 | NA | W
12 | Labour Room | Ambu Bag 4 | 1 | NA | NA | NA | NA | 0 | NA | 0 | NA | W
13 | Labour Room | Labour Table | 1 | NA | NA | NA | NA | 0 | NA | 0 | NA | W
14 | Labour Room | Oxygen Cylinder 2nos | 1 | NA | NA | NA | NA | 0 | NA | 0 | NA | W
15 | PHC | Generatr 3 KVA | 1 | NA | NA | NA | NA | 0 | NA | 0 | NA | W
16 | PHC | Generatr 0.5 KVA | 1 | Birla Yamaha | Kerosene | NA | NA | 0 | NA | 0 | NA | W
17 | Labour Room | Fumigation System | 1 | NA | NA | NA | NA | 0 | NA | 0 | NA | W
18 | Labour Room | Foot Suction Machine | 1 | NA | NA | NA | NA | 0 | NA | 0 | NA | W
19 | PHC | Patient Beds 6 | 6 | NA | NA | NA | NA | 0 | NA | 0 | NA | W
20 | Labour Room | Instrument sterilizer | 1 | NA | NA | NA | NA | 0 | NA | 0 | NA | W
21 | Lab | Binocular micrscope | 1 | Labo Optik | VJ-5 | NA | NA | 0 | NA | 0 | NA | W
22 | Lab | Binocular micrscope | 1 | Unilab | COAX-RH-81 | 35944 | NA | 0 | NA | 0 | NA | W
23 | Lab | Centrifuge | 1 | NA | NA | NA | NA | 0 | NA | 0 | NA | W
24 | Lab | HB Meter | 1 | NA | NA | NA | NA | 0 | NA | 0 | NA | W
25 | Labour Room | Examination Table | 1 | NA | NA | NA | NA | 0 | NA | 0 | NA | W
26 | Dental | Dental Uit | 1 | Confident | Model l\/ | NA | NA | 0 | NA | 0 | NA | W

## PHC Hasangarh
MASTER EQUIPMENT BASE
Name of District-Hisar Type of facility- PHC Name of the Facility-Hasangarh
S.no | Equipment category | Equipment name | Qty | Manufacturer | Model | Equipment S.No. | Installation date(m-yy) | Under Warranty(Y=1/N=0) | Warranty Upto(m-yy) | AMC/CMC(Y=1,N=0) | AMC/CMC upto(m/yy) | Working status
[12 empty] | W | NW
1 | PHC | Deep Freezer | 1 | Vestfrost | MF-114 | 100B287M03 | NA | 0 | NA | 0 | NA | W
2 | PHC | ILR 2nos | 2 | Vestfrost | MK-142 | 20070621 | NA | 0 | NA | 0 | NA | w
3 | Labour Room | Baby Warmer | 1 | SS Technomed | NA | NA | 12.11 | 0 | NA | 0 | NA | W
4 | Labour Room | Baby Warmer | 1 | Nice Neotech | NA | NA | 8.2014 | 1 | 8.2016 | 0 | NA | W
5 | Labour Room | Weighing machine 2nos | 2 | B Braun | NA | NA | NA | 0 | NA | 0 | NA | W | NW
6 | Labour Room | Foetal doppler | 1 | NA | NA | NA | 2011 | 0 | NA | 0 | NA | W
7 | Labour Room | BP Apparatus 2Nos | 2 | NA | NA | NA | NA | 0 | NA | 0 | NA | w
8 | PHC | Invertor(Single Battery) | 1 | Sukam | NA | NA | NA | 0 | NA | 0 | NA | W
9 | Labour Room | Needle destroyer 1nos | 1 | electrical | NA | NA | 1.04.08 | 0 | NA | 0 | NA | w
10 | Labour Room | Weighing Machine | 1 | NA | NA | NA | NA | 0 | NA | 0 | NA | W
11 | Lab | Haemoglobinometer 2NOS | 2 | NA | NA | NA | NA | 0 | NA | 0 | NA | W
12 | Labour Room | Labour Table | 1 | NA | NA | NA | 10.10.09 | 0 | NA | 0 | NA | W
13 | Labour Room | Ambu bag | 1 | NA | NA | NA | NA | 0 | NA | 0 | NA | W
14 | PHC | Patient beds 3nos | 1 | NA | NA | NA | NA | 0 | NA | 0 | NA | W
15 | Labour Room | Autoclave (cooker) | 1 | NA | NA | NA | NA | 0 | NA | 0 | NA | W
16 | Labour Room | Boiler | 1 | NA | NA | NA | NA | 0 | NA | 0 | NA | W
17 | Lab | Binocular Microscope | 1 | NA | NA | NA | NA | 0 | NA | 0 | NA | W
18 | Lab | Foot Suction Machine | 1 | NA | NA | NA | NA | 0 | NA | 0 | NA | W

## PHC Kaimiri
MASTER EQUIPMENT BASE
Name of District-Hisar Type of facility- PHC Name of the Facility-Kaimiri
S.no | Equipment category | Equipment name | Qty | Manufacturer | Model | Equipment S.No. | Installation date(m-yy) | Under Warranty(Y=1/N=0) | Warranty Upto(m-yy) | AMC/CMC(Y=1,N=0) | AMC/CMC upto(m/yy) | Working status
[12 empty] | W | NW
1 | Labour Room | Radient Warmer | 2 | Skin servo warmer,Neotech | NA | NA | 12.09,12.2014 | 1 | 12.2016 | 0 | NA | W
2 | Labour Room | Suction Machine | 1 | Monarch | MSI-RG02 | NA | 28.07.05 | 0 | NA | 0 | NA | w
3 | Labour Room | Infant weighing machine | 1 | B Braun | NA | NA | 8.07.06 | 0 | NA | 0 | NA | W
4 | Labour Room | Instrument Sterilisation | 4 |  | NA | NA | 8.07.06 | 0 | NA | 0 | NA | W | NW
5 | Labour Room | Foetal Doppler | 1 | Euro Dop | NA | NA | 15.12.09 | 0 | NA | 0 | NA | W
6 | Labour Room | Foot suction Machine | 1 | NA | NA | NA | 15.12.09 | 0 | NA | 0 | NA | w
7 | Labour Room | BP Apparatus (Stand Model) | 2 | NA | NA | NA | 15.12.09 | 0 | NA | 0 | NA | W
8 | PHC | Invertor(Double Battery) | 1 | Luminous | NA | NA | NA | 0 | NA | 0 | NA | w
9 | PHC | Invertor(Double Battery) | 1 | Luminous | NA | NA | NA | 0 | NA | 0 | NA | W
10 | Labour Room | Autoclave(Vertical) | 1 | NA | NA | NA | 8.07.06 | 0 | NA | 0 | NA | W
11 | Labour Room | BP Apparatus | 3 | NA | NA | NA | NA | 0 | NA | 0 | NA | W
12 | PHC | Deep Freezer | 1 | Haier | HBD-70 | NA | NA | 0 | NA | 0 | NA | W
13 | PHC | ILR | 1 | Vestfrost | NMK-142 | 44623034 | NA | 0 | NA | 0 | NA | W
14 | Labour Room | Oxygen Cylinder | 2 | NA | NA | NA | 28.07.05 | 0 | NA | 0 | NA | W
15 | Labour Room | Oxygen Cylinder | 2 | NA | NA | NA | 24.10.07 | 0 | NA | 0 | NA | W
16 | Labour Room | Delivery Table | 1 | NA | NA | NA | 28.07.05 | 0 | NA | 0 | NA | W
17 | Lab | HB Meter | 1 | NA | NA | NA | 08.07.06 | 0 | NA | 0 | NA | W
18 | Labour Room | Baby cradle | 1 | NA | NA | NA | NA | 0 | NA | 0 | NA | W
19 | OT | Boyle' Apparatus | 1 | Surgitech | NA | NA | 15.12.09 | 0 | NA | 0 | NA | W
20 | Labour Room | Autoclave 2 drum | 1 | NA | NA | NA | NA | 0 | NA | 0 | NA | W
21 | OPD | Xray view box | 3 | NA | NA | NA | 15.12.09 | 0 | NA | 0 | NA | W
22 | OPD | OT Light(portable) | 2 | NA | NA | NA | 15.12.09 | 0 | NA | 0 | NA | W
23 | Labour Room | Laryngoscope | 1 | NA | NA | NA | 7.09.06 | 0 | NA | 0 | NA | W
24 | OT | OT table ortho | 2 | NA | NA | NA | 15.12.09 | 0 | NA | 0 | NA | W
25 | Labour Room | Pulse Oximeter | 1 | NA | NA | NA | 15.12.09 | 0 | NA | 0 | NA | W
26 | Labour Room | Nebulizer | 1 | NA | NA | NA | 15.12.09 | 0 | NA | 0 | NA | W
27 | Labour Room | Fumigator | 1 | NA | NA | NA | 15.12.09 | 0 | NA | 0 | NA | W
28 | Labour Room | Needle destroyer | 1 | Dust tray | Microsil | NA | NA | 0 | NA | 0 | NA | W
29 | Labour Room | Weighing Machine | 1 | NA | NA | NA | NA | 0 | NA | 0 | NA | W
30 | Labour Room | Examination Table | 6 | NA | NA | NA | NA | 0 | NA | 0 | NA | W
31 | PHC | Generator set | 1 | Birla Yamaha | NA | NA | 7.09.06 | 0 | NA | 0 | NA | W
32 | Lab | Binocular Microscope | 1 | Fine Vision | PZB-22 | 2078 | 7.09.06 | 0 | NA | 0 | NA | W
33 | Lab | Binocular Microscope | 1 | NA | NA | NA | NA | 0 | NA | 0 | NA | W

## PHC Kajlan
MASTER EQUIPMENT BASE
Name of District-Hisar Type of facility- PHC Name of the Facility-Kajlan
S.no | Equipment category | Equipment name | Qty | Manufacturer | Model | Equipment S.No. | Installation date(m-yy) | Under Warranty(Y=1/N=0) | Warranty Upto(m-yy) | AMC/CMC(Y=1,N=0) | AMC/CMC upto(m/yy) | Working status
[12 empty] | W | NW
1 | Labour Room | Radient Warmer | 1 | Skin servo warmer | NA | NA | 12.09 | 1 | 12.2016 | 0 | NA | W
2 | Labour Room | Radient Warmer | 1 | Nice Neotech | 2007s | 1379 | 9.2014 | 1 | 12.2016 | 0 | NA | W
3 | Labour Room | Suction Machine | 1 | Monarch | MSI-RG02 | 694304 | 28.07.05 | 0 | NA | 0 | NA | w
4 | Labour Room | OT Light(portable) | 1 | NA | NA | NA | 8.07.06 | 0 | NA | 0 | NA | W
5 | Labour Room | Infant weighing machine | 1 | B Braun | NA | NA | 8.07.06 | 0 | NA | 0 | NA | W
6 | Labour Room | Sterilisation Beaker | 1 | NA | NA | NA | 15.12.09 | 0 | NA | 0 | NA | W
7 | Labour Room | Boiler | 1 | NA | NA | NA | 15.12.09 | 0 | NA | 0 | NA | w
8 | Labour Room | OT Table | 1 | NA | NA | NA | 15.12.09 | 0 | NA | 0 | NA | W
9 | Labour Room | Foetal Doppler | 1 | Euro Dop | NA | NA | NA | 0 | NA | 0 | NA | w
10 | Labour Room | Foot suction Machine | 1 | NA | NA | NA | NA | 0 | NA | 0 | NA | W
11 | Labour Room | BP Apparatus (Stand Model) | 1 | NA | NA | NA | 8.07.06 | 0 | NA | 0 | NA | W
12 | Labour Room | Invertor(Double Battery) | 1 | Voltstar | NA | NA | NA | 0 | NA | 0 | NA | W
13 | PHC | Invertor | 1 | Sukam | NA | NA | NA | 0 | NA | 0 | NA | W
14 | Labour Room | Suction Machine | 1 | Monarch | NA | NA | NA | 0 | NA | 0 | NA | W
15 | Labour Room | Autoclave(Verical) | 1 | NA | NA | NA | 28.07.05 | 0 | NA | 0 | NA | W
16 | Labour Room | Room Heaters(2nos) | 1 | NA | NA | NA | 24.10.07 | 0 | NA | 0 | NA | W
17 | Labour Room | BP Apparatus (Stand Model) | 1 | NA | NA | NA | 28.07.05 | 0 | NA | 0 | NA | W
18 | PHC | Deep Freezer | 1 | Haier | HBD-116 |  | 08.07.06 | 0 | NA | 0 | NA | W
19 | PHC | ILR | 1 | Haier | HBC-70 | BE07F4E0N00B2A6N0074 | NA | 0 | NA | 0 | NA | W
20 | Dental | Dental Unit | 1 | Confident | Model \/ compressor - 92-H | DK27396(compressor) | 15.12.09 | 0 | NA | 0 | NA | W

## PHC Khandakheri
MASTER EQUIPMENT BASE
Name of District-Hisar Type of facility- PHC Name of the Facility-Khandakheri
S.no | Equipment category | Equipment name | Qty | Manufacturer | Model | Equipment S.No. | Installation date(m-yy) | Under Warranty(Y=1/N=0) | Warranty Upto(m-yy) | AMC/CMC(Y=1,N=0) | AMC/CMC upto(m/yy) | Working status
[12 empty] | W | NW
1 | Labour Room | OT Light(portable) | 1 | NA | NA | NA | NA | 0 | NA | 0 | NA | W
2 | Labour Room | Infant weighing machine | 1 | B Braun | NA | NA | 8.12.05 | 0 | NA | 0 | NA | w
3 | Labour Room | Infant weighing machine | 1 | Tanita | NA | NA | 8.12.05 | 0 | NA | 0 | NA | W
4 | Labour Room | Steriliser | 1 | NA | NA | NA | 8.12.05 | 0 | NA | 0 | NA | W
5 | Labour Room | Foot suction Machine | 1 | NA | NA | NA | NA | 0 | NA | 0 | NA | W
6 | Labour Room | BP Apparatus (2) | 2 | NA | NA | NA | 8.12.05 | 0 | NA | 0 | NA | w
7 | Labour Room | BP Apparatus stand model | 1 | NA | NA | NA | 8.12.05 | 0 | NA | 0 | NA | W
8 | PHC | Invertor(Double Battery) | 1 | Microtek | NA | NA | NA | 0 | NA | 0 | NA | w
9 | Ward | Needle destroyer | 1 | NA | NA | NA | 8.12.05 | 0 | NA | 0 | NA | W
10 | Ward | Foetal doppler | 1 | MCP | NA | NA | NA | 0 | NA | 0 | NA | W
11 | Ward | Beds | 1 | 6 Qty | NA | NA | NA | 0 | NA | 0 | NA | W
12 | Lab | Microscope | 1 | Labo Med | Vision 2000 | 451 | 15.02.10 | 0 | NA | 0 | NA | W
13 | PHC | Wheel Chair | 1 | NA | NA | NA | 8.12.05 | 0 | NA | 0 | NA | W
14 | Labour Room | Labour Table | 1 | NA | NA | NA | 13.12.04 | 0 | NA | 0 | NA | W
15 | PHC | Generator | 1 | Sonalika | Through donation | NA | 1.12.2003 | 0 | NA | 0 | NA | W
16 | PHC | Stethoscope | 1 | NA | NA | NA | 8.12.05 | 0 | NA | 0 | NA | W
17 | OPD | Xray view Box | 1 | NA | NA | NA | 10.08.89 | 0 | NA | 0 | NA | W
18 | PHC | ILR | 1 | Haier | HBD-116 | NA | NA | 0 | NA | 0 | NA | W
19 | Dental | Dental Unit | 1 | Confident | Model 1\/ | NA | Jan,2007 | 0 | NA | 0 | NA | W
20 | Labour Room | Radient Warmer | 2 | Skin servo warmer | SS technomedP ltd | NA | NA,7.2014 | 1 | 7.2016 | 0 | NA | W
21 | Lab | Hb Meter | 1 | NA | NA | NA | 8.12.05 | 0 | NA | 0 | NA | W

## PHC Ladwa
MASTER EQUIPMENT BASE
Name of District-Hisar Type of facility- PHC Name of the Facility-Ladwa
S.no | Equipment category | Equipment name | Qty | Manufacturer | Model | Equipment S.No. | Installation date(m-yy) | Under Warranty(Y=1/N=0) | Warranty Upto(m-yy) | AMC/CMC(Y=1,N=0) | AMC/CMC upto(m/yy) | Working status
[12 empty] | W | NW
1 | PHC | DEEP Freezer | 1 | vest frost | 220 v sp -142 | 31612155 | 10.2003 | 0 | NA | 0 | NA | W
2 | PHC | I.L.R | 1 | vest frost | NA | 88440209 | 1985-09-01 | 0 | NA | 0 | NA |  | NW
3 | PHC | I.L.R | 1 | vest frost | NA | 50213018 | 1988-04-12 | 0 | NA | 0 | NA |  | NW
4 | PHC | I.L.R | 1 | vest frost | HBC -70 | BQ4A5045 | 2002-03-18 | 0 | NA | 0 | NA |  | NW
5 | PHC | I.L.R | 1 | haier | HBC -70 | BE07F4E-oNoo BL-A6 | 2011-12-08 | 0 | NA | 0 | NA | W
6 | Dental | Dental Chair Unit | 1 | Confident dental equipment Pvt | Model Iv | CK89065 | 1998 | 0 | NA | 0 | NA | w
7 | PHC | Generator | 1 | birla Yamaha |  | 184116 | 2002-06-14 | 0 | NA | 0 | NA | W
8 | Labour Room | Suction Machine | 1 | morach surgi Indursty | msi RG02 | 2941004 | 2005-12-07 | 0 | NA | 0 | NA | w
9 | Labour Room | Suction Machine | 1 | NA | NA | NA | 2003-10-28 | 0 | NA | 0 | NA |  | NW
10 | PHC | Voltas water Cooler PSS 40/80 | 1 | Voltas Ltd | NA | 6010120 POSL002107 | 2009-03-20 | 0 | NA | 0 | NA | W
11 | PHC | Aqua Guard water rills Clanic | 1 | Voltas Ltd | NA | 2019501 | 2009-03-20 | 0 | NA | 0 | NA | W
12 | Labour Room | B.P Appratus | 1 | Nomatt shree vinyak Udyug | NA | 30210 | 2003-03-21 | 0 | NA | 0 | NA |  | NW
13 | Labour Room | B.P Appratus | 1 | Nouakhene Bhasins sons pvt ltd | NA | 19779 | 2003-03-21 | 0 | NA | 0 | NA |  | NW
14 | Labour Room | B.P Appratus | 1 | Omex | NA | 8301054 | 2008-05-24 | 0 | NA | 0 | NA |  | NW
15 | OPD | B.P Appratus | 1 | Amex | NA | M-435921 | 2010-07-01 | 0 | NA | 0 | NA | W
16 | OPD | B.P Appratus | 1 | Amex | NA | M-436577 | 2010-07-01 | 0 | NA | 0 | NA | W
17 | Labour Room | Standing BP Apparatus | 1 | jain surgicles | NA | M-435336 | 2010-03-22 | 0 | NA | 0 | NA | W
18 | Labour Room | Doppler | 1 | Type 03 | NA | NA | 2009-03-21 | 0 | NA | 0 | NA | W
19 | Labour Room | invertor | 1 | Luminous | 12-18000 | 715814 | 2009-10-10 | 0 | NA | 0 | NA | W
20 | PHC | invertaor | 1 | Luminous | B3 CLEL | 2539080598 | 2009-10-10 | 0 | NA | 0 | NA | W
21 | Labour Room | baby Warmar | 2 | jain surgicles | NA | 7524641 | 16-02-2010,2014 | 1 | 7.2016 | 0 | NA | W
22 | Labour Room | O.T light | 1 | jain surgicles | NA | NA | 2010-03-22 | 0 | NA | 0 | NA | W
23 | Labour Room | Pluse Oximeter | 1 | Vista | NA | NA | 2010-03-22 | 0 | NA | 0 | NA | W
24 | OPD | X.ray vision box | 1 | jain surgicles | NA | NA | 2010-03-22 | 0 | NA | 0 | NA | W
25 | OPD | eye vision Box | 1 | jain surgicles | NA | NA | 2010-03-22 | 0 | NA | 0 | NA | W
26 | Labour Room | Auto Clave machine | 1 | Standus surgicles | NA | 5935 | 2010-03-22 | 0 | NA | 0 | NA | W
27 | PHC | Wheel chair | 1 | Surgicles | NA | NA | 2010-03-22 | 0 | NA | 0 | NA | W
28 | NICU | O2 Hood | 1 | boro Silicate | NA | NA | 2010-03-22 | 0 | NA | 0 | NA | W
29 | NICU | foot suction machine | 1 | jain surgicles | NA | NA | 2010-03-22 | 0 | NA | 0 | NA | W
30 | NICU | foot suction machine | 1 | deepak Entroprises | DEO 8060 | 11371 | 2012-05-23 | 0 | NA | 0 | NA | W
31 | NICU | Glucometer | 1 | citizen | NA | NA | 2010-03-22 | 0 | NA | 0 | NA | W
32 | NICU | baby weighing Machine | 1 | standus | NA | NA | 2010-03-22 | 0 | NA | 0 | NA | W
33 | NICU | baby weighing Machine | 1 | Docbel Indurstides | DI/WS | 14562 | 2012-05-23 | 0 | NA | 0 | NA | W
34 | Labour Room | Sterlizer | 1 | citizen | NA | NA | 2010-03-22 | 0 | NA | 0 | NA | W
35 | Labour Room | Fumicator | 1 | citizen | NA | NA | 2010-03-22 | 0 | NA | 0 | NA | W
36 | Labour Room | nebulizer | 1 | RMD Mediaids | NA | NA | 2010-03-22 | 0 | NA | 0 | NA | W
37 | Labour Room | Artificial Resuscitator 250 no | 1 | Silicon | AN 106 | NA | 2012-05-23 | 0 | NA | 0 | NA | W
38 | Labour Room | Artificial Resuscitator 500 no | 1 | Silicon | AN 107 | NA | 2012-05-23 | 0 | NA | 0 | NA | W
39 | PHC | Refrigerator | 1 | Godrej | GDN -185 B-2011 | 111211161 | 2012-03-01 | 0 | NA | 0 | NA | W
40 | Lab | Microscope Binocular | 1 | Unilab | Coax RH 81 | 35964 | 2011-12-28 | 0 | NA | 0 | NA | W
41 | Lab | Microscope Labo | 1 | Labo | VJ 5 | NA | 1995-05-01 | 0 | NA | 0 | NA |  | NW
42 | Lab | Monocular Microscope | 1 | magnus | unicef IND /R 5908 | 516513 | 2000-08-01 | 0 | NA | 0 | NA | W
43 | OPD | B.P Appratus digital | 1 | Perfexa | NA | NA | 2012-03-27 | 0 | NA | 0 | NA | W
44 | PHC | Generator Disel Engine | 1 | Horcules | NA | 50312 | 2012-03-26 | 0 | NA | 0 | NA | W

## PHC Landhari
MASTER EQUIPMENT BASE
Name of District-Hisar Type of facility- PHC Name of the Facility-Landhari
S.no | Equipment category | Equipment name | Qty | Manufacturer | Model | Equipment S.No. | Installation date(m-yy) | Under Warranty(Y=1/N=0) | Warranty Upto(m-yy) | AMC/CMC(Y=1,N=0) | AMC/CMC upto(m/yy) | Working status
[12 empty] | W | NW
1 | Labour Room | Baby Warmer |  | Medi waves inc | NA | NA | 26.02.10 | 0 | NA | 0 | NA | W
2 | Labour Room | Infant weighing machine |  | B Braun | NA | NA |  | 0 | NA | 0 | NA | W
3 | Labour Room | Foot suction Machine |  | NA | NA | NA | 26.02.10 | 0 | NA | 0 | NA | W
4 | Labour Room | Foot suction Machine |  | NA | NA | NA | 29.03.12 | 0 | NA | 0 | NA | W
5 | PHC | Invertor(Double Battery) |  | Microtek | NA | NA | NA | 0 | NA | 0 | NA | W
6 | PHC | Invertor(Double Battery) |  | Luminous | NA | NA | NA | 0 | NA | 0 | NA | w
7 | Labour Room | Needle destroyer |  | NA | NA | NA | 1.04.08 | 0 | NA | 0 | NA | W
8 | Labour Room | Weighing Machine 2nos |  | NA | NA | NA | NA | 0 | NA | 0 | NA | w
9 | Labour Room | Haemoglobinometer |  | NA | NA | NA | NA | 0 | NA | 0 | NA | w
10 | Labour Room | Labour Table |  | NA | NA | NA | NA | 0 | NA | 0 | NA | W
11 | Labour Room | Oxygen Cylinder 2 |  | NA | NA | NA | 1.04.08 | 0 | NA | 0 | NA | W
12 | OPD | Examination Table (3nos) |  | NA | NA | NA | 1.04.08 | 0 | NA | 0 | NA | W
13 | PHC | Generator |  | 5kva | NA | NA | 26.03.12 | 0 | NA | 0 | NA | W
14 | Lab | HB meter |  | NA | NA | NA | NA | 0 | NA | 0 | NA | W
15 | PHC | Boiler |  | NA | NA | NA | 1.04.08 | 0 | NA | 0 | NA | W
16 | Lab | Photoelectric Colorometer |  | Linco scientific instruments and chemicles pvt ltd,ambala |  | 360 | 23.03.07 | 0 | NA | 0 | NA | W
17 | Lab | Centrifuge |  | Microsil | T-10 | NA | 10.06.07 | 0 | NA | 0 | NA | W
18 | Labour Room | Instrument steriliser |  | NA | NA | NA | NA | 0 | NA | 0 | NA | W
19 | Labour Room | Suction Machine |  | Monarch |  | 6B2304 | 1.04.08 | 0 | NA | 0 | NA | W
20 | Labour Room | Suction Machine |  | NA | NA | NA | 1.04.08 | 0 | NA | 0 | NA |  | NW
21 | Labour Room | Binocular Microscope |  | Unilab |  | CM/L-9654193 | 4.01.2012 | 1 | 7.2016 | 0 | NA | W
22 | Labour Room | Monocular Microscope |  | Labo | VJ-5 | 39T996 | NA | 0 | NA | 0 | NA | W

## PHC Mirchpur
MASTER EQUIPMENT BASE
Name of District-Hisar Type of facility- PHC Name of the Facility-Mirchpur
S.no | Equipment category | Equipment name | Qty | Manufacturer | Model | Equipment S.No. | Installation date(m-yy) | Under Warranty(Y=1/N=0) | Warranty Upto(m-yy) | AMC/CMC(Y=1,N=0) | AMC/CMC upto(m/yy) | Working status
[12 empty] | W | NW
1 | Lab | Monocular Microscope | 1 | Through UNICEF | NA | 09-600 | 1990 | 0 | NA | 0 | NA | W
2 | Lab | Monocular Microscope | 1 | Labo Optik | VJ-5 | 89-T989 | 2009 | 0 | NA | 0 | NA | W
3 | OPD | Sterilizer | 1 | NA | NA | NA | 3.10.91 | 0 | NA | 0 | NA | W
4 | OPD | Suction Machine | 1 | Santhushthi | NA | NA | NA | 0 | NA | 0 | NA | W
5 | OPD | Foot suction machine | 1 | NA | NA | NA | NA | 0 | NA | 0 | NA | W
6 | OPD | Electric sterilizer | 1 | NA | NA | NA | NA | 0 | NA | 0 | NA | w
7 | PHC | Invertor(Double Battery) | 1 | Luminous 800 VA | NA | NA | NA | 0 | NA | 0 | NA | W
8 | OPD | Needle destroyer | 1 | NA | NA | NA | NA | 0 | NA | 0 | NA | w

## PHC Nalwa
MASTER EQUIPMENT BASE
Name of District-Hisar Type of facility- PHC Name of the Facility-Nalwa
S.no | Equipment category | Equipment name | Qty | Manufacturer | Model | Equipment S.No. | Installation date(m-yy) | Under Warranty(Y=1/N=0) | Warranty Upto(m-yy) | AMC/CMC(Y=1,N=0) | AMC/CMC upto(m/yy) | Working status
[12 empty] | W | NW
1 | Labour Room | Radient Warmer | 1 | Skin servo warmer, | NA | NA | 01.07.11,8.2014 | 0 | NA | 0 | NA | W
2 | Labour Room | Radient Warmer | 1 | Nice neotech | 2007s | 14150 | 12.2014 | 1 | 12.2016 | 0 | NA | W
3 | Labour Room | Suction Machine | 1 | Monarch | MSI-RG02 | NA | NA | 0 | NA | 0 | NA | W
4 | Labour Room | OT Light(portable) | 1 | NA | NA | NA | NA | 0 | NA | 0 | NA | W
5 | Labour Room | Infant weighing machine | 1 | B Braun | Docbel | NA | NA | 0 | NA | 0 | NA | W
6 | Labour Room | Steriliser(Boiler) | 1 | NA | NA | NA | NA | 0 | NA | 0 | NA | W
7 | PHC | Patient Beds (3nos) | 1 | NA | NA | NA | NA | 0 | NA | 0 | NA | w
8 | Labour Room | Labour Table | 1 | NA | NA | NA | NA | 0 | NA | 0 | NA | W
9 | Labour Room | Foetal Doppler | 1 | Euro Dop | NA | NA | NA | 0 | NA | 0 | NA | w
10 | Labour Room | Foot suction Machine | 1 | NA | NA | NA | NA | 0 | NA | 0 | NA | w
11 | Labour Room | BP Apparatus (Stand Model) | 1 | NA | NA | NA | NA | 0 | NA | 0 | NA | W
12 | PHC | Invertor(Double Battery) | 1 | Luminous | NA | NA | NA | 0 | NA | 0 | NA | W
13 | PHC | Invertor(Double Battery) | 1 | Luminous | NA | NA | 18.03.11 | 0 | NA | 0 | NA | W
14 | PHC | Generator kerosene | 1 | Honda | NA | NA | NA | 0 | NA | 0 | NA | W
15 | Labour Room | Autoclave(Verical cooker type) | 1 | NA | NA | NA | NA | 0 | NA | 0 | NA | W
16 | PHC | ILR | 1 | Haier | HBC-70 | NA | NA | 0 | NA | 0 | NA | W
17 | Labour Room | BP Apparatus 3nos | 1 | NA | NA | NA | 01.01.90 | 0 | NA | 0 | NA | W
18 | PHC | Deep Freezer | 1 | Haier | HBD-116 | NA | NA | 0 | NA | 0 | NA | W
19 | PHC | ILR | 1 | Haier | HBC-70 | NA | NA | 0 | NA | 0 | NA | W
20 | Labour Room | Stablizer 5KVA | 1 | NA | NA | NA | 21.10.11 | 0 | NA | 0 | NA | W
21 | Labour Room | Examination Table | 1 | NA | NA | NA | NA | 0 | NA | 0 | NA | w
22 | Labour Room | Fogging Machine | 1 | NA | NA | NA | NA | 0 | NA | 0 | NA | W
23 | Lab | Microscope | 1 | Unilab | NA | 35957 | 40909 | 0 | NA | 0 | NA | W
24 | Lab | Microscope | 1 | Labo Optik | VJ-5 | NA | 1.1.90 | 0 | NA | 0 | NA | W

## PHC Neoli Kalan
MASTER EQUIPMENT BASE
Name of District-Hisar Type of facility- PHC Name of the Facility-Neoli Kalan
S.no | Equipment category | Equipment name | Qty | Manufacturer | Model | Equipment S.No. | Installation date(m-yy) | Under Warranty(Y=1/N=0) | Warranty Upto(m-yy) | AMC/CMC(Y=1,N=0) | AMC/CMC upto(m/yy) | Working status
[12 empty] | W | NW
1 | PHC | Deep Freezer | 1 | Vestfrost Denmark UNICEF | NMK-142 | 24617432 | 4.04 | 0 | NA | 0 | NA | W
2 | PHC | ILR | 1 | Vestfrost | HBC-70 | 44710556 | 4.04 | 0 | NA | 0 | NA | W
3 | Labour Room | Baby Warmer | 2 | Servo skin warmer | NA | NA | 03.10,9.2014 | 1 | 9.2016 | 0 | NA | W
4 | Labour Room | Infant weighing machine | 1 | B Braun | NA | NA | 1.07 | 0 | NA | 0 | NA | W
5 | Labour Room | Steem Sterilizer | 1 | NA | NA | NA | 4.04 | 0 | NA | 0 | NA | W
6 | Labour Room | Foot suction Machine | 1 | NA | NA | NA | 2.1 | 0 | NA | 0 | NA | w
7 | Labour Room | BP Apparatus (Stand) | 1 | NA | NA | NA | 2.1 | 0 | NA | 0 | NA | W
8 | Labour Room | Needle destroyer | 1 | Microsil | Dust tray | NA | 1.07 | 0 | NA | 0 | NA | w
9 | Labour Room | Weighing Machine 2nos | 2 | NA | NA | NA | 4.04 | 0 | NA | 0 | NA | w
10 | Labour Room | Refrigerator | 1 | Godrej | NA | NA | 3.11 | 0 | NA | 0 | NA | W
11 | Lab | Haemoglobinometer 2nos | 2 | NA | NA | NA | 04.04 ,01.07(SC) | 0 | NA | 0 | NA | W
12 | Labour Room | Labour Table 2nos | 1 | NA | NA | NA | 10.09 | 0 | NA | 0 | NA | W
13 | Labour Room | Suction Machine | 1 | Santhushthi | NA | NA | NA | 0 | NA | 0 | NA | W
14 | Labour Room | Oxygen Cylinder 2 | 2 | NA | NA | NA | 4.04 | 0 | NA | 0 | NA | W
15 | Labour Room | Examination Table (3nos) | 1 | NA | NA | NA | NA | 0 | NA | 0 | NA | W
16 | Labour Room | Fumigator | 1 | NA | NA | NA | NA | 0 | NA | 0 | NA | W
17 | Labour Room | Pulse Oximeter | 1 | NA | NA | NA | 3.11 | 0 | NA | 0 | NA | W
18 | Labour Room | Room warmer | 1 | Usha | NA | NA | NA | 0 | NA | 0 | NA |  | NW
19 | Labour Room | Voltage stabliser 3 nos | 3 | NA | NA | NA | 3.11 | 0 | NA | 0 | NA | W
20 | Labour Room | Stethoscope | 1 | NA | NA | NA | 1.07 | 0 | NA | 0 | NA | w
21 | Labour Room | Thermometer 2 Qty | 2 | NA | NA | NA | 3.1 | 0 | NA | 0 | NA | W
22 | Labour Room | Laryngoscope | 1 | NA | NA | NA | 4.04 | 0 | NA | 0 | NA | W
23 | Labour Room | Foetal doppler | 1 | Touch Doppler | NA | NA | 4.08 | 0 | NA | 0 | NA | W
24 | Labour Room | OT Light |  | NA | NA | NA | 2.1 | 0 | NA | 0 | NA | W
25 | Labour Room | Instrument steriliser 2NOS |  | NA | NA | NA | 4.04 | 0 | NA | 0 | NA | W
26 | Labour Room | Invertor(Single Battery) for computer |  | Luminous | NA | NA | 4.09 | 0 | NA | 0 | NA | W
27 | Labour Room | Invertor(Double Battery) for DH |  | Luminous | NA | NA | 10.09 | 0 | NA | 0 | NA | W
28 | Labour Room | Invertor(Double Battery) for office |  | Luminous | NA | NA | 4.09 | 0 | NA | 0 | NA |  | NW
29 | Labour Room | Suction Machine |  | NA | NA | NA | 1.99 | 0 | NA | 0 | NA | W
30 | Lab | Microscope |  | Labo Optik | VJ-5 | NA | NA | 0 | NA | 0 | NA | W
31 | Lab | Microscope |  | Ajay Optik | Microscan | 11-F-0759 | 6.11 | 0 | NA | 0 | NA |  | NW
32 | Labour Room | Instrument steriliser |  |  |  |  | 1.07 | 0 | NA | 0 | NA | W

## PHC Pabra
MASTER EQUIPMENT BASE
Name of District-Hisar Type of facility- PHC Name of the Facility-Pabra
S.no | Equipment category | Equipment name | Qty | Manufacturer | Model | Equipment S.No. | Installation date(m-yy) | Under Warranty(Y=1/N=0) | Warranty Upto(m-yy) | AMC/CMC(Y=1,N=0) | AMC/CMC upto(m/yy) | Working status
[12 empty] | W | NW
1 | PHC | Deep Freezer | 1 | Vestfrost Denmark | MF-114 | 20071022401 | 12.07 | 0 | NA | 0 | NA | W
2 | PHC | ILR | 1 | Haier | NA | 44622908 | 6.95 | 0 | NA | 0 | NA | W
3 | Labour Room | Baby Warmer | 2 | Medi waves inc | NA | NA | 4.2008,10.2014 | 1 | 10.2016 | 0 | NA | W
4 | Dental | Dental Chair | 1 | Confident | 1\/ | NA | na | 0 | NA | 0 | NA | W
5 | Labour Room | Infant weighing machine | 1 | B Braun | NA | NA | 9.05 | 0 | NA | 0 | NA | W
6 | Labour Room | Oxygen hood | 1 | Altof Digi | NA | NA | 5.08 | 0 | NA | 0 | NA | w
7 | Labour Room | Foetal doppler | 1 | NA | NA | NA | NA | 0 | NA | 0 | NA | W
8 | Labour Room | HB Meter 2nos | 1 | NA | NA | NA | 09.05,12.05 | 0 | NA | 0 | NA | w | NW
9 | Labour Room | Foot suction Machine | 2 | NA | NA | NA | na | 0 | NA | 0 | NA | w
10 | Labour Room | Weighing machine | 1 | NA | NA | NA | 4.2002 | 0 | NA | 0 | NA | W
11 | Labour Room | BP Apparatus | 2 | NA | NA | NA | 2.97 | 0 | NA | 0 | NA | W | NW
12 | Labour Room | BP Apparatus (2) | 1 | NA | NA | NA | 4.04 | 0 | NA | 0 | NA | W
13 | Labour Room | Invertor(Double Battery) | 1 | Microtek | NA | NA | na | 0 | NA | 0 | NA | W
14 | Labour Room | Needle destroyer 2nos | 2 | NA | NA | NA | 08.03,01.06 | 0 | NA | 0 | NA | W
15 | PHC | Patient Beds 6 nos | 1 | NA | NA | NA | 4.08 | 0 | NA | 0 | NA | W | NW
16 | Dental | Dental Xray | 1 | Gomax DGT | 10mA | NA | 12.03.12 | 0 | NA | 0 | NA | W
17 | Labour Room | Fumigator | 1 | NA | NA | NA | NA | 0 | NA | 0 | NA | W
18 | Labour Room | Digital weighing machine | 1 | NA | NA | NA | 2012 | 0 | NA | 0 | NA | w
19 | Labour Room | Labour Table | 3 | NA | NA | NA | 4.08 | 0 | NA | 0 | NA | W
20 | Labour Room | Oxygen Cylinder 2 | 1 | NA | NA | NA | 6.93 | 0 | NA | 0 | NA | w
21 | PHC | Examination Table (5nos) | 2 | NA | NA | NA | NA | 0 | NA | 0 | NA | W
22 | Labour Room | Autoclave small non electric | 1 | NA | NA | NA | 8.89 | 0 | NA | 0 | NA | W
23 | Labour Room | Digital Thermometer | 1 | NA | NA | NA | 11.11 | 0 | NA | 0 | NA | W
24 | PHC | Generator | 1 | Birla yamaha | LG2800 | NA | 11.2002 | 0 | NA | 0 | NA | W
25 | Labour Room | Infanto meter | 1 | 5kva | NA | NA | 3.12 | 0 | NA | 0 | NA | W
26 | Labour Room | Digital foetal doppler | 1 | NA | NA | NA | NA | 0 | NA | 0 | NA | W
27 | Labour Room | Stethoscope 2 nos | 2 | NA | NA | NA | 4.04 | 0 | NA | 0 | NA | W
28 | Lab | Auroscope | 1 | NA | NA | NA | 4.03 | 0 | NA | 0 | NA | w
29 | Labour Room | Autoclave (Drum type) | 1 | NA | NA | NA | 2.97 | 0 | NA | 0 | NA | W
30 | Labour Room | BP Apparatus | 1 | OMEX | M-437061 | NA | 4.08 | 0 | NA | 0 | NA | W
31 | Labour Room | Weighing machine | 1 | NA | NA | NA | 5.04 | 0 | NA | 0 | NA | w
32 | Labour Room | OT Light | 1 | NA | NA | NA | NA | 0 | NA | 0 | NA | W
33 | Labour Room | Instrument steriliser | 1 | NA | NA | NA | 2.97 | 0 | NA | 0 | NA | W
34 | Labour Room | Invertor(Double Battery) for DH | 1 | sukam | Torque |  | NA | 0 | NA | 0 | NA | W
35 | Labour Room | Suction Machine | 1 | NA | NA | NA | 2.97 | 0 | NA | 0 | NA | W
36 | Labour Room | Portable pressure autoclave | 1 | NA | NA | NA | 8.04 | 0 | NA | 0 | NA | W
37 | Lab | Binocular Microscope | 1 | Radical | 26690 | RXL-4B | 4.08 | 0 | NA | 0 | NA | W
38 | Lab | Binocular Microscope | 1 | Unilab | NA | NA | 2.12 | 0 | NA | 0 | NA | W
39 | PHC | Wheel Chair | 1 | NA | NA | NA | 4.89 | 0 | NA | 0 | NA | W
40 | Labour Room | Instrument steriliser electric | 1 | NA | NA | NA | 6.85 | 0 | NA | 0 | NA | W
41 | Labour Room | Instrument steriliser electric | 1 | NA | NA | NA | 7.87 | 0 | NA | 0 | NA | W
42 | Labour Room | Instrument steriliser electric | 1 | NA | NA | NA | 2.97 | 0 | NA | 0 | NA | W
43 | Labour Room | Instrument steriliser electric | 1 | NA | NA | NA | 7.87 | 0 | NA | 0 | NA | W
44 | Labour Room | Instrument steriliser electric | 1 | NA | NA | NA | 7.87 | 0 | NA | 0 | NA | W
45 | Labour Room | Weighing machine 2nos | 2 | NA | NA | NA | 09.05,12.05 | 0 | NA | 0 | NA | W

## PHC Puthi Mangal Khan
MASTER EQUIPMENT BASE
Name of District-Hisar Type of facility- PHC Name of the Facility-Puthi Mangal Khan
S.no | Equipment category | Equipment name | Qty | Manufacturer | Model | Equipment S.No. | Installation date(m-yy) | Under Warranty(Y=1/N=0) | Warranty Upto(m-yy) | AMC/CMC(Y=1,N=0) | AMC/CMC upto(m/yy) | Working status
[12 empty] | W | NW
1 | Labour Room | weighing machine | 1 | B Braun | NA | NA | NA | 0 | NA | 0 | NA | W
2 | Labour Room | Invertor(Double Battery) | 1 | Microtek | NA | NA | NA | 0 | NA | 0 | NA | W
3 | Labour Room | Invertor(Double Battery) | 1 | Microtek | NA | NA | NA | 1 | 10.2016 | 0 | NA | W
4 | Labour Room | Foot Suction | 1 | NA | NA | NA | NA | 0 | NA | 0 | NA | W
5 | Labour Room | Foot Suction | 1 | NA | NA | NA | NA | 0 | NA | 0 | NA | W
6 | Labour Room | Beds | 10 | NA | NA | NA | NA | 0 | NA | 0 | NA | w
7 | Labour Room | Labour Table | 1 | NA | NA | NA | NA | 0 | NA | 0 | NA | W
8 | Labour Room | Oxygen Cylinder | 1 | NA | NA | NA | NA | 0 | NA | 0 | NA | w
9 | Labour Room | Baby weighing scale | 1 | NA | NA | NA | NA | 0 | NA | 0 | NA | w
10 | Labour Room | BP Appratus Digital | 1 | Citizen | NA | NA | NA | 0 | NA | 0 | NA | W
11 | Labour Room | Flow meter | 1 | NA | NA | NA | NA | 0 | NA | 0 | NA | W
12 | Labour Room | Radiant Warmer | 1 | Servo | Carevel | NA | NA | 0 | NA | 0 | NA | W

## PHC Puthi Samain
MASTER EQUIPMENT BASE
Name of District-Hisar Type of facility- PHC Name of the Facility-Puthi Samain
S.no | Equipment category | Equipment name | Qty | Manufacturer | Model | Equipment S.No. | Installation date(m-yy) | Under Warranty(Y=1/N=0) | Warranty Upto(m-yy) | AMC/CMC(Y=1,N=0) | AMC/CMC upto(m/yy) | Working status
[12 empty] | W | NW
1 | Labour Room | weighing machine | 1 | B Braun | NA | NA | NA | 0 | NA | 0 | NA | W
2 | Labour Room | Invertor(Double Battery) | 1 | Microtek | NA | NA | NA | 0 | NA | 0 | NA | W
3 | Labour Room | Invertor(Double Battery) | 1 | Microtek | NA | NA | NA | 1 | 10.2016 | 0 | NA | W
4 | Labour Room | Foetal doppler | 1 | MCP | NA | NA | NA | 0 | NA | 0 | NA | W
5 | Ward | Beds | 1 | 10 Qty | NA | NA | NA | 0 | NA | 0 | NA | W
6 | Lab | Microscope | 1 | Unilab | NA | NA | Jan.2012 | 0 | NA | 0 | NA | w
7 | Labour Room | Labour Table new | 1 | NA | NA | NA | NA | 0 | NA | 0 | NA | W
8 | Labour Room | Crib | 1 | NA | NA | NA | NA | 0 | NA | 0 | NA | w
9 | Labour Room | Stethoscope | 1 | NA | NA | NA | 12.05 | 0 | NA | 0 | NA | w
10 | Lab | HB Meter | 1 | NA | NA | NA | NA | 0 | NA | 0 | NA | W
11 | PHC | ILR | 1 | vest frost | NMK-142 | NA | NA | 0 | NA | 0 | NA | W
12 | PHC | Deep freezer | 1 | vest frost | Model 1\/ | NA | NA | 0 | NA | 0 | NA | W
13 | PHC | Deep freezer | 1 | vest frost | Model 1\/ | NA | NA | 0 | NA | 0 | NA | W
14 | Labour Room | OT Light(portable) | 1 | NA | NA | NA | NA | 0 | NA | 0 | NA | W
15 | Labour Room | Oxygen Cylinder | 1 | NA | NA | NA | NA | 0 | NA | 0 | NA | W
16 | Labour Room | Baby weighing scale | 1 | NA | NA | NA | NA | 0 | NA | 0 | NA | W
17 | Labour Room | Steamer | 1 | NA | NA | NA | NA | 0 | NA | 0 | NA | W
18 | Labour Room | Radiant Warmer | 1 | Carevell | Servo S | NA | NA | 0 | NA | 0 | NA | W
19 | Labour Room | Radiant Warmer | 1 | Nice Neotech | 2007s | 1556 | 9.2014 | 1 | 9.2016 | 0 | NA | W
20 | Dental | Dental Unit | 1 | Confident | \/ | NA | NA | 0 | NA | 0 | NA | W
21 | PHC | Flow meter | 1 | NA | NA | NA | NA | 0 | NA | 0 | NA | W

## PHC Satrod Kalan
MASTER EQUIPMENT BASE
Name of District-Hisar Type of facility- PHC Name of the Facility-Satrod Kalan
S.no | Equipment category | Equipment name | Qty | Manufacturer | Model | Equipment S.No. | Installation date(m-yy) | Under Warranty(Y=1/N=0) | Warranty Upto(m-yy) | AMC/CMC(Y=1,N=0) | AMC/CMC upto(m/yy) | Working status
[12 empty] | W | NW
1 | Labour Room | OT Light(portable) | 1 | Sevenstar electronics | NA | NA | NA | 0 | NA | 0 | NA | W
2 | Labour Room | Infant weighing machine | 1 | B Braun | NA | NA | 12.2003 | 0 | NA | 0 | NA | W
3 | Labour Room | Steriliser | 1 | NA | NA | NA | NA | 1 | 10.2016 | 0 | NA | W
4 | Labour Room | Foot suction Machine | 1 | NA | NA | NA | NA | 0 | NA | 0 | NA | W
5 | Labour Room | BP Apparatus (2) | 2 | NA | NA | NA | NA | 0 | NA | 0 | NA | W
6 | Labour Room | Invertor(Double Battery) | 1 | Microtek | NA | NA | NA | 0 | NA | 0 | NA | w
7 | Labour Room | Needle destroyer | 1 |  | NA | NA | NA | 0 | NA | 0 | NA | W
8 | Labour Room | Foetal doppler | 1 | Euro Dopp | NA | NA | NA | 0 | NA | 0 | NA | w
9 | Labour Room | Beds | 1 | 10 Qty | NA | NA | NA | 0 | NA | 0 | NA | w
10 | Lab | Microscope | 1 | Labo Med | Vision 2000 | 451 | 2.1 | 0 | NA | 0 | NA | W
11 | Labour Room | Suction Machine | 1 | Santhushthi | NA | NA | NA | 0 | NA | 0 | NA | W
12 | Labour Room | Labour Table | 1 | NA | NA | NA | .12.04 | 0 | NA | 0 | NA | W
13 | PHC | Generator | 1 | Birla yamaha 0.5 KVA | LG2800 | NA | 12.2003 | 0 | NA | 0 | NA | W
14 | Labour Room | Autoclave(Verical cooker type) | 1 | NA | NA | NA | NA | 0 | NA | 0 | NA | W
15 | PHC | Deep Freezer | 1 | Haier | HBD-116 | NA | 8.89 | 0 | NA | 0 | NA |  | NW
16 | PHC | Deep Freezer | 1 | Haier | HBD-116 | NA | 5.08 | 0 | NA | 0 | NA | W
17 | PHC | ILR | 1 | Vestfrost | NMK-142 | 88440338 | 8.09 | 0 | NA | 0 | NA | W
18 | PHC | ILR | 1 | Vestfrost | NMK-142 | Bq49ng2a | 5.07 | 0 | NA | 0 | NA |  | NW
19 | PHC | Invertor(Double Battery) | 1 | Usha Zenta | NA | NA | NA | 0 | NA | 0 | NA | W
20 | PHC | Refrigerator | 1 | Godrej | NA | NA | NA | 0 | NA | 0 | NA | W
21 | Labour Room | Weighing Machine | 1 | NA | NA | NA | NA | 0 | NA | 0 | NA | W
22 | Dental | Dental Unit | 1 | Confident | Model 1\/ | NA | Jan,2007 | 0 | NA | 0 | NA | W
23 | Labour Room | Radient Warmer | 1 | Skin servo warmer | SS technomedP ltd | NA | NA | 0 | NA | 0 | NA | W
24 | Labour Room | Radient Warmer | 1 | Nice neotech | Nice neotech | 1380 | 9.2014 | 1 | 9.2016 | 0 | NA | W
25 | Lab | Hb Meter | 1 | NA | NA | NA | 10.2003 | 0 | NA | 0 | NA | W
26 | Labour Room | Oxygen Cylinder 2 | 2 | NA | NA | NA | 8.83 | 0 | NA | 0 | NA | W
27 | Lab | Microscope | 1 | Microlux | NA | 97-f-487 | 3.2005 | 0 | NA | 0 | NA | W

## PHC Thurana
MASTER EQUIPMENT BASE
Name of District-Hisar Type of facility- PHC Name of the Facility-Thurana
S.no | Equipment category | Equipment name | Qty | Manufacturer | Model | Equipment S.No. | Installation date(m-yy) | Under Warranty(Y=1/N=0) | Warranty Upto(m-yy) | AMC/CMC(Y=1,N=0) | AMC/CMC upto(m/yy) | Working status
[12 empty] | W | NW
1 | Ward | Patient beds 8 nos | 8 | Medi Waves Inc | NA | NA | 2008 | 0 | NA | 0 | NA |  | NW
2 | Labour Room | Infant weighing machine | 1 | B Braun | NA | NA | NA | 0 | NA | 0 | NA | W
3 | Labour Room | Generator | 1 | NA | NA | NA | NA | 0 | NA | 0 | NA | W
4 | Labour Room | Radiant Warmer | 1 | Nice Neotech | 2007s | 1375 | 9.2014 | 1 | 9.2016 | 0 | NA | W
5 | Labour Room | BP Apparatus stand | 1 | Gold & Supreme | NA | NA | NA | 0 | NA | 0 | NA | W
6 | Labour Room | HB Meter | 1 | NA | NA | NA | NA | 0 | NA | 0 | NA | w
7 | Labour Room | Needle destroyer | 1 | NA | NA | NA | NA | 0 | NA | 0 | NA | W
8 | Labour Room | Refrigerator | 1 | Godrej | NA | NA | NA | 0 | NA | 0 | NA | w
9 | Lab | Monocular Microscope | 1 | NA | NA | NA | 2009 | 0 | NA | 0 | NA | w
10 | Labour Room | Invertor(Double Battery) | 1 | Microtek | NA | NA | NA | 0 | NA | 0 | NA | W
11 | Labour Room | Instrument sterilizer | 1 | NA | NA | NA | NA | 0 | NA | 0 | NA | W

## PHC Talwandi Rukka
MASTER EQUIPMENT BASE
Name of District-Hisar Type of facility- PHC Name of the Facility-Talwandi Rukka
S.no | Equipment category | Equipment name | Qty | Manufacturer | Model | Equipment S.No. | Installation date(m-yy) | Under Warranty(Y=1/N=0) | Warranty Upto(m-yy) | AMC/CMC(Y=1,N=0) | AMC/CMC upto(m/yy) | Working status
[12 empty] | W | NW
1 | PHC | Deep Freezer | 1 | NA | NA | NA | NA | 0 | NA | 0 | NA | W
2 | PHC | ILR 2nos | 1 | Haier | HBC-70 | NA | NA | 0 | NA | 0 | NA | W | NW
3 | Labour Room | Baby Warmer | 1 | Zeal medical pvt ltd | NA | NA | 07.12.11 | 1 | 10.2016 | 0 | NA | W
4 | PHC | RO System wit 7 filters | 1 | NA | NA | NA | NA | 0 | NA | 0 | NA | W
5 | Labour Room | Weighing machine 2nos | 1 | B Braun | NA | NA | NA | 0 | NA | 0 | NA | W | NW
6 | Labour Room | Foetal doppler | 1 | NA | NA | NA | 5.08 | 0 | NA | 0 | NA | w
7 | Labour Room | Geaser | 1 | NA | NA | NA | 3.12 | 0 | NA | 0 | NA | W
8 | Labour Room | Heater air blower | 1 | NA | NA | NA | 2.1 | 0 | NA | 0 | NA | w
9 | Labour Room | BP Apparatus 2Nos | 2 | NA | NA | NA | 10.09 | 0 | NA | 0 | NA | w
10 | Labour Room | Invertor(Double Battery) | 1 | Microtek 2nos | NA | NA | NA | 0 | NA | 0 | NA | W
11 | Labour Room | Needle destroyer 2nos | 2 | 1 electrical,cup type | NA | NA | 4.08 | 0 | NA | 0 | NA | W
12 | Labour Room | Weighing Machine | 1 | NA | NA | NA | 4.08 | 0 | NA | 0 | NA | W
13 | Labour Room | Haemoglobinometer 2NOS | 2 | NA | NA | NA |  | 0 | NA | 0 | NA | W
14 | Labour Room | Labour Table | 1 | NA | NA | NA | 10.09 | 0 | NA | 0 | NA | W
15 | Labour Room | Ambu bag | 1 | NA | NA | NA | 4.08 | 0 | NA | 0 | NA | w
16 | Labour Room | Oxygen Cylinder | 1 | NA | NA | NA | 4.08 | 0 | NA | 0 | NA | W
17 | Labour Room | Examination Table (3nos) | 3 | NA | NA | NA |  | 0 | NA | 0 | NA | W
18 | Labour Room | Patient beds 2nos | 2 | NA | NA | NA | 4.08 | 0 | NA | 0 | NA | w
19 | Labour Room | Generator | 1 | 5kva Honda | NA | NA | 3.12 | 0 | NA | 0 | NA | W
20 | Labour Room | Autoclave (cooker) | 1 | NA | NA | NA | 4.08 | 0 | NA | 0 | NA | W
21 | Labour Room | Boiler | 1 | NA | NA | NA | 4.08 | 0 | NA | 0 | NA | W
22 | Labour Room | OT Light portable | 1 | NA | NA | NA | 5.08 | 0 | NA | 0 | NA | W
23 | PHC | Xray view box | 1 | NA | NA | NA | 4.08 | 0 | NA | 0 | NA |  | NW
24 | Lab | Binocular Microscope | 1 | Fine vision | PZB-22 | 54265 | 4.08 | 0 | NA | 0 | NA | W
25 | Labour Room | Nebuliser | 1 | NA | NA | NA | 4.08 | 0 | NA | 0 | NA | W

## PHC Umra
MASTER EQUIPMENT BASE
Name of District-Hisar Type of facility- PHC Name of the Facility-Umra
S.no | Equipment category | Equipment name | Qty | Manufacturer | Model | Equipment S.No. | Installation date(m-yy) | Under Warranty(Y=1/N=0) | Warranty Upto(m-yy) | AMC/CMC(Y=1,N=0) | AMC/CMC upto(m/yy) | Working status
[12 empty] | W | NW
1 | Labour Room | OT Light(portable) | 1 | Sevenstar electronics | NA | NA | NA | 0 | NA | 0 | NA |  | NW
2 | Labour Room | Infant weighing machine | 1 | B Braun | NA | NA | NA | 0 | NA | 0 | NA | W
3 | Labour Room | Steriliser | 1 | NA | NA | NA | NA | 0 | NA | 0 | NA | W
4 | Labour Room | BP Apparatus (stand) | 1 | NA | NA | NA | NA | 1 | 9.2016 | 0 | NA | W
5 | Labour Room | Invertor(Double Battery) | 1 | Microtek | NA | NA | NA | 0 | NA | 0 | NA | W
6 | Labour Room | Needle destroyer | 1 | NA | NA | NA | NA | 0 | NA | 0 | NA | w
7 | Labour Room | Foetal doppler | 1 | Euro Dopp | NA | NA | NA | 0 | NA | 0 | NA | W
8 | Labour Room | Beds | 1 | 10 Qty | NA | NA | NA | 0 | NA | 0 | NA | w
9 | Labour Room | Suction Machine | 1 | Santhushthi | NA | NA | NA | 0 | NA | 0 | NA | w
10 | Labour Room | Labour Table | 1 | NA | NA | NA | 1.05.12 | 0 | NA | 0 | NA | W
11 | Labour Room | Generator | 1 | Birla yamaha 0.5 KVA | LG2800 | NA | 1.12.2003 | 0 | NA | 0 | NA | W
12 | Labour Room | Resuscitator | 1 | NA | NA | NA | NA | 0 | NA | 0 | NA | W
13 | Labour Room | Deep Freezer | 1 | Haier | HBD-116 | NA | 18.05.08 | 0 | NA | 0 | NA | W
14 | Labour Room | ILR | 1 | Haier | HBD-116 | NA | 10.08.09 | 0 | NA | 0 | NA | W
15 | Labour Room | Autoclave 2 nos | 2 | NA | NA | NA | NA | 0 | NA | 0 | NA | W
16 | Labour Room | Radient Warmer | 1 | Skin servo warmer | SS technomedP ltd | NA | NA | 0 | NA | 0 | NA | W
17 | Lab | Hb Meter | 1 | NA | NA | NA | 14.10.2003 | 0 | NA | 0 | NA | W
18 | Labour Room | Oxygen Cylinder 2 | 2 | NA | NA | NA | 28.08.83 | 0 | NA | 0 | NA | W
19 | Lab | Binocular Microscope | 1 | unilab | NA | 35950 | NA | 0 | NA | 0 | NA | W

## consolidate
Equipment Name | Quantity
X-ray Machine | 2
Gyne Work Station | 1
ILR | 2
Labour Table new | 1
Crib | 3
OT Light | 2
Stablizer 5KVA | 1
Examination Table | 9
OT Table | 2
Patient beds 16 nos | 16
Infant care warmer | 1
ILR 2NOS | 5
Baby Warmer | 19
Foetal doppler | 2
Baby cradle | 1
Boyle' Apparatus | 1
Autoclave 2 drum | 1
Xray view box | 4
OT Light(portable) | 9
Patient beds 8 nos | 8
Infant weighing machine | 19
Oxygen Cylinder 1nos | 1
Geaser | 1
Heater air blower | 1
BP Apparatus 2Nos | 4
Invertor(Single Battery) | 3
Autoclave | 7
Voltage stabliser 2 nos | 2
Stethoscope 3 nos | 3
Infanto meter | 1
Digital foetal doppler | 1
Stethoscope 2 nos | 2
Auroscope | 2
Voltage stabliser 3 nos | 3
Stethoscope | 1
Thermometer 2 Qty | 2
Laryngoscope | 4
Autoclave (cooker) 2 nos | 2
Ambu bag | 2
Patient beds 3nos | 1
Autoclave (cooker) | 2
Sterilisation Beaker | 1
Boiler | 7
Chemical Balances | 2
Electric Colorimeter | 2
Auto analyser Bio Chem | 1
Auto analyzer- semi Bio Chem Support | 1
Water bath | 1
Electricentrifuge, table top | 1
Cell counter (electronic) | 1
Hot plates | 2
PH meter | 2
Paediatric Glucometer / Bilirubinometer | 1
Glucometer | 3
Haemoglobinometer | 6
Wax Embed Bath | 1
Auto Embedic Station | 1
Timer stop watch | 1
Alarm clock | 1
Elisa Reader cum washer -ICTC | 1
Blood gas analyzer | 1
Electrolyte Analyser | 1
Haematology Analyser withh 22 parameters | 1
Ordinary Refrigerator | 2
Floatation Bath | 1
Dialected Tube Sealer | 1
Class – I Bio Safety Cabinet | 1
Knife Sharpner | 1
Cyto Spin | 1
Opthalmoscope - Direct | 2
Laser Photo Coagulometer | 1
A/B Scan | 1
FFA Camera | 1
Phaco Machine | 1
Auto Refractometer | 1
Non Touch Tonometry | 1
Opthalmic Surgical Instruments | 1
Synptophose | 1
Direct opthalmoscope | 1
Slit lamp | 2
Retionscope | 2
Opthalmic chair | 1
A-scan | 3
Kerstometer | 2
Tono meter | 1
Indirect Opthalmoscope | 1
Cryo unit | 1
GREEN LENTON EYE CARE | 1
ECG | 13
Blood Bank Refrigerator | 5
X-ray Machine(50mA) | 1
Radient Heat Warmer | 1
Suction Apparatus | 1
Nebuliser | 2
generator 7.5KVA | 1
Resuscitator | 2
Instrument steriliser | 3
Invertor(Single Battery) for DH | 1
BP Apparatus 2 nos | 2
Foot Suction | 2
Beds | 19
Generatr 3 KVA | 1
Generatr 0.5 KVA | 1
Fumigation System | 2
Autoclave 2 nos | 2
Radient Warmer | 11
Labour Table 2nos | 1
Instrument steriliser 2NOS
Invertor(Single Battery) for computer
Invertor(Double Battery) for DH | 1
Invertor(Double Battery) for office
Suction Machine | 32
Computer | 2
Lensometer box | 1
View box | 1
Needle Destroyer | 25
OT Light | 4
OT Light(ceiling)
Portable OT Light | 2
OT Table(Stainless Steel) | 6
ILR(2 Nos.) | 2
500 M.A. X-ray machine | 1
300 M.A. X-ray machine | 1
100 M.A. X-ray machine | 1
X-ray 300ma | 1
X-ray 30ma | 1
X-ray 15ma | 1
Mammography Unit | 1
Echocardiogram | 1
C R SYSTEM | 2
ULTRASOUND | 1
C-ARM (Mobile) | 1
O.T- LIGHT | 2
ANAESTHESIA | 3
OT table ortho | 2
Pulse oximeter | 4
Defibrillater | 1
O.T- TABLE | 5
O.T- LIGHT ceilling Shadowless | 1
O.T- LIGHT(Shadowless) | 2
Vertical Autoclave | 4
OT Light Ceiling | 1
OT Light Portable | 4
B.P Apparatus | 2
Autoclave(Small)
Weighing m/c | 1
Haemoglobinometer 2NOS | 6
Steriliser(Boiler) | 1
Patient Beds (3nos) | 1
Labour Table | 27
Electric Sterilizer | 3
Orthopaedic Operation Table | 2
Sterilizer | 19
Oxigen Hood | 1
Steam Sterilizer | 2
BP Apparatus Digital 2 nos | 2
Dental Chair | 11
Oxygen Cylinder 2 | 11
Examination Table (3nos) | 8
Examination Table (2 nos) | 2
Vision Box | 1
Voltas water Cooler PSS 40/80 | 1
Aqua Guard water rills Clanic | 1
B.P Appratus | 5
Standing BP Apparatus | 2
Hieght Measuring stand (Adult,Paediatric | 1
Weighing scale
Sterlizer | 1
Fumicator | 1
Nebulizer | 3
Examination Table (5nos) | 2
Autoclave small non electric | 1
Digital Thermometer | 4
Patient beds 2nos | 2
Generator | 12
Haemoglobinometer (2 nos) | 1
Centrifuge machine | 3
Infant Radient Warmer | 4
Glucometer | 1
Baby Weighing Machine | 7
Autoclave | 1
Autoclave(Vertical) | 1
Autoclave (Drum type) | 1
BP Apparatus | 21
Inverter | 4
Room Warmer | 4
Instrument steriliser electric | 5
RO System wit 7 filters | 1
Weighing machine 2nos | 7
Instrument Sterilisation | 4
Oxygen hood | 1
Foetal Doppler | 27
ECG machine | 3
Instrument sterilizer2nos | 2
Table lamp
Binocular Microscope | 2
O2 Hood | 1
Steem Sterilizer | 1
HB Meter 2nos | 1
Foot Suction Machine | 20
Binocular Maicroscope | 1
Steriliser | 4
Hb Meter | 13
Patient beds 2 nos | 2
Ambu Bag 4 | 1
Labour Table | 3
Patient beds 4 nos | 4
Needle destroyer 2nos | 4
Patient beds 6 nos | 7
Labour Table 2 | 4
Oxygen Cylinder 2nos | 5
BP Apparatus (digital) | 2
BP Apparatus | 1
BP Apparatus stand | 2
BP Apparatus | 2
BP Apparatus (2) | 6
BP Apparatus (stand) | 2
Autoclave(Verical) | 1
Room Heaters(2nos) | 1
BP Apparatus (Stand Model) | 5
BP Apparatus stand model | 1
BP Apparatus (stand) | 1
Invertor(Double Battery) | 32
Microscope Binocular | 1
Microscope Labo | 1
Monocular microscope | 9
Centrifuge m/c | 3
colorimeter | 1
Stethoscope | 5
Oxygen Cylinder | 6
Generator set | 1
Portable pressure autoclave | 1
Binocular Microscope | 20
Laboratory Hot Plate | 1
blood chemeistry analyser | 2
hot air owen | 2
Digital calorimeter | 2
Fogging Machine | 1
Microscope | 24
Neo Natal Ventilator with humidifier | 2
Medical Refrigerator | 2
Simple Refrigerator | 1
Elisa Machine | 1
Incubator | 2
Binocular micrscope | 2
Photoelectric Colorometer
Xray 50mA | 1
Xray 30mA | 1
Xray 100mA Portable | 1
Xray 300mA | 1
Centrifuge | 10
Xray view Box | 1
Generator kerosene | 1
Autoclave(Verical cooker type) | 2
ILR | 29
Xray Machine 300mA | 1
Electric Tube Sealer | 1
Water Bath Serological | 1
Blood Collection Meter | 1
Elisa Plate Reader | 1
Blood Bank Refrigerator(Cabinet) | 1
Elisa Washer | 1
Dental X-RAY | 2
Dental X-Ray | 2
Dental Chair Unit | 3
Portable Generator | 2
Electrical Boiler | 1
Baby Weighing m/c | 1
Suction M/C | 1
Baby Suction Appratus | 1
Multipara monitor | 3
Autoclave Horizontal | 1
Autoclave vertical | 2
Doppler | 1
Invertor | 6
Water coolar | 1
Stablizer | 1
Delivery Table | 2
Room Heater | 1
Dental Xray | 1
Fumigator | 5
Fetal Doppler | 1
Ambubag | 1
Fire Extingusher | 1
I.L.R | 6
BP Apparatus 3nos | 1
Deep Freezer | 28
Opencare system radient warmer trolly | 1
Suction Machine(Electrical) | 1
Suction Machine(Foot operated) | 1
Digital Weighing machine | 2
Weighing Machine (ordinary) | 2
Laryngeoscope set | 1
Oxygen Cylinder | 7
Genrator | 1
Photothearpy unit | 1
Shadow lamp | 1
Equipment steriliser | 1
Artificial Resuscitator 250 no | 1
Artificial Resuscitator 500 no | 1
Refrigerator | 14
Operating microscope | 2
O.T- LIGHTCeiling | 1
LAPROSCOPE | 2
OPTICAL CAMERA SYSTEM | 1
Sunction machine | 2
syring bioler | 1
Laryngeoscope | 2
Operation Table Hydraulic Major | 4
Operating table Orthopedic | 1
Shadowless lamp ceiling type major | 2
Shadowless Lamp stand model | 1
Focus lamp Ordinary | 2
Diathermy Machine (Electric Cautery) | 2
Suction Apparatus - Electrical | 4
Suction Apparatus - Foot operated | 4
Ultra violet lamp philips model 4 feet | 4
Crash Cart | 2
Refrigerator 250 Litres | 1
Bi Pap | 1
Short Wave Diathermy | 1
Muscle Stimulator | 1
Ultrasonic Therapy Unit | 1
Treadmill | 1
stepper | 1
Traction Unit | 1
Cont. Passive Movement unit | 1
Wax Therapy Unit | 1
Needle destroyer 1nos | 1
Weighing Machine | 18
Vacuum extractor metal | 2
Basic Obstetric set | 1
Nebulizer baby | 4
Weighing machine infant | 2
Electronic Weighing Scale Table | 4
Phototherapy Double Surface Unit(with CFL) | 1
Pulse Oximeter with radient probe | 1
Suction Machine Electronic(0.5 KW) | 4
OXYGEN CYILENDER( 5 NOS) | 1
Pulse Oximeter (baby+ adult) | 6
Pulse Oximeter with NIBP | 1
Syringe Infusion pump | 8
Nicu Incubator | 4
Phototherapy unit | 5
Exercising Cycle | 1
Heater | 1
ILR with Deep Freezer | 1
Dental Unit | 5
Baby weighing scale | 2
BP Appratus Digital | 1
Flow meter | 2
Steamer | 1
Radiant Warmer | 21
Open Care system | 7
Xray Machine | 2
Generator(0.5KVA) | 1
Generator(7.5 KVA) | 1
Stabliser | 2
Dental chair +compressor | 4
OPG | 1
Light cure gun | 1
Dental Chair with accessories | 1
invertaor | 1
baby Warmar | 2
O.T light | 1
Pluse Oximeter | 1
X.ray vision box | 1
eye vision Box | 1
Auto Clave machine | 1
Wheel Chair | 6
Instrument boiler 2 nos | 2
Ambu Bag 3 nos | 1
Patient Beds 6 | 6
Instrument sterilizer | 4
Dental Uit | 1
B.P Appratus digital | 1
Generator Disel Engine | 1
Instrument steriliser
Table Top Autoclave | 1