## AMC cost
Name of the Hospital | Equipment cost | AMC cost
Ayakudi | 1243157 | 87020.99
Batlagundu | 2244608 | 157024.56
Dindigul | 40917119.15 | 2220239.98
Koadaikanal | 4475276 | 306544.14
Natham | 2372328 | 163500.82
Nilakottai | 4844404.44 | 308537.18
Oddenchathiram | 2369819 | 163690.17
Palani | 12534025 | 739678.87
Pannaikadu | 1128250 | 78977.5
Pattiveeran patti | 186748 | 56694.33
Thandikudi | 1669622 | 116873.54
Vedasandur | 4317885 | 221075.96
Total | 78303241.59 | 4619858.04

## Ayakudi
DIRECTORATE OF MEDICAL AND RURAL HEALTH SERVICES
GOVERNMENT OF TAMIL NADU
REPORT : EQUIPMENT RECEIPT DETAILS REPORT-INSTITUTION WISE
PERIOD : 01/09/2005-01/03/2015
District : DINDUGAL
Institution : AYAKUDI
S.No. | Equipment Name | Equipment Category | Equipment Model No | Equipment Serial No | Date of Receipt | Manufacturer Name | Supplier Name | Location of Equipment | Source of Supply | Purchase Order No | Date of Installation | Warranty Valid Upto | Cost of the item | AMC | working status
1 | Infant Warmer / Neonatal Warmer/Infant Open Care system | B2 |  |  | 2008-11-01 | * | DATEX OH MEDA I PVT LTD T NAGAR CHENNAI 600017 | LABOUR WARD | TNHSP | TNHSP/TNMSC/P3E9/2008/DT 16/06/2008 | 2008-12-07 | 2009-11-01 | 18000 | 1260 | working
2 | PH meter | C | RPA1-GRTI0ANPN | 1092 | 2014-04-11 | RLT INSTUMENTION | RLT-INSTRUMENTATION PVT LTD CHENNAI 600024 | LAB | TNHSP | TNMSC PO TNHSP/TNMSC/AG87B/2013-DT 28/11/2013 |  |  | 57353 | 4014.71 | working
4 | Weighing machine infant | C |  |  |  | Brawn | Brawn | Labour ward | DMS |  |  |  | 0 | 0 | working
5 | Boyles apparatus with out Circle Abosrber | B | [5 empty] | OT | DMS |  |  |  | 98000 | 6860 | working
6 | Ultra Sonogram -MOBILE | B |  |  |  | fakuda | fakuda | Paediatric | DMS |  |  |  | 325000 | 22750 | working
7 | Auto Clave HP Vertical (2 bin) | C | [5 empty] | Paediatric | DMS |  |  |  | 32000 | 2240 | working
8 | Auto Clave HP Vertical (2 bin) | C | [5 empty] | Paediatric | DMS |  |  |  | 32000 | 2240 | working
9 | Auto Clave HP Vertical (2 bin) | C | [5 empty] | Paediatric | DMS |  |  |  | 32000 | 2240 | working
10 | Operation Table Hydraulic Major | B2 | [5 empty] | Paediatric | DMS |  |  |  | 33000 | 2310 | working
11 | Shadowless Lamp stand model | B | [5 empty] | Paediatric | DMS |  |  |  | 13300 | 931 | working
12 | Sterilizer Medium (Instrument) | C | [5 empty] | Paediatric | DMS |  |  |  | 1500 | 105 | working
13 | Electric Calorimeter | C | [5 empty] | Store | DMS |  |  |  | 15000 | 1050 | working
14 | B.P.apparatus table model | C | [5 empty] | Labour ward | DMS |  |  |  | 550 | 38.5 | working
15 | ECG machine ordinary | B | [5 empty] | Store | DMS |  |  |  | 23850 | 1669.5 | working
16 | Infusion pump | C | [5 empty] | Store |  |  |  |  | 24400 | 1708 | working
17 | Shadowless Lamp stand model | B |  |  |  | JUPITER | JUPITER MANUFACTURING WORKS C B E 02 | OPERATION THEOTER | TNHSP | TNHSP/TNMSC/P3E3/2008 DT 29.8.2008 |  |  | 25400 | 1778 | working
18 | Suction Apparatus - Electrical(Hivacuam) | B2 |  |  |  | VISHAL | VISHAL HOSPITAL CHENNAI 12 |  | TNHSP | TNHSP/TNMSC/P3E8/2008 |  |  | 3900 | 273 | working
19 | Needle destroyer / Syringe Destroyer | C |  |  |  | GLO LIFE | GLO LIFE CARE EQUIPMENTS CHENNAI 98 | OP WARD 2 IP WARD 1 LAB 2 STORE 1 | TNHSP | TNHSP/TNMSC/ENGG/BMWM/2008 |  |  | 755 | 52.85 | working
20 | Operation Table Hydraulic Major | B2 |  |  |  | JUPITER | JUPITER MANUFACTURING WORKS COIMBATORE | OPERATION THEATER | TNHSP |  |  |  | 102800 | 7196 | working
21 | Weighing Machine-Suspension | C |  |  |  | JUPITER | JUPITER MANUFACTRING COIMBATORE 41 | IP WARD | TNMSC |  |  |  | 541 | 37.87 | working
22 | Sterilizer Medium (Instrument) | C |  |  |  | JUPITER | JUPITER MANUFACTURING COIMBATOTE 02 | OPERATION THEATER | TNHSP | TNHSP/TNMSC/ENG8/P3E17/2008 DT 11/8/2008 |  |  | 1456 | 101.92 | working
23 | Auto Clave HP Vertical (2 bin) | C |  |  |  | SOLOKRAFTS | SOLOKRAFTS INDUSTRIES CHENNAI 112 | OPERATION THEATER | TNHSP | TNHSP/TNMSC/P3E10/2008 10.09.2008 |  |  | 29800 | 2086 | working
24 | Magnavision Lamp | C |  |  |  | SABERWAL SURGICAL | SABERWAL SURGICAL CO [P] LTD COIMBATORE | OPERATION THEATER | TNMSC | 04/NRHM/HSP/TNMSC/2009-MV DT 29.06.2009 |  |  | 3640 | 254.8 | working
25 | Anaesthesia Machine | B2 |  | 051108 ; 111008 |  | SOLOKRAFTS | SOLOKRAFTS INDUSTRIES CHENNAI 112 | OPERATION THEATER | TNHSP | TNHSP/TNMSC/P3E4/2008 DT 29.08.2008 | 2008-12-03 |  | 85280 | 5969.6 | working
26 | B.P.apparatus table model | C |  | CE1023 |  | MCP | M/S~ MADHUSUDHAN 723~P.H.ROAD~AMINJIKARAI~CHENNAI 29 | NCD OP | TNMSC | P.O.NO; TNHSP/TNMSC/AG26/2011 |  |  | 1192 | 83.44 | working
27 | Refrigerator | C | [5 empty] | Store |  |  |  |  | 10500 | 735 | working
28 | Binocular Mircroscope | B2 | 11J-115702 |  |  | AJAY | DEPUTY DIRECDOR OF MEDICAL SERVICES [TB] DISTRICTS TB CENTER DINDIGUL DT 20/04/2012 | LAB | TNMSC | 10462/TNMSC/ENGG/2011 DT 04/08/2011 |  |  | 12500 | 875 | working
29 | Water Bath/Ultrasonic Water Bath | C |  | SMI-143 | 2014-06-05 | JINDAL | S.M SCIENTIFIC INSTRUMENTS PVT LTD JINDAL HOUSE DELHI | MAIN STORE | TNHSP | TNMSC P O NO TNHSP/TNMSC/AG87H R 2014 DT 10/04/2014 |  |  | 8252 | 577.64 | working
30 | Refrigerator | C | [5 empty] | Store |  |  |  |  | 10400 | 728 | working
31 | Mannual Colposcope | C | ARI II -1D | R20130129 |  | M/S.ARI TECNOLOGY(GROUP)CO~LTD;CHINA | SOUTH INDIA SURGICAL CO LTD; | LABOUR WARD | TNHSP | TNHSP/TNMSC/ENGG/AG30/2011 | 2013-04-03 | 2014-02-16 | 136500 | 9555 | working
32 | semi Auto analyer |  | RX 50 |  |  | Microlab |  |  | RCH |  |  |  | 45288 | 3170.16 | working
33 | semi Auto analyer |  | Pritest touch |  |  | Robonik | Robonik | [5 empty] | 59000 | 4130 | working
[12 empty] | Total | 1243157 | 87020.99

## Batlagundu
DIRECTORATE OF MEDICAL AND RURAL HEALTH SERVICES
GOVERNMENT OF TAMIL NADU
REPORT : EQUIPMENT RECEIPT DETAILS REPORT-INSTITUTION WISE
PERIOD : 01/09/2005-01/03/2015
District : DINDUGAL
Institution : BATALAGUNDU
S.No. | Equipment Name | Equipment Category | Equipment Model No | Equipment Serial No | Date of Receipt | Manufacturer Name | Supplier Name | Location of Equipment | Source of Supply | Purchase Order No | Date of Installation | Warranty Valid Upto | Cost of the item | AMC | Working status
1 | Semi auto analyser | B2 | PRIETEST TOUCH | ATO450314RBK | 2014-03-10 | ROBONIK INDIA PVT LTD | ROBONIK INDIA LIMITED | LAB | TNMSC | PO NO 10072/TNMSC/ENGG/2013 DT 05/03/2014 | 2014-05-09 | 2015-02-10 | 48426 | 3389.82 | Working
2 | Needle destroyer / Syringe Destroyer | C | NIL SHARPS |  | 2014-09-16 | ARVS eQUIPMENTS PVT ltyd | Solokrafts industries chennai |  | TNMSC | 20533/ICWM/TNMSC/ENGG/2013 Dt:06/03/2013 | 16/09/2014 | 2014-08-31 | 1626 | 113.82 | Working
3 | Water Bath/Ultrasonic Water Bath | C | SMI-143 |  | 2014-06-04 | SM SCIENTIFIC | SM SCIENTIFIC | LAB | TNHSP | TNHSP/TNMSC/AG87h[R]/2014/DT 10/04/2014] | 2014-10-27 | 2015-08-31 | 8427 | 589.89
4 | CTG Monitor | B2 | A100H |  | 15/10/2014 | MEDI WAVES INC | AEON TECH | Paediatric | TNMSC | 17240/TNMSC/ENGG/2014-IDT 16/05/2014 | 15/10/2014 |  | 84000 | 5880 | Working
5 | Phototherapy Unit | C |  |  | 2009-08-09 | JMW | JMW | Paediatric | DMS | 02NRHM/HSP/TNMSC/2009-PEU Dt:25/06/2009 | 2009-08-09 |  | 21276 | 1489.32 | Working
6 | Radiant Warmer | C | OCW100 | 2858 | 2008-01-11 | DATEX-OHMEDA | DATEX-OHMEDA | Paediatric | DMS | TNMSC/P3E9/2008 DT:22/10/2008 | 2008-01-11 |  | 18000 | 1260 | Working
7 | Glucometer | C |  |  | 21/08/2003 | Glucocare | Glucocare | LAB | DMS |  | 21/08/2003 |  | 3200 | 224 | Working
8 | Ultra Sonogram -MOBILE | B |  |  |  | Fakuda denshi | Fakuda denshi | Paediatric | DMS | TNHSP/TNMSC/ICB/P3E24/109 | 24/06/2009 |  | 688396 | 48187.72 | Working
9 | Boyles apparatus with out Circle Abosrber | B | Ecosafe |  |  | soLOKRAFTS | soLOKRAFTS INDUSTRIES | OT | TNHSP | tnhsp/tnmsc/P3E4/2008 Dt:29/8/2008 | 2008-04-12 |  | 82000 | 5740 | Working
10 | Binocular Mircroscope | B2 | BD INSRUMENTATION |  | 2009-09-08 | BD INSTRUMENTATION | SOLOKRAFTS INDUSTRIES | LAB | TNMSC | 05/NRHM/HSP/TNMSC/2009 26/02/2009 | 18/9/2009 | 2010-08-18 | 9393 | 657.51 | Working
11 | Nebuliser Adult | C | ARROW NEB |  | 2009-04-06 | Microlux | Microlux | Paediatric | TNMSC | 08/NRHM/HSP/TNMSC/ENGG/2009 DT:31/3/2009 | 2009-04-06 |  | 1400 | 0 | Working
12 | Auto Clave HP Vertical (2 bin) | C | A |  | 28/07/2009 | soLOKRAFTS | soLOKRAFTS INDUSTRIES | 0 | DMS | RCH- II /TNMSC/ENGG/E5/2008 DT:23/12/2008 | 28/07/2009 |  | 31300 | 2191 | Working
13 | Operation Table Hydraulic Major | B2 | JUPITAR 205 |  | 2008-03-11 | JMW | JUPITER MANUFACTURING WORKS | Paediatric | DMS | TNHSP/TNMSC/P3E3/2008 Dt:16/6/2008 | 2008-03-11 |  | 51400 | 3598 | Working
14 | Electric Calorimeter | C |  |  |  | Systronics | Systronics | Lab |  |  |  |  | 20302 | 1421.14 | Working
15 | Suction Apparatus - Electrical | C |  |  |  | Vishal hospital | Vishal hospiutal | Paediatric | TNHSP | tnhsp/tnmsc/P3E8/2008 DT:9/10/2008 | 21/7/2009 |  | 3900 | 273 | Working
16 | B.P.apparatus stand model | C |  |  | 2008-03-12 | JUPITER MANUFACTURE | JUPITER MANUFACTURING WORKS | OT | TNHSP | TNHSP/TNMSC/P3E16 Dt:29/08/2008 | 2008-03-12 |  | 2180 | 152.6 | Working
17 | Washing Machine | B2 |  |  | 2009-12-04 | SOLOKRAFTS | SOLOKRAFTS INDUSTRIES | AMBULANCE SHED | TNMSC | PO01 NRHM/HSP/TNMSC 2009 /WM Dt:25/08/2009 | 2009-04-12 |  | 224865 | 15740.55 | Working
18 | Generator | C | 15 k V A | BEW-15 BRIGHT | 2009-11-10 | KIRLOSKER | EAKCON SYSTEM PVT LTD | NEAR FEMALE WARD | TNMSC | 01/NRHM/HSP/TNMSC/2009,GEN Dt:25/08/2009 | 2010-01-15 |  | 260624 | 18243.68 | Working
19 | Electric centrifuger | C | BDI 152 |  | 2012-02-14 | BD INSTRUMENTS INDIA | SOLOKRAFTS INDUSTRIES | MAIN STORE | TNMSC | TNHSP/TNMSC/AG29E/2011 04.10.2011 |  | 2015-01-12 | 19000 | 1330 | Working
20 | Radiant Warmer | C | NICE 2007S | 09100 90000141/145/170/171 | 2009-09-01 | NICE 2007S | MADRAS SURGICALS AND CHEMICALS | labour ward | TNHSP | 02/NRHM/HSP/TNMSC/2009 WAR | 2009-10-06 |  | 15700 | 1099 | Working
21 | Infusion Pump/Infusion Syringe Pump/Insulin Syringe Pump | C | LP50BW |  | 2010-03-04 | JUPITOR MFG WORKS | JUPITOR MFG WORKS CBE | Paediatric | TNMSC | 02/NRHM/HSP/TNMSC 09 DT25/06/2009 |  |  | 29500 | 2065 | Working
22 | Magnavision Lamp | C | 8008 |  | 2011-03-31 | JMW | JUPITOR MFG WORKS | Paediatric | TNMSC | TNMSC/04/ NRHM/ENGG 12/02/2011 |  | 2014-11-11 | 4400 | 308 | Working
23 | Magnavision Lamp | C |  |  | 2012-01-13 | SOLOKRAFTS | SOLOKRAFTS INDUSTRIES | NCD | TNHSP | TNHSP/TNMSE/ICB/AG31/2011 19/10/2011 |  | 2014-10-18 | 6988 | 489.16 | Working
24 | Magnavision Lamp | C | MEDI-TECH |  | 2011-03-31 | HARDIK MEDI-TECH | jupiter mfg works | MAIN STORE | TNMSC | 04R/NRHM/TNMSC/ENGG/2011 DT 12.02.2011 |  | 2014-02-25 | 4400 | 308 | Working
25 | Mannual Colposcope | C | ARI I I - R D | R 20130166 | 2013-02-16 | ARI TECHNOLOGY ( GROUP) CO LTD CHINA | SOUTH INDIA SURGICAL CO LTD 117/65 WALAJA ROAD CHENNAI | N C D WARD | TNHSP | TNHSP/TNMSC/ENGG/AG30/2011 | 2013-04-02 | 2014-04-02 | 130000 | 9100 | Working
26 | Pulse Oximeter | B | M900-MIDIAED | 09300040/UP014615 | 19/08/2009 | Landamp;T Medical | Madras surgicals | OT | TNHSP | 02/NRHM/HSP/TNMSC/2009/PUL Dt:25/06/2009 | 19//08/2009 |  | 24648 | 1725.36 | Working
27 | Shadowless Lamp stand model | B | HOSPITECH |  | 2008-11-03 | JUPITER MANUFACTURE | JUPITER MANUFACTURING WORKS | OPERATION THETRE | TNHSP | TNHSP TNMSC P3E3 2008 |  | 2011-10-21 | 13300 | 931 | Working
28 | ECG machine | B2 | EDAN SE 3 | 309035 M11801710017 | 2010-10-20 | EDAN INSTRUMENTS INC | MADRAS SURGICALS CHEMICAL CHENNAI | MAIN STORE | TNMSC | TNHSP/TNMSC/ENGG/AG27/2011 |  | 2012-08-21 | 36637 | 2564.59 | Working
29 | Baby Incubators | B2 |  |  | 2007-12-17 |  | Madras surgicals |  | OTHERS | TNHSP/TNMSC/P2E3/07 DT11/0907 | 2007-12-17 |  | 47880 | 3351.6
30 | PH meter | C | RPA-1GRTIOANPN | SN1093 | 2014-03-24 | RLT INSTRUEMENT | RLT INSTRUMENT | LAB | TNMSC | TNHSP/TNMSC/AG87B/2013-2014 | 2014-06-25 | 2014-02-28 | 60221 | 4215.47 | Working
31 | Foetal Doppler | C | A100H |  | 2014-10-15 | AEON TECH | MEDI WAVES INC | LABOUR WARD | TNMSC | 17240/TNMSC/ENGG/2014-IDT 16/05/2014 | 2014-10-15 | 2017-05-23 | 4743 | 332.01 | Working
32 | Centrifuge |  | R-8C,R-81B | HCLC-4480 | 2009-09-09 | REMI | REMI | LAB | TNMSC | 05/NRHM/HSP/TNMSC/20 DT:15/7/2009 | 2009-09-09 |  | 9000 | 630 | Working
33 | Auto Clave HP Vertical (2 bin) |  | B with ASBNESTOS |  | 2009-11-02 | SOLOKRAFTS | SOLOKRAFTS INDUSTRIES | OT | TNHSP | TNHGSP/TNMSC/P3E10/2008 Dt:10/09/2008 | 2009-11-02 |  | 29800 | 2086 | Working
34 | Steller P |  | Compact AC20 | AC2-207050 | 31/01/2008 | L&T | L&T | OT | TNHSP | TNHSP/TNMSC/P2E2 Dt:13/06/2007 | 31/01/2008 | 25/01/2009 | 33750 | 2362.5 | Working
35 | Infusion Pump |  | ANS075 | eg05070578 | 22/05/2007 | AKAS | AKAS | Paediatric | TNHSP | 1039828/S&P/1/2006 Dt:7/03/2007 | 22/05/2007 |  | 24400 | 1708 | Working
36 | ROTARY SHAKER |  | BDI-149 | 2014080858 | 2014-07-08 | SOLOKRAFTS | SOLOKRAFTS INDUSTRIES | LAB | TNHSP | TNHSP/TNMSCAG87F(R) /2014 /2 Dt:19/05/2014 | 2014-07-08 | 2015-10-01 | 33810 | 2366.7 | Working
37 | Baby Incubators |  | BD-54 |  |  | SOLOKRAFTS | SOLOKRAFTS INDUSTRIES |  | TNMSC | 05/NRHM/HSP/TNMSC/2009 DT:15/07/2009 | 2009-07-09 |  | 11953 | 836.71 | Working
38 | BLOOD DONOR COUCH |  |  |  | 16/09/2009 | SABERWAL | SABERWAL | MS | TNMSC | 05/NRHM/HSP/TNMSC/2009 BDC Dt:15/07/2009 | 22/07/2009 | 2012-07-22 | 64000 | 4480 | Working
39 | BLOOD B ANK REFREIGRTOR |  | REMI- BR 70SR | BDI1391 | 30/03/2010 | REMI ELECTRO TECH | REMI | MS | TNMSC | 18R/NRHM/HSP/TNMSC/2010 -BBR Dt:5/03/2010 | 2010-05-06 |  | 67888 | 4752.16 | Working
| SHADOWLess Lamp stand model |  |  |  | 2015-05-02 | GENERAL SURGICAL | GENRAL SURGICAL | Paediatric LABOUR WARD | TNMSC | 114/TNMSC/ENGG/2013-3 Dt: 8/12/2014 | 2015-05-02 |  | 11875 | 831.25 | Working
[13 empty] | 2244608 | 157024.56

## Dgl_HQ
DIRECTORATE OF MEDICAL AND RURAL HEALTH SERVICES
GOVERNMENT OF TAMIL NADU
REPORT : EQUIPMENT RECEIPT DETAILS REPORT-INSTITUTION WISE
PERIOD : 01/09/2005-01/03/2015
District : DINDUGAL
Institution : DINDIGUL
S.No. | Equipment Name | Equipment Category | Equipment Model No | Equipment Serial No | Date of Receipt | Manufacturer Name | Supplier Name | Location of Equipment | Source of Supply | Purchase Order No | Date of Installation | Warranty Valid Upto | Cost of the item | AMC | Working status
1 | Anaesthesia Machine | B2 |  | Mark III/0453 | 1986-08-08 | IOL | IOL | MOT | DMS | 4344/MKT/86-3 Dt.05.05.1986 | 1986-08-08 |  | 21625 | 1513.75 | working
2 | Anaesthesia Ventilators | B2 | Medi tec 2800 | SV560E1206009 | 2013-02-14 | Trans Health Care Indiab P Ltd | Trans Health Care Indiab P Ltd | MOT | JDHS | 11804/S1/2012 Dt.27.12.2012 | 2013-02-14 | 2013-02-14 | 220000 | 15400 | working
3 | Anaesthesia Ventilators | B2 | Compact AC20 + | D0307-0589(Anes.Mech.Vent MOT) | 2007-11-06 | Larson andamp; Turbro Ltd | Larson andamp; Turbro Ltd | MOT-1 | TNHSP | TNHSP/TNMSC/ICB/CE1/07 | 2007-11-06 | 2008-11-05 | 279444 | 19561.08 | working
4 | Anesthesia apparatus with circle absorber | B2 | Cistran Supreme | 1436072013/11050513 | 2013-08-08 | CistranSystems Pvt.Ltd~Velachery ~Chennai. | CistranSystems Pvt.Ltd~Velachery ~Chennai. | Trama OT | JDHS | 71/cmihis/05.08.13 dt.08.08.13 | 2013-09-10 | 2014-09-09 | 94286 | 6600.02 | working
5 | Anesthesia apparatus with circle absorber | B2 | Ecosafe | P-64/5M (Eco safe FPOT) | 2008-11-17 | Solokraft Industries | Solokraft Industries | FPOT | TNHSP | TNHSP/TNMSC/P3E4/2008 Dt.29.08.2008 | 2009-01-05 | 2009-01-04 | 82000 | 5740 | working
6 | Anesthesia apparatus with circle absorber | B2 | Mark III | Mark iii 428/ C/A-6890 | 1994-09-21 | IOL Ltd. | IOL Ltd. | MOT | DMS | 95100/CPII/I/93 Dt.11.08.1994 | 1994-11-15 | 1995-11-14 | 109240 | 7646.8 | working
7 | Audiometer | C | ARPHI 2001 | 335 | 2010-03-26 | Arphi Electranics | Arphi Electranics | ENT OP | TNMSC | 10979/TNMSC/ENGG/2010 Dt.18.02.2010 | 2010-03-26 | 2013-03-25 | 60000 | 4200 | working
8 | Auto Clave HP Horizontal-CYLINDRICAL | C | H2 512 SPL |  | 2011-07-12 | Solokraft Industries | Solokraft Industries | CEOT | TNMSC | 2396/TNMSC/ENGG/2011 Dt.23.02.2011 | 2011-12-09 | 2014-03-29 | 150800 | 10556 | working
9 | Auto Clave HP Horizontal-CYLINDRICAL | C | -- | -- | 2009-12-25 | Solokrafts Industries | Solokrafts Industries | ACC.OP | RCH | RCH/TNMSC/ENGG/E18/2009 Dt.08.06.09 | 2010-03-31 | 2011-03-30 | 132000 | 9240 | Not working
10 | Auto Clave HP Horizontal-CYLINDRICAL | C |  |  | 2008-11-12 | Jupitor Manufacturing Works | Jupitor Manufacturing Works | ACC.op | TNHSP | TNHSP/TNMSC/P2E11/2007 Dt.28.11.2007 | 2008-01-19 | 2009-01-19 | 140000 | 9800 | Not working
11 | Auto Clave HP Vertical (2 bin) | C | 2 bIN | P189/5 | 2009-02-10 |  | Solokraft Industries | EOT-1~EYE OT-1~MOT-1~FPOT-1. | TNMSC | tnhsp/tnmsc/P3E10/2008 Dt.10.09.2008 | 2009-02-10 |  | 29800 | 0 | working
12 | Auto Clave HP Vertical (2 bin) | C | 2 Bin | P228/5 | 2009-07-28 | Solokraft Industries | Solokraft Industries | Dentol OP-1~CEOT-1~ACC OP-1. | RCH | RCH-II/TNMSC/ENGG/E5/2009 | 2009-07-11 | 2010-07-28 | 31300 | 0 | working
13 | Automated Cell Counter | B2 | pocH-100i | F2373 | 2012-12-31 | TransasiaBio Medicals Ltd | TransasiaBio Medicals Ltd | Clinical Lab | TNMSC | 2630/TNMSC/ENGG/2012 Dt.06.12.2012 | 2013-01-22 | 2016-01-21 | 285120 | 19958.4 | working
14 | B.P.apparatus stand model | C | Stand Model |  | 2011-04-15 | Jeyam Enterprieces | Jeyam Enterprieces | Mot-1~ IRCU-2~NGG.OP-1 | RCH | RCH-II/TNMSC/ENGG/4538/2011 Dt.18.04.11 | 2011-04-15 | 2011-04-15 | 1500 | 0 | working
15 | B.P.apparatus table model | C | BOX type |  | 2010-09-16 | MC Dalal andamp;Co | MC Dalal andamp;Co | Eye Wd-2~MOP-1~FOP-1~Lab.Wd.-1 | JDHS | 9330/S1/2010 Dt.13.09.2010 | 2010-09-16 | 2011-09-15 | 554 | 0 | working
16 | B.P.apparatus table model | C | Box Type |  | 2011-01-05 | MC Dalal andamp; Co | MC Dalal andamp; Co | Lab.Wd-1~FS.Wd-1~Dental OP-1~FOP-1~MOT-1~MS.Wd-1~Eye wd-1~M.ortho.1~Acc.OP-1~NGO.OP-1 | JDHS | 12154/S1/2010 Dt.30.12.10 | 2011-01-05 | 2012-01-04 | 554 | 0 | working
17 | B.P.apparatus table model | C | ANEROID |  | 2011-02-17 | SISCO.Ltd. | SISCO Ltd. | Blood Bank-1/s.s.-1 | RCH | RCH-II/TNMSC/ENGG/714612010-2 | 2011-02-17 | 2011-02-16 | 590 | 0 | working
18 | B.P.apparatus table model | C | BOX TYPE | nil | 2011-04-15 | donation | Donation | ART.center-1~LabourWd.-1~Labour PO-2.~MM.Wd.-1 | OTHERS | nil | 2011-04-15 | 2012-04-14 | 590 | 0 | working
19 | Baby Weighing Scale | C | Prestige |  | 2012-02-24 | Hardik Meditech~Delhi | Alan Medical andamp; Laboratory Products | Labour OP (NCD) | TNHSP | TNHSP/TNMSC/ENGG/AG24/2011 Dt.09.12.2011 | 2012-02-24 | 2012-02-24 | 598 | 0 | working
20 | Binocular Mircroscope | B2 | BLS11811S1 |  | 2011-03-30 | Jupitor Mfg. Works | Jupitor Mfg. Works | Clinical Lab. | RCH | RCH-II/TNMSC/ENGG/7146/2010-2 Dt.06.10.2010 | 2011-03-30 | 2011-03-29 | 12500 | 875 | working
21 | Bipolar Coagulator(Diathermy) | B2 |  |  | 2007-07-05 | Jupiter Mfg. Works | Jupiter Mfg. Works |  | DMS | 35047/Sandamp;P/1/07 | 2007-07-05 | 2008-07-04 | 18000 | 1260 | working
22 | Blood Donor Couch | B2 |  |  | 2008-09-12 | Hindustan Latex Ltd. | Hindustan Latex Ltd. | Blood Bank | TNMSC | KOD/TANSACS/TNMSC/2008 dT.08.07.2008 | 2008-09-12 | 2008-09-12 | 65000 | 4550 | working
23 | Boyles apparatus with Circle Abosrber | B2 |  | C/A EOT | 2008-08-08 | Madras Surgicals andamp; Chemicals | Madras Surgicals andamp; Chemicals | EOT-1 | TNMSC | 2394/NRHM/TNMSC/2008-3 08.03.2008 | 2008-08-08 | 2011-08-07 | 130000 | 9100 | working
24 | C-arm with image intensifier | B1 | Allengers HF-49R | 2ki307175-c | 2013-07-24 | Allengers Medical System Ltd | Allengers Medical System Ltd.~Chandigarh-UT 160022 | Trauma OT. | TNMSC | 14440/TNMSC/ENGG/2013 20.06.2013 | 2013-07-24 | 2016-07-23 | 970610 | 0 | working
25 | C.T. Scan Muilty Slice | A | TSX No-033A | 1KA1292054 | 2012-10-04 | Toshiba | Erbis Engineering Co.Ltd.~39.2nd main Rd.~Raja annamalai Puram chennai-28 | C.T. SCAN CENTRE~GH.Dgl. | TNMSC | 1310/TNMSC/ENGG/2012 Dt.15.06.2012 | 2012-10-16 | 2015-10-15 | 13100000 | 917000 | working
26 | Cardiac Monitor | C | INTEGRA-IE | 10811AL 92;93 | 2009-01-21 | Concept-Integrations (I) Pvt.Ltd | Concept-Integrations (I) Pvt.Ltd | IRCU-2 | TNHSP | TNHSP/TNMSC/P3E3/2008 Dt.10/10/2008 | 2009-01-21 | 2009-01-21 | 24500 | 0 | working
27 | Defibrillator with Monitor | B2 | TEK 5521 K | 3137 | 2007-02-07 | Trivitron Medical System Pvt.Ltd | Trivitron Medical System Pvt.Ltd | Lab.Wd. | TNHSP | TNHSP/TNMSC/ENGG/CE7/2007 Dt.25.10.2006 | 2007-04-10 | 2008-04-09 | 140000 | 9800 | Not Working
28 | Dental Chair(Electric/Hydraulic/Manual) | B2 | EXCEL-9 |  | 2009-11-07 | Confident Dental Equipments Ltd. | Confident Dental Equipments Ltd. | DENTAL Dept. | OTHERS | Transfer in from Mo.GH.Kodaikanal (Already Tr. from GH Pannaikadu to GH Kodaikanal.) |  |  | 113500 | 7945 | working
29 | Diathermy Machine (Electric Cautery) | B | ELSY360MT | ASGM1405092 | 2014-06-06 | ALAN ELECTRONICS SYSTEMS | JBS MEDITEC INDIA P LTD COIMBATORE | TRAUMA OPERATION THEATURE | TNMSC | 17240/TNMSSC/ENGG/2014-2 | 2014-06-11 | 2016-06-10 | 218000 | 15260 | working
30 | Diathermy Machine (Electric Cautery) | B | ELSY360MT | ASGM1405091 | 2014-06-06 | ALAN ELECTRONICS SYSTEMS | JBS MEDITEC INDIA P LTD COIMBATORE | TRAUMA OPERATION THEATURE | TNMSC | 17240/TNMSSC/ENGG/2014-2 | 2014-06-11 | 2016-06-10 | 218000 | 0 | working
31 | Diathermy Machine (Electric Cautery) | B | 120GN 300 | 4050 | 2003-10-08 | South India Surgicals Co. | South India Surgicals Co. | MOT | DMS | 47438/Sandamp;P/1/2003 Dt.10.06.2003 | 2003-10-08 | 2003-10-08 | 280250 | 19617.5 | working
32 | Dielectric Sealer | C | Clinitran |  | 2002-10-28 | Scientific and Gendral Traders Chennai | Scientific and Gendral Traders Chennai | Blood Bank | DMS | 7856/CPII/1/2002 Dt.12.08.02;17.09.02 | 2002-10-28 | 2003-10-29 | 55800 | 3906 | working
33 | ECG machine computerized | B | EDEN SE1 |  | 2010-12-09 |  | MADRAS SURGICALS AND CHEMICALS | (MM WARD) EYE WARD | JDHS | 12154/S1/10-10 dt 30.11.2010 |  |  | 21450 | 1501.5 | working
34 | ECG machine computerized | B | Cardio Touch 3000 | T2L0900119 | 2011-11-10 | JK Medical System~ | JK Medical System~Chennai | ICCU Ward | TNHSP | TNHSP/TNMSC/ENGG/AG21/2010 Dt22.08.2011 | 2011-11-10 | 2012-11-09 | 65736 | 4601.52 | working
35 | ECG machine ordinary | B2 | Marks | 3501~3493 | 2006-05-22 | Solokraft Industries | Solokraft Industries | ICCU-2 | DMS | 10620/Sandamp;P/1/06.dT12.04.2006 | 2006-05-22 | 2007-05-21 | 23350 | 1634.5 | working
36 | ECG machine ordinary | B2 | EDAN SE 300 | SE300B2A020893874 | 2008-11-25 | Madras Surgical andamp; Chemical | Madras Surgical andamp; Chemical | MM.Wd. | TNHSP | TNHSP/TNMSC/P3E12/2008 Dt.29.08.2008 | 2008-11-25 | 2009-11-24 | 43860 | 3070.2 | working
37 | Echocardiogram Color | B1 | DC-T6 | PM19000453 | 2012-02-20 | MINDRAY MAKE | SHENZHEN MINDRY BIO-MEDICAL ELECTIONICS CO. LTD.~ PR CHINA | ICCU WARD |  | TNHSP/TNMSC/ENGG/AG10andamp;AG22/2011~ DT.12.08.2011 | 2012-02-22 | 2013-02-21 | 14494 | 1014.58 | working
38 | Electricity Generator | B2 | Honda EXK 2800 | B0601926~B0601936 | 2006-08-05 | HONDA | Prrimier Engilneering Pvt. Ltd. Chennai | MOT-1~EYE OT-1 | TNHSP | TNHSP/TNMSC/ENGG/G7/06 Dt.27.06.2006 | 2006-08-14 | 2007-08-13 | 52357 | 3664.99 | working
39 | Elisa Reader cum washer | B2 | Wash well plate and read | RT0340910RBK / AW0290910RBK | 2012-01-06 | Robonik ( i ) Pvt. Ltd | Robonik ( i ) Pvt. Ltd | Clinical Lab | RCH | RCH-2/ TNMSC/ENGG/E42/2010-1 | 2011-01-06 | 2012-01-05 | 177767 | 12443.69 | working
40 | Emergency Resuscitation Kit-Baby | C |  |  | 2012-06-04 | Jupiter Mfg. Works | Jupiter Mfg. Works | NN.Wd.-4 | RCH | RCH-II/TNMSC/ENGG/E46/2011-1 Dt.21.11.2011 | 2012-06-04 | 2013-08-16 | 410 | 0 | working
41 | Emergency Resuscitation Kit-Baby | C | 250 ml |  | 2012-03-29 | South India Surgical Co.Ltd. | South India Surgical Co.Ltd. | AE.Wd. | RCH | RCH/TNMSC/ENGG/E46/2011-1 Dt.21.11.2011 | 2012-03-29 | 2013-03-28 | 370 | 0 | working
42 | Emergency Resuscitation Kit-Baby | C | silicon Infant |  | 2012-02-15 | Sisco India Surgicals Co.Ltd. | Sisco India Surgicals Co.Ltd. | Labour Wd.-2 |  |  | 2012-02-15 | 2013-02-15 | 450 | 0 | working
43 | Endoscope with video processer | B1 | GIF-LV1gASTROSCOPE~CV-VI~Video Processor~LMD 1530 Sony 15" LCD Flot monitor | 1200247~1200237~3101615 | 2013-04-22 | Olympus Medical System India Pvt. Ltd.~Haryana. | Healthware Pvt. Ltd. | MOT | TNMSC | 1549/TNMSC/ENGG/2012 Dt.04.03.2013 | 2013-05-23 | 2016-05-22 | 727658 | 0 | working
44 | Focus lamp Ordinary | C |  |  | 2010-12-14 | Gendral Surgicalo Company (India) Pvt. Ltd | Gendral Surgicalo Company (India) Pvt. Ltd | NN Ward-1.Labour-1 Ward.CEOT-2 | RCH | RCH-II/TNMSC/ENGG/4538/2010 -2 Dt..06.10.2010 | 2010-12-14 | 2011-12-13 | 19000 | 1330 | working
45 | Focus lamp Ordinary | C |  |  | 2010-12-14 | General Surgical Company(i) Pvt. LTD | General Surgical Company(i) Pvt. LTD | CEOT-2~NN-1~Labour Ward-1 | RCH | RCH-2/TNMSC/ENGG/4538/2010-2 Dt.06.10.2010 | 2010-12-14 | 2011-12-13 | 4750 | 0 | working
46 | Foetal Doppler | C | FD9713N | DQTB3G8722 | 2013-08-23 | BPL | Excel Care Engineering~Madurai | Labour Ward | JDHS | 82/CMCHIS/05.08.13 Dt.05/08/13 | 2013-08-23 | 2014-08-22 | 8571 | 599.97 | working
47 | Generator | C | EXK2800 | BO601936 | 2006-08-05 | FermierEngineers Pvt. Ltd. | FermierEngineers Pvt. Ltd. | CEOT | TNHSP | TNHSP/TNMSC/ENGG/97/2006 Dt.27.6.2006 | 2006-08-14 | 2007-08-13 | 104714 | 7329.98 | working
48 | Generator | C | EXK2800 | BO601926 | 2006-08-05 | FermierEngineers Pvt. Ltd. | FermierEngineers Pvt. Ltd. | MM.Wd | TNHSP | TNHSP/TNMSC/ENGG/97/2006 Dt.27.6.2006 | 2006-08-14 | 2007-08-13 | 104714 | 7329.98 | working
49 | Generator | C | 20 HP/1500RPH (10KVA) | 9710091 | 1997-12-22 | ATUL Generators Pvt. Ltd. | ATUL Generators Pvt. Ltd. | Blood Bank | OTHERS | WB/S4/A-0009/ICB-0011/COAD/C-0075 Dt.13.08.87 | 1996-02-05 | 1998-12-22 | 0 | 0 | working
50 | Haemoglobinometer | C |  |  | 2011-09-21 | Solokrafts Industries | Solokrafts Industries | Clinical Lab | RCH |  | 2011-09-21 | 2011-09-21 | 4300 | 301 | working
51 | Hematology analyser | B1 | XP100 Advance Version of KX21 | A3097 | 2014-02-04 | Trans Asia Bio Medicals Ltd. | Trans Asia Bio Medicals Ltd. | Clinial Lab | DMS | 78217/sandamp;p/1/2013-2 Dt.02.01.2014 | 2014-02-05 | 2017-02-04 | 385319 | 0 | working
52 | Impendence audiometer | B2 | GSI 39 Auto Tymp(Version 3 ) | AY101617 | 2010-04-05 | Alliance Bio Medical Pvt Ltd. | Alliance Bio Medical Pvt Ltd. | ENT OP | TNMSC | 10979/TNMSC/ENGG/2010 dT.18.02.2010 | 2010-04-26 | 2010-04-26 | 215000 | 15050 | working
53 | Infant Crash Cart | C |  |  | 2007-06-13 | Gendral Surgical Co.( I ) Pvt.Ltd. | Gendral Surgical Co.( I ) Pvt.Ltd. | Pead.Surg.Wd.-1~MM Wd-1~NN.Wd-1~CH.wD-1~Labour Wd.-1 | DMS | 10852/Sandamp;P/1/07 | 2007-06-13 | 2008-06-12 | 16860 | 1180.2 | working
54 | Infant Warmer / Neonatal Warmer/Infant Open Care system | B2 | OCW100 | 2850~51~52~53 | 2008-11-01 | Datex Ohmeda (i) pvt. Ltd. | Datex Ohmeda (i) pvt. Ltd. | EOT-1~NN Wd-3. | TNHSP | TNMSC/P3E9/2008 | 2009-02-27 | 2013-12-04 | 18000 | 1260 | working
55 | Infusion Pump/Infusion Syringe Pump/Insulin Syringe Pump | C | Evadrop MP-1000 | 198~199 | 2011-10-10 | Schiller Health India Pvt. Ltd | Schiller Health India Pvt. Ltd.~ | NN Ward | TNHSP | tnhsp/tnmsc/ag16/2010 dt.01.07.2011 | 2012-09-24 | 2015-09-23 | 25900 | 1813 | working
56 | Infusion Pump/Infusion Syringe Pump/Insulin Syringe Pump | C | ST 1000 | 900262~261~260~264~ | 2010-09-30 | Samtranics ind.Ecom Ltd | Trans Health Care (I) Pvt. Ltd | NN. Ward-4~Children Ward-2 | RCH | RCH-2/TNMSC/ENGG/E37/2010-1 Dt.30.07.2010 | 2010-09-30 | 2011-09-29 | 26100 | 1827 | working
57 | Infusion Pump/Infusion Syringe Pump/Insulin Syringe Pump | C |  | TF00375~00376 | 2007-03-02 | trivitran Medical Systems (p) Ltd | trivitran Medical Systems (p) Ltd | Labour Wd-2 | TNHSP | TNHSP/TNMSC/ENGG/CE-7/2006 Dt.25.10.2006 | 2007-04-10 | 2008-04-09 | 21000 | 1470 | working
58 | Infusion Pump/Infusion Syringe Pump/Insulin Syringe Pump | C | UMAA/300 | E04070527~E04070515 | 2007-04-12 | Akas Medical Equipment | Akas Medical Equipment | MM.Wd-2 | DMS | 103928/SGP/1/06 Dt.07.03.06 | 2007-04-20 | 2007-04-12 | 24400 | 1708 | working
59 | Infusion Pump/Infusion Syringe Pump/Insulin Syringe Pump | C | AKAS infu505 |  | 2004-02-25 | AKAS Medical Equipment Chennai | AKAS Medical Equipment Chennai | ICCU-1~NN.Wd-1 | DMS | 755/Sandamp;P/1/2004 Dt.06.01.04 | 2005-02-04 | 2008-02-03 | 34900 | 2443 | working
60 | Infusion Pump/Infusion Syringe Pump/Insulin Syringe Pump | C | SP300 | 10103098~99~100~101 | 2010-10-20 | SCHILLER HEALTH CARE INDIA Pvt. Ltd. | SCHILLER HEALTH CARE INDIA Pvt. Ltd. |  | RCH | RCH-II/TNMSC/ENGG/E-37/2010-2 Dt.23.09.2010 | 2010-12-29 | 2013-12-28 | 26500 | 1855 | working
61 | Infusion Pump/Infusion Syringe Pump/Insulin Syringe Pump | C |  |  | 2010-02-04 | Akas | Akas | NN.Wd-1 | OTHERS | 03928/Sandamp;P/1/2006 Dt.02.03.2007(Transfer From MO GH Ayyakudi) |  |  | 24400 | 1708 | working
62 | Inverter | C | Digital 1000 | T1061244554 | 2006-08-18 | Numeric power systems ltd~Pondicheery | Numeric power systems ltd~Pondicheery | NN Wd-1 | TNHSP | TNHSP/TNMSC/ENGG/2006/CG4 Dt.18.07.2006 | 2008-03-03 | 2009-03-02 | 11500 | 805 | working
63 | Inverter | C | Digital 1000 | t1061032551 | 2006-08-18 | Numeric power systems ltd~Pondicheery | Numeric power systems ltd~Pondicheery | Lab. Wd-1. | TNHSP | TNHSP/TNMSC/ENGG/2006/CG4 Dt.18.07.2006 | 2008-03-03 | 2009-03-02 | 11500 | 805 | working
64 | Laparoscope operating major with accessories | B1 |  | 1205 VF | 2013-04-08 | KARL STROZ Germany | Vishal Surgical Equipment Co. Pvt. Ltd | MOT | TNMSC | TNMSC/ENGG/2012 Dt.18.02.2013 | 2013-04-12 | 2016-04-11 | 1457561 | 0 | working
65 | Laproscope Double Puncture | B2 | Karl Storz | 821824S | 2007-06-18 | Storz German | Vishal Surgical Equip. Company (p) Ltd. | FPOT-1 | TNHSP | TNHSP/TNMSCICB/CE2/2006 Dt.12.12.2006 | 2007-06-12 | 2007-06-12 | 226161 | 15831.27 | working
66 | Laryngoscope(Paediatric) | C | NeoNate |  | 2012-10-04 | Associate Surgicals (I) | Associate Surgicals (I) |  | RCH | RCH-II /TNMSC/ENGG/E46(R)/2012 dt.13.03.12 | 2012-10-30 | 2013-10-29 | 1875 | 0 | working
67 | Magnavision Lamp | C |  |  | 2011-03-30 | Jupit Mfg.works | Jupit Mfg.works | Lab.Wd. | TNMSC | 04/NRHM/TNMSC/ENGG/2011Dt.12.02.2011 | 2011-03-30 | 2012-03-30 | 4400 | 0 | working
68 | Magnavision Lamp | C |  |  | 2012-02-14 | Solokraft Industries | Solokraft Industries | Laabour Wd. | TNHSP | TNHSP/TNMSC/ICB/AG31/2011 dDt.19.10.2011 | 2012-02-14 | 2013-02-13 | 6987 | 0 | working
69 | Mannual Colposcope | C | ARI II-1D |  | 2012-09-06 | South india Surgical Co Ltd. | South india Surgical Co Ltd. | Labour OP | TNHSP | TNHSP/TNMSC/ENGG/AG30/2011 Dt.21.04.2012 | 2012-09-12 | 2013-09-11 | 130000 | 9100 | working
70 | Micro Centrifuge/Microliter Centrifuge | C |  |  | 2011-02-08 | MC Dalal andamp; Co | MC Dalal andamp; Co | Lab. | JDHS | 104/S1/2011-12 Dt.05.02.2011 | 2011-02-08 | 2012-02-07 | 1727 | 120.89 | working
71 | Multi Para Monitor | B2 | MMED 6000DP-S6 | 124945900044 | 2013-02-14 | Beijing Choice Electronics | Trans Health Care India Pvt. Ltd. | MOT | JDHS | 11804/S1/2012 dT.27.12.12 | 2013-02-14 | 2016-02-13 | 65000 | 4550 | working
72 | Multi Para Monitor | B2 | MMED 6000DP-S6 | 124945900031 | 2013-02-14 | Beijing Choice Electronics | Trans Health Care India Pvt. Ltd. | MOT | JDHS | 11804/S1/2012 dT.27.12.12 | 2013-02-14 | 2016-02-13 | 65000 | 4550 | working
73 | Multi Para Monitor | B2 | Ultima Pro 12.1 |  | 2013-08-17 | BPL Ltd.~ Health care | Excel Care Engineering~Madurai | TROMA OT | JDHS | 73/CMCHIS/2.8.13 Dt-08.08.13 | 2013-08-26 | 2014-08-25 | 94714 | 6629.98 | working
74 | Multi Para Monitor | B2 | Planet-50 | 60222 | 2008-04-03 | Larsen andamp;Toubro Ltd | Larsen andamp;Toubro Ltd | EOT | DRHM | 2394/NRHM/TNMSC/08/5 Dt.10.03.2008 | 2008-04-03 | 2009-04-03 | 100000 | 7000 | working
75 | Multi Para Monitor | B2 | Planet | F3-89-390-0001-06 | 2003-10-06 | LARSEN andamp;TOUBRO LT | LARSEN andamp;TOUBRO LTD | MM Ward | DMS | 64910/Sandamp;P/1/03 Dt.09.09.2003 | 2003-10-18 | 2010-10-17 | 127803 | 8946.21 | working
76 | Multi Para Monitor | B2 | XL MON | 6025 | 2007-02-07 | silicon lab Pvt. Ltd | silicon lab Pvt. Ltd | Lab.Wd. | TNHSP | TNHSP/TNMSC/ENGG/CE9/2006 Dt.25.10.2006 | 2007-03-02 | 2008-02-08 | 70000 | 4900 | working
77 | Multi Para Monitor | B2 | S61 | 10232150013 | 2010-09-30 | Beijing choice electronics technology co ltd. china | TRANS HEALTH CARE I PVT LTD | CEOT | RCH | RCH-II/TNMSC/ENGG/E37/2010-4 dt 30.07.2010 | 2010-09-30 | 2011-09-29 | 49500 | 3465 | working
78 | Nebuliser Adult | C |  |  | 2011-10-17 | Jupiter Mfg. Works | Jupiter Mfg. Works | MOT-1~FPO Wd..1 | JDHS | 375/S1/2011 | 2011-10-17 | 2012-10-17 | 1225 | 0 | working
79 | Nebuliser Adult | C |  |  | 2009-06-16 | South India Surgicals Co Ltd | South India Surgicals Co Ltd | FM.Wd.-1~PP.Wd.-1 | TNMSC | 2394/TNMSC/ENGG/2009-40 dT.22.04.2009 | 2009-06-16 | 2010-06-16 | 1881 | 0 | working
80 | Neonatal Ventilator | B2 | Neumovent Graphnet Neo | 130910641082 | 2013-10-22 | TECME.S.A.~Argentina | Schiller Healthcare India Pvt Ltd. Pondicherry. | NN Ward. | RCH | RCH-II/TNMSC/ENGG/68/2012 Dt.20/08/2013 | 2013-11-22 | 2014-11-22 | 688106 | 48167.42 | working
81 | O2 Cylinder- A type | C | A Type |  | 2008-04-05 | Associated Surgical (I) | Associated Surgical (I) | Surgical Store | TNMSC | 2394/NRHM/TNMSC/2008-4 | 2008-04-05 |  | 4550 | 0 | working
82 | O2 Cylinder- B type | C |  | 169316 | 2006-09-30 | Asst.Surgical (I) Chennai | Asst.Surgical (I) Chennai | Labour Ward-4( Cemonc ) | TNHSP | 110/TNHSP/TNMSC/ENGG/2006/CE12 Dt.02.09.2006 | 2006-09-30 |  | 5400 | 0 | working
83 | O2 Cylinder- B type | C |  | 169512 | 2006-10-01 | Asst.Surgical (I) Chennai | Asst.Surgical (I) Chennai | Labour Ward-4( Cemonc ) | TNHSP | 110/TNHSP/TNMSC/ENGG/2006/CE12 Dt.02.09.2007 | 2006-10-01 |  | 5401 | 0 | working
84 | O2 Cylinder- B type | C |  | 169170 | 2006-10-02 | Asst.Surgical (I) Chennai | Asst.Surgical (I) Chennai | Labour Ward-4( Cemonc ) | TNHSP | 110/TNHSP/TNMSC/ENGG/2006/CE12 Dt.02.09.2008 | 2006-10-02 |  | 5402 | 0 | working
85 | O2 Cylinder- B type | C |  | 169533 | 2006-10-03 | Asst.Surgical (I) Chennai | Asst.Surgical (I) Chennai | Labour Ward-4( Cemonc ) | TNHSP | 110/TNHSP/TNMSC/ENGG/2006/CE12 Dt.02.09.2009 | 2006-10-03 |  | 5403 | 0 | working
86 | O2 Cylinder- B type | C | B Type |  | 2008-04-05 | Associated Surgicals (I) | Associated Surgicals (I) | Surgical Store | TNMSC | 2394/NRHM/TNMSC/2008-4Dt. | 2008-04-05 | 2009-04-04 | 5150 | 0 | working
87 | O2 Cylinder- B type | C | B Type | 1988~2012~1965 | 2008-10-20 | Jupiter Mfg. Works | Jupiter Mfg. Works | Surgical Store | TNHSP | TNHSP/TNMSC/P3E7/2008 29.08.08 | 2008-10-20 | 2009-10-19 | 5140 | 0 | working
88 | O2 Cylinder- D type | C | D Type |  | 2010-12-16 | Madras Surgicals andamp; Chemicals | Madras Surgicals andamp; Chemicals | Surgical Store-1 | DMS | 93154/Sandamp;P/1/08 Dt.26.10.2009 | 2010-12-16 | 2010-12-15 | 8522 | 0 | working
89 | O2 Cylinder- D type | C | D Type | 485000~ | 2012-05-17 | Madras Surgical andamp; Chemicals | Madras Surgical andamp; Chemicals | NN.Wd-2~Surgical Store-3 | JDHS | 5279/s1/2011 Dt.27.03.2012 | 2012-05-17 | 2013-05-16 | 9100 | 0 | working
90 | O2 Cylinder- D type | C | D Type |  | 2010-08-03 | Madras Surgicals andamp; Chemical | Madras Surgicals andamp; Chemicals | IRCU-2~Surgical Store-1. | TNMSC | 93154/Sandamp;P/1/08 Dt.26.10.09 | 2010-08-03 | 2011-08-02 | 8522 | 0 | working
91 | O2 Cylinder- D type | C | D TYPE |  | 2010-06-10 | Madras Surgical andamp; Chemicals | Madras Surgical andamp; Chemicals | Labour Wd-5~Surgical Store-1 | TNMSC | 93154/Sandamp;P/08 dt.26.10.2009 | 2010-06-10 | 2011-06-09 | 8522 | 0 | working
92 | Operating Microscope (ENT) | B2 | ZENT 1 |  | 2010-05-26 | Alan Medical andamp; Lab Products | Alan Medical andamp; Lab Products | MOT | TNMSC | 10979/TNMSC/ENGG/2010 Dt.21.01.2010 | 2010-06-08 | 2011-06-07 | 133966 | 9377.62 | working
93 | Operating Microscope(Eye) | B1 | ASM-930TG | 1103318 | 2012-04-12 | optics TAKAGI~JAPAN | ASCON MEDICAL INSTRUMENT P Ltd | EYE OT | TNMSC | 13413/TNMSC/ENGG/2011-2 Dt.26.03.2012 | 2012-04-12 | 2015-04-16 | 310000 | 21700 | working
94 | Operating Microscope(Eye) | B1 | TAKAGI-OM-8 | 1209974 | 2010-03-08 | Ascon Medical Instruments Pvt. Ltd. | Ascon Medical Instruments Pvt. Ltd. | EYE OT | TNHSP | 3093/TNMSC/ENGG/2009 Dt.01.03.2010 | 2010-03-08 | 2013-03-13 | 576923 | 40384.61 | working
95 | Operating Microscope(Eye) | B1 | ASM930-TG | 912244 | 2010-05-08 | Ascon Medical Instruments P Ltd. | Ascon Medical Instruments P Ltd. | Eye OT. | TNMSC | 3093/TNMSC/ENGG/2009 Dt.01.03.2010 | 2010-03-08 | 2013-03-13 | 269231 | 18846.17 | working
96 | Operation Table Hydraulic Major | B2 |  |  | 2013-08-14 |  | Dharshini Enterprises~Chennai | Trauma OT | JDHS | 88/CMCHIS/05.08.13 Dt.13.08.13 | 2013-08-23 | 2014-08-14 | 89000 | 6230 | working
97 | Operation Table Hydraulic Major | B2 | Jupiter 205 |  | 2008-05-06 | Jupiter Mfg. Works | Jupiter Mfg. Works | FPOT-1 | TNMSC | 2394/NRHM/TNMSC/2008 Dt.08.03.08 | 2008-04-23 | 2008-04-23 | 53000 | 3710 | working
98 | Operation Table Ordinary Paediatric | B2 |  |  | 2003-11-30 | Associated Surgicals ( I ) | Associated Surgicals ( I ) | MOT. | DMS |  | 2003-11-30 | 2004-11-29 | 30780 | 2154.6 | working
99 | Phototherapy Unit | C | CFL 101 | 5613 | 2012-05-22 | Phoenix Medical System Pvt Ltd | Phoenix Medical System Pvt Ltd | NN.Ward | RCH | RCH-2/TNMSC/ENNG/E46/2011-12 Dt. 17.04.2012 | 2012-06-09 | 2013-06-08 | 16400 | 1148 | working
100 | Phototherapy Unit | C | 4000 CFL | 0612414~16~23~24 | 2007-02-16 | Madras Surgicaal andamp; Chemicals | Madras Surgicaal andamp; Chemicals | NN.Wd-4 | TNHSP |  | 2007-02-16 | 2008-02-15 | 12062 | 844.34 | working
101 | Pulse Oximeter | B2 | Radical-7 | 174335 | 2013-01-31 | Masimo Corporation | Grace Mfg. andamp; Trading Co. | NN Wd. | RCH | RCH-II /TNMSC/ENGG/E49/2012 Dt.26.12.2012 | 2013-01-31 | 2016-01-30 | 86500 | 0 | working
102 | Pulse Oximeter | B2 | Radical-7 | 174050 | 2013-01-31 | Masimo Corporation | Grace Mfg. andamp; Trading Co. | NN Wd. | RCH | RCH-II /TNMSC/ENGG/E49/2012 Dt.26.12.2012 | 2013-01-31 | 2016-01-30 | 86500 | 0 | working
103 | Pulse Oximeter | B2 | Radical-7 | 174018 | 2013-01-31 | Masimo Corporation | Grace Mfg. andamp; Trading Co. | NN Wd. | RCH | RCH-II /TNMSC/ENGG/E49/2012 Dt.26.12.2012 | 2013-01-31 | 2016-01-30 | 86500 | 0 | working
104 | Pulse Oximeter | B2 | Radical-7 | 174433 | 2013-01-31 | Masimo Corporation | Grace Mfg. andamp; Trading Co. | NN Wd. | RCH | RCH-II /TNMSC/ENGG/E49/2012 Dt.26.12.2012 | 2013-01-31 | 2016-01-30 | 86500 | 0 | working
105 | Pulse Oximeter | B2 | Stellar P | S08P25539~S08P25510 | 2012-04-12 | Landamp;T LTD. | Landamp;T LTD | FPOT-1~IRCU-1. | TNMSC | 2394/NRHM/TNMSC/2008-36 Dt.25.03.2008 | 2008-04-12 | 2011-04-11 | 33750 | 2362.5 | working
106 | Pulse Oximeter | B2 | Steller P | S08 P25438 | 2008-04-03 | Landamp;T Ltd | Landamp;T Ltd. | MOT | TNMSC | 2394/NRHM/TNMSC/2008-2 Dt.08.03.2008 | 2008-04-03 | 2009-04-04 | 33750 | 2362.5 | working
107 | Pulse Oximeter | B2 | Futura plenth | 06076~06077 | 2007-02-07 | Silicon Lab(P) Ltd. | Silicon Lab(P) Ltd. | Lab.Wd.-1~FPOT-1 | TNHSP | TNHSP/TNMSC/ENGG/CE9/2006 Dt.25.10.06 | 2007-03-02 | 2008-03-01 | 18500 | 1295 | working
108 | Pulse Oximeter | B2 | TOP-800 | T800108/2007~T800108/2008 | 2009-01-10 | South Medical Systems | South Medical Systems | EOT-1~ICCU-1. | TNHSP | TNHSP/TNMSC/P3E13/2008 Dt.10.10.2008 | 2009-01-13 | 2010-01-12 | 18450 | 1291.5 | working
109 | Pulse Oximeter with NIB.P | B2 | Innova 10 CIR | CI 1302 BK 38~39~40 | 2013-03-06 | Concept Integrations | Concept Integration (I) Pvt.Ltd. | NN.Ward. | TNHSP | TNHSP/TNMSC/AG14/2012 Dt.21.11.12 | 2013-03-09 | 2014-03-08 | 56000 | 3920 | working
110 | Radiant Warmer | C | nice 2007~SD | 10110700597 | 2010-09-20 | Nice NeoTech Medical System Pvt.Ltd. | Madras Surgical andamp; Chemical | NN Ward. | RCH | RCH-2/TNMSC/engg/e37/2010-11 Dt.30.07.2010 | 2010-11-29 | 2010-11-29 | 17472 | 1223.04 | working
111 | Radiant Warmer | C | nice 2007~SD | 10110700598 | 2010-09-21 | Nice NeoTech Medical System Pvt.Ltd. | Madras Surgical andamp; Chemical | NN Ward. | RCH | RCH-2/TNMSC/engg/e37/2010-11 Dt.30.07.2011 | 2010-11-30 | 2010-11-30 | 17473 | 1223.11 | working
112 | Radiant Warmer | C | nice 2007~SD | 10110700601 | 2010-09-22 | Nice NeoTech Medical System Pvt.Ltd. | Madras Surgical andamp; Chemical | NN Ward. | RCH | RCH-2/TNMSC/engg/e37/2010-11 Dt.30.07.2012 | 2010-12-01 | 2010-12-01 | 17474 | 1223.18 | working
113 | Radiant Warmer | C | nice 2007~SD | 10110700602 | 2010-09-23 | Nice NeoTech Medical System Pvt.Ltd. | Madras Surgical andamp; Chemical | NN Ward. | RCH | RCH-2/TNMSC/engg/e37/2010-11 Dt.30.07.2013 | 2010-12-02 | 2010-12-02 | 17475 | 1223.25 | working
114 | Radiant Warmer | C | nice 2007~SD | 10110700603 | 2010-09-24 | Nice NeoTech Medical System Pvt.Ltd. | Madras Surgical andamp; Chemical | NN Ward. | RCH | RCH-2/TNMSC/engg/e37/2010-11 Dt.30.07.2014 | 2010-12-03 | 2010-12-03 | 17476 | 1223.32 | working
115 | Radiant Warmer | C | nice 2007~SD | 10110700749 | 2010-09-25 | Nice NeoTech Medical System Pvt.Ltd. | Madras Surgical andamp; Chemical | NN Ward. | RCH | RCH-2/TNMSC/engg/e37/2010-11 Dt.30.07.2015 | 2010-12-04 | 2010-12-04 | 17477 | 1223.39 | working
116 | Radiant Warmer | C | nice 2007~SD | 10110700596 | 2010-09-26 | Nice NeoTech Medical System Pvt.Ltd. | Madras Surgical andamp; Chemical | NN Ward. | RCH | RCH-2/TNMSC/engg/e37/2010-11 Dt.30.07.2016 | 2010-12-05 | 2010-12-05 | 17478 | 1223.46 | working
117 | Radiant Warmer | C | 2000B | 0612460~66~67~76 | 2007-02-16 | Madras Chemicals Surgicals | Madras Chemicals Surgicals | NN.Wd-4 | TNHSP | TNHSP/TNMSC/ENGG/CE-8/2006 Dt.25.10.2006 | 2007-02-16 | 2008-02-16 | 20473 | 1433.11 | working
118 | Semi auto analyser | B2 | RX-50 | TN10J073 | 2010-11-16 | Micro Lab Instruments | Micro Lab Instruments | Clinical Lab | RCH | RCH-2/TNMSC/ENGG/E38/2010-2 | 2010-11-23 | 2011-11-22 | 44400 | 3108 | working
119 | Semi auto analyser | B2 | Pritest touch | AT0971013 | 2014-10-03 | Robonik ( i ) Pvt. Ltd | Robonik ( i ) Pvt. Ltd | Clinical Lab | TNHSP | TNHSP/TNMSC/AG87h[R]/2013 dt.31/12/2013 | 2014-12-03 | 2017-12-03 | 49356 | 3454.92 | working
120 | Semi auto analyser | B2 | Pritest touch | AT0430314 | 17/3/2014 | Robonik ( i ) Pvt. Ltd | Robonik ( i ) Pvt. Ltd | Clinical Lab | TNMSC | 10072/TNMSC/ENGG/2013 dt. 5/03/2014 | 21/03/2014 | 21/03/2017 | 48426 | 3389.82 | working
121 | Semi auto analyser | B2 | Pritest touch | AT0420314 | 17/3/2014 | Robonik ( i ) Pvt. Ltd | Robonik ( i ) Pvt. Ltd | Clinical Lab | TNMSC | 10072/TNMSC/ENGG/2013 dt. 5/03/2014 | 21/03/2014 | 21/03/2017 | 48426 | 3389.82 | working
122 | Shadowless lamp ceiling type minor | B | CS-3005 CE Mark |  | 2009-06-27 | M.C.Dalal andamp; Co | M.C.Dalal andamp; Co | MOT | TNMSC | 2394/TNMSC/ENGG/2009.Dt.08.05.2009 | 2009-06-27 | 2010-06-26 | 113900 | 7973 | working
123 | Shadowless Lamp stand model | B |  |  | 2013-08-14 |  | Dharsini Enterprises~Chennai. | Trauma OT~ | JDHS | 85/CMCHIS/5.8.13 Dt.13.08.2013 | 2013-08-23 | 2014-08-14 | 32000 | 2240 | working
124 | Slit Lamp | C | AIA-11 |  | 2012-11-14 | Appasamy Associates~Chennai | Appasamy Associates~Chennai. | EYE Department | TNMSC | 13413(R)/TNMSC/ENGG/2012 | 2012-12-04 | 2015-12-03 | 36632 | 2564.24 | working
125 | Suction Apparatus - Electrical | C |  |  | 2011-09-09 | Vishal Hosp.Furn.Mfg.(P) Ltd. | Vishal Hosp.Furn.Mfg.(P) Ltd. | CEOT-2. | JDHS | 3751/S1/2011-3 Dt.07.08.2011 | 2011-09-09 | 2011-09-08 | 4603 | 322.21 | working
126 | Suction Apparatus - Electrical | C |  |  | 2011-09-09 | Vishal Hosp.Furn.Mfg.(P) Ltd. | Vishal Hosp.Furn.Mfg.(P) Ltd. | FS.Wd.-1~MPO.Wd.-1 | JDHS | 3751/S1/2011-12 Dt.07.08.2011 | 2011-09-09 | 2011-09-08 | 4608 | 322.56 | working
127 | Suction Apparatus - Electrical | C | Electrical |  | 2012-04-07 | Vishal Furniture Mfg.(P) Ltd | Vishal Furniture Mfg.(P) Ltd | EYE OT-1 | RCH | RCH/TNMSC/ENGG/E46/2011-12 Dt.31.03.2012 | 2012-04-07 | 2013-04-06 | 4800 | 336 | working
128 | Suction Apparatus - Electrical(Hivacuam) | B2 |  |  | 2012-07-04 | Vishal Hospital Furniture MfgPvt.LTD | Vishal Hospital Furniture MfgPvt.LTD | IOT | RCH | RCH-2/TNMSC/ENGG/E46/2011-1 Dt.21.11.2011 | 2012-07-04 | 2013-07-04 | 4800 | 336 | working
129 | Suction Apparatus - Electrical(Hivacuam) | B2 |  |  | 2006-11-16 | UPITER Mfg. Works | JUPITER Mfg. Works |  | TNHSP | TNHSP/TNMSC/ENGG/CE11/06 DT.19.09.2006 | 2006-11-16 | 2007-11-15 | 4400 | 308 | working
130 | Suction Apparatus - Electrical(Hivacuam) | B2 |  |  | 2009-04-08 | VISHAL hOSPITAL Steel Furn.Mfg. Co. | VISHAL hOSPITAL Steel Furn.Mfg. Co. | PP.Wd.-1~NGOP-1~Mot-1~Fop-1~Ent op-1~IRCU-1~MOP-1 | TNHSP | TNHSP/TNMSC/C/P3E8/2008 Dt.10.09.2008 | 2009-04-08 | 2009-04-07 | 3900 | 273 | working
131 | Suction Apparatus - Electrical(Hivacuam) | B2 |  |  | 2009-04-08 | Vishal Hospital Steel Furn.Mfg.CO. | Vishal Hospital Steel Furn.Mfg.CO. | FPOT | TNHSP | TNHSP/TNMSP/ENGG/P3E19/2008.Dt.11.08.2008 | 2009-09-08 | 2010-04-07 | 4140 | 289.8 | working
132 | Syringe Pump | B | SP 300 | 10103098 | 2010-12-20 | Schiller Healthcare India (P)lTD. | Schiller Healthcare India (P)lTD. | NN.WARD | RCH | RCH-2/TNMSC/ENGG/E-37/2010-2 Dt.13.12.2010 | 2010-12-29 | 2013-12-28 | 26500 | 1855 | working
133 | Syringe Pump | B | SP 300 | 10103100 | 2010-12-20 | Schiller Healthcare India (P)lTD. | Schiller Healthcare India (P)lTD. | NN.WARD | RCH | RCH-2/TNMSC/ENGG/E-37/2010-2 Dt.13.12.2010 | 2010-12-29 | 2013-12-28 | 26500 | 1855 | working
134 | Syringe Pump | B | SP 300 | 10103099 | 2010-12-20 | Schiller Healthcare India (P)lTD. | Schiller Healthcare India (P)lTD. | NN.WARD | RCH | RCH-2/TNMSC/ENGG/E-37/2010-2 Dt.13.12.2010 | 2010-12-29 | 2013-12-28 | 26500 | 1855 | working
135 | Syringe Pump | B | SP 300 | 10103101 | 2010-12-20 | Schiller Healthcare India (P)lTD. | Schiller Healthcare India (P)lTD. | NN.WARD | RCH | RCH-2/TNMSC/ENGG/E-37/2010-2 Dt.13.12.2010 | 2010-12-29 | 2013-12-28 | 26500 | 1855 | working
136 | Syringe Pump | B | ST 6000 | 31541T/05 | 2011-08-10 | TRANS HEALTH CARE I PVT LTD | TRANS HEALTH CARE I PVT LTD | 3 NOS NN WARD / 1NO IRCU |  | TNHSP/TNMSC/AG15/2011 dt 1.07.2011 |  |  | 25200 | 1764 | working
137 | Syringe Pump | B | ST 6000 | 31708T/05 | 2011-08-10 | TRANS HEALTH CARE I PVT LTD | TRANS HEALTH CARE I PVT LTD | 3 NOS NN WARD / 1NO IRCU |  | TNHSP/TNMSC/AG15/2011 dt 1.07.2011 |  |  | 25200 | 1764 | working
138 | Syringe Pump | B | ST 6000 | 32086T/05 | 2011-08-10 | TRANS HEALTH CARE I PVT LTD | TRANS HEALTH CARE I PVT LTD | 3 NOS NN WARD / 1NO IRCU |  | TNHSP/TNMSC/AG15/2011 dt 1.07.2011 |  |  | 25200 | 1764 | working
139 | Syringe Pump | B | ST 6000 | 31723T/08 | 2011-08-10 | TRANS HEALTH CARE I PVT LTD | TRANS HEALTH CARE I PVT LTD | 3 NOS NN WARD / 1NO IRCU |  | TNHSP/TNMSC/AG15/2011 dt 1.07.2011 |  |  | 25200 | 1764 | working
140 | Syringe Pump | B | ST670 | 377388D/78 | 2010-09-30 | SAMTRONICS | TRANS HEALTH CARE I PVT LTD | NN WARD-2 | RCH | RCH-II/TNMSC/ENGG/E38/2010-1 DT 19.08.2010 | 2010-09-30 | 2011-09-29 | 21000 | 1470 | working
141 | Syringe Pump | B | ST670 | 37755D/78 | 2010-09-30 | SAMTRONICS | TRANS HEALTH CARE I PVT LTD | NN WARD-2 | RCH | RCH-II/TNMSC/ENGG/E38/2010-1 DT 19.08.2010 | 2010-09-30 | 2011-09-29 | 21000 | 1470 | working
142 | Syringe Pump | B | ASP.404 | H08061105 | 2007-04-12 | AKAS Medical Equipment | AKAS Medical Equipment | MM.Wd-1~NN.Wd-1. | DMS | 103928/Sandamp;P/06 Dt.06.03.2007 | 2007-04-20 | 2008-04-19 | 28700 | 2009 | working
143 | Syringe Pump | B | ASP.404 | H08061117 | 2007-04-12 | AKAS Medical Equipment | AKAS Medical Equipment | MM.Wd-1~NN.Wd-1. | DMS | 103928/Sandamp;P/06 Dt.06.03.2007 | 2007-04-20 | 2008-04-19 | 28700 | 2009 | working
144 | Ultra Sonogram -MOBILE | B | 600 A | 1112009 | 2012-03-31 | CHISON MEDICAL IMAGING CO. LTD | SURYA SUGICAL INDUSTRIES~ CHENNAI | LABOUR WARD | RCH | 2684/TNMSC/ENGG/2011 Dt.11.11.2011 | 2012-04-23 | 2015-04-22 | 272950 | 19106.5 | working
145 | Ultra Sonogram -MOBILE | B | LOGIQ P3 | 55840WS3 |  | WIPRO GE HEALTH CARE P LTD | WIPRO GE HEALTH CARE P LTD | SCAN ROOM OP | TNHSP | TNHSP/TNMSC/ICB/P3E24/2009~ DT.20.05.2009 | 2009-10-01 | 2010-09-30 | 674800 | 47236 | working
146 | Ultra Sonogram -MOBILE | B | Logic C2 | H48122LC2BT8-INDIA | 2011-09-28 | WIPRO GE HEALTHCARE | Wipro GE Healthcare | labour op | RCH | RCH/TNMSC/ENGG/E44/2010~ DT.5.7.2011 | 2012-02-22 | 2013-02-21 | 344000 | 24080 | working
147 | Ultra Sonogram -POTABLE | B | SELECTRA LX | N08I5465 | 2008-07-10 | LARSEN andamp; TOUBRO LTD | LARSEN andamp; TOUBRO | LABOUR WARD | TNMSC | 2394/NRHM/TNMSC/2008-37~ DT.25.03.2008 | 2008-08-05 | 2010-08-04 | 181000 | 12670 | working
148 | Ultra Sonogram -POTABLE | B | 600A | U32020970467DHE1 | 2009-08-28 | CONTEC | VIO BIOTECH SYSTEM LTD~ CHENNAI | NGGO OP (GYNAC OP) | DMS | 390/60/Sandamp;P/1/2009~ DT.29.06.2009 | 2009-08-28 | 2010-08-27 | 240000 | 16800 | to be condemed
149 | Ultra Sonogram -POTABLE | B | SONATA MFT | 3-77-390-0023-57 | 2003-10-06 | LARSEN andamp; TOUBRO LIMITED | LARSEN andamp; TOUBRO LIMITED | SCAN ROOM OP | DMS | 7014/Sandamp;P/1/2003/3~ DT.9.9.2003 | 2003-10-18 | 2006-10-17 | 277366 | 19415.62 | working
150 | Universal Bone Drill | C |  |  | 2012-02-27 | Jupitor Mfg Works | Jupitor Mfg Works | MOT | JDHS | 416/S1/2012-9 Dt.26.01.2012 | 2012-02-27 | 2013-02-27 | 2058 | 144.06 | working
151 | Ventilator - Portable | B2 | Savina CAT-266 | ARYK-01049(Savina-Drager) | 2008-06-05 | Drager Medical AG andamp; Co.~Germany. | Madras Surgicals andamp; Chemicals | IRCU-1 | TNMSC | 2394/Nrhm/TNMSC/2008/6 Dt.10.03.2008 | 2008-06-05 | 2009-06-04 | 695000 | 48650 | working
152 | Ventilator - Portable | B2 | Advent Peadiatric | ADSOX71517(Adv-Pead) | 2007-05-18 | Erkadi Systems | Erkadi Systems | NN.Wd-1 | TNHSP | TNHSP/TNMSC/ICB/CE3/2006 Dt.29.12.2006 | 2007-07-19 | 2008-07-18 | 493399 | 34537.93 | Not Working
153 | Ventilators (Adult) | B2 | LTV1000 | AG 8791 | 2013-06-18 | Care Fusion Inc. USA | Trans Health Care India Pvt Ltd~Chennai | IRCU | OTHERS | TNHSP/TNMSC/ENGG/AG73A/2010 Dt.25.04.2011 |  |  | 420300 | 29421 | working
154 | Ventilators (Adult) | B | Advent-U | ADMF719014(Advent/Adult) | 2008-01-05 | Erkadi Systems | Erkadi Systems | IRCU Wd-1 | TNHSP |  | 2008-01-05 | 2010-01-04 | 483486 | 33844.02 | Not Working
155 | Ventilators (Paediatrics) | B2 | nCPAP 200 | 1051~1052(NCPAP) | 2011-04-06 | Phonix MedicalSystem P Ltd | Phonix MedicalSystem P Ltd | NN Ward | RCH | rch/tnmsc/engg/e37/2010-5 dated 30.07.10 | 2011-04-06 | 2012-04-05 | 124999 | 8749.93 | working
156 | Water Bath/Ultrasonic Water Bath | C | SMI-143 |  | 2014-06-05 | JINDAL | S.M.SCIENTIFIC INSTRUMENTS PVT LTD | CLINICAL LABORATORY | TNHSP | TNHSP/TNMSC/AC87h[R]/2014 | 2014-06-05 | 2016-06-04 | 8262 | 0 | working
157 | Weighing machine infant | C | With Basket(Electranics) |  | 2011-01-24 | Jupiter ManufacturingWorks | Jupiter ManufacturingWorks | CH.Medl.Wd.-1~NN.Wd.-1. | RCH | RCH-II/TNMSC/ENGG/4538/2010-3 Dt.06.10.2010 | 2011-01-24 | 2012-01-23 | 2300 | 0 | working
158 | Weighing machine paed | C | CTL 20 |  | 2011-01-29 | MC.Dalal andamp; Co. | MC.Dalal andamp; Co. | NN.Wd. | JDHS | 12154/S1/10 Dt.30.11.2010 | 2011-01-29 | 2012-01-28 | 4450 | 0 | working
159 | Yag Laser | B2 | Zeiss Visulas Yag ll Laser | 821714 | 2001-08-02 | Carl Zeiss India Pvt. Ltd.Banglore | Carl Zeiss India Pvt. Ltd.Banglore | EYE OT | OTHERS | L 11013/06/99 Ophth(2) Dt.04.12.2000 Govt.of India | 2001-08-02 | 2001-08-01 | 763560 | 53449.2 | working
160 | Binocular Mircroscope | c | BD13A | 22931 | 21/01/2014 | B.D.I.Instrumentation | Solokraft Industries | CLINICAL LABORATORY | TNHSP | TNHSP/TNMSC/AG87c/2013,22.10.2013 | 18/01/2014 | 18/01/2015 | 18600 | 1302 | working
161 | Binocular Mircroscope | c | BD13A | 22777 | 21/01/2014 | B.D.I.Instrumentation | Solokraft Industries | CLINICAL LABORATORY | Ttnhsp | TNHSP/TNMSC/AG87c/2013,22.10.2013 |  |  | 18600 | 1302 | working
162 | Electric calorimeter |  | Prietest Easy Lab | PEL0151213 | 2014-05-03 | Robonik ( i ) Pvt. Ltd | Robonik ( i ) Pvt. Ltd | CLINICAL LABORATORY | TNHSP | TNHSP/TNMSC/AG87b/2013-2, 28.11.2013 | 2014-12-03 | 2015-12-03 | 20302 | 1421.14 | working
163 | Digital PhMeter |  | RPA-1GRTIOANPN | 1094 | 2014-09-06 | RLT INSTRUMENTATION | RLT Instrumentation | CLINICAL LABORATORY | TNHSP | TNHSP/TNMSC/AG87b/2013-1, 28.11.2013 | 24/06/2014 | 24/06/2015 | 57353 | 4014.71
164 | Ceiling Shadowless Lamp |  | LED 750/750 |  | 29/05/2014 | M/S Shanghai Medical InstrumentsCoLtd | M/SStann Bio MedEngg Pvt Ltd | CEOT | TNHSP | TNHSP/TNMSC/AG86b/2013 Dt10.02.20141 | 19.07.2014 | .19.07.2015 | 614685 | 43027.95 | working
165 | Auto Analyser |  | AUTORA | RA0150214RB | 25.07.2014 | Robonik ( i ) Pvt. Ltd | Robonik ( i ) Pvt. Ltd | CLINICAL LABORATORY | TNHSP | TNHSP/TNMSC/AG87a/2013 Dt28.02.2014 | 25.07.2014 | 25.07.2017 | 487198 | 34103.86 | working
166 | PowerSawAndDriLL |  | StrykerUSA | 1413502823 | 18.09.2014 | StrykerUSA | Indian Orthocare Surgicals | Trauma Operationtheatre | tnhsp | TNHSP/TNMSC/AG90h/2014 | 18.09.2014 | 23.09.2014 | 890000 | 62300 | working
167 | Multipara monitor withCTCO2 | B1 | GSC | G3LL90013 | 31.10.2014 | General Meditech IincChina | TransHealthCareIndia | Trauma operationtheatre | TNHSP | TNHSP/TNMSC/AG88/Dt01.09.2014 | 31.10.2014 | 30.10.2015 | 144000 | 10080 | working
168 | Multipara monitor withCTCO2 | B1 | GSC | G3LL80072 | 31.10.2014 | GeneralMeditechIInc china | TRANS HEALTH CARE I PVT LTD | CEOT | TNHSP | TNHSP/TNMSC/AG88/Dt01.09.2014[ | 31.10.2014 | 30.10.2015. | 144000 | 10080 | working
169 | Multipara monitor withCTCO2 | B1 | GSC | G3LL80097 | 31.10.2014 | General Meditech IincChina | TRANS HEALTH CARE I PVT LTD | MOT | TNHSP | TNHSP/TNMSC/AG88/Dt01.09.2014 | 31.10.2014 | 30.10.2015 | 144000 | 10080 | working
170 | Multi Para Monitor | B2 | GSC | GL90020 | 31.10.2014 | General Meditech IincChina | TRANS HEALTH CARE I PVT LTD | AE(MEDICAL) | TNHSP | TNHSP/TNMSC/AG88 Dt01.09 2014 | 31.10.2014 | 30.10.2015 | 60300 | 4221 | working
171 | Multi Para Monitor | B2 | GSC | GL90044 | 31.10.2014 | General Meditech IincChina | TRANS HEALTH CARE I PVT LTD | MMWARD | TNHSP | TNHSP/TNMSC/AG88/Dt01.09.2014 | 31.10.2014 | 30.10.2015 | 60300 | 4221 | working
172 | Multi Para Monitor | B2 | GSC | GL90027 | 31.10.2014 | General Meditech IincChina | TRANS HEALTH CARE I PVT LTD | IRCU | TNHSP | TNHSP/TNMSC/AG88Dt01.092014 | 31.10.2014 | 30.10.2015 | 60300 | 4221 | working
173 | Multi Para Monitor | B2 | GSC | GL90030 | 31.10.2014 | General Meditech IincChina | TRANS HEALTH CARE I PVT LTD | AE(SURGICAL) | TNHSP | TNHSP/TNMSC/AG88/Dt01.09.2014 | 31.10.2014 | 30.10.2015 | 60300 | 4221 | working
174 | CellCounter | B1 | sysmex xp100 | a4401 | 17.10.2014 | SYSMEX | Trans Asia | CLINICAL LABORATORY | TNMSC | 5859/TNMSC/ENGG/2014-3 Dt 24.09.2014 | 20.10.2014 | 19.10.2015 | 303000 | 21210 | working
175 | Diathermy Elsy 360 m+ | B2 | ELSY 360 M+ | 1405091 | 2014-06-06 | ALAN | JBS MEDITEC INDIA P LTD COIMBATORE | TRAUMA OPERATION THEATURE | TNMSC | 17240/TNMSSC/ENGG/2014-2 | 19.06.2014 | 18.06.2017 | 218000 | 0 | working
176 | Diathermy Elsy 360 m+ | B2 | ELSY 360 M+ | 1405092 | 2014-06-06 | ALAN | JBS MEDITEC INDIA P LTD COIMBATORE | TRAUMA OPERATION THEATURE | TNMSC | 17240/TNMSSC/ENGG/2014-2 | 19.06.2014 | 18.06.2017 | 218000 | 0 | working
177 | Pulse Oximeter | B2 | RAD-8 | 71697 | 27.03.2014 | Masimo Corporation | GraceMfG &Trading | NICU | RCH | RCH-2/ TNMSC/ENGG/E67/2014/Dt05.03.2014 | 2014-01-04 | 31.03.2019 | 68968 | 0 | working
178 | Pulse Oximeter | B2 | RAD-8 | 71790 | 27.03.2014 | Masimo Corporation | Grace Mfg. AndTrading Co. | AE(SURGICAL) | RCH | RCH-2/TNMSCENGG/E67/2014/Dt05.03.2014 | 2014-01-04 | 31.03.2019 | 68968 | 0 | working
179 | Pulse Oximeter | B2 | RAD-8 | M71837 | 27.03.2014 | Masimo Corporation | Grace Mfg. AndTrading Co. | AE(MEDICAL) | RCH | RCH2/TNMSC/ENGG/E67/2014/Dt05.03.2014 | 2014-01-04 | 31.03.2019 | 68968 | 0 | working
180 | Pulse Oximeter | B2 | RAD-8 | M71928 | 27.03.2014 | Masimo Corporation | Grace Mfg. AndTrading Co. | NICU | RCH | RCH-2/ TNMSC/ENGG/E67/2014/Dt05.03.2014 | 2014-01-04 | 31.03.2019 | 68968 | 0 | working
181 | Pulse Oximeter | B2 | RAD-8 | M71970 | 27.03.2014 | Masimo Corporation | Grace Mfg. AndTrading Co. | MM Ward | RCH | RCH-2/ TNMSC/ENGG/E67/2014/Dt05.03.2014 | 2014-01-04 | 31.03.2019 | 68968 | 0 | working
182 | Pulse Oximeter | B2 | RAD-8 | M72018 | 27.03.2014 | Masimo Corporation | Grace Mfg. AndTrading Co. | ICCU WARD | RCH | RCH-2/ TNMSC/ENGG/E67/2014/Dt05.03.2014 | 2014-01-04 | 31.03.2019 | 68968 | 0 | working
183 | Refrigerated Centrifuge |  | Cryofuge6000 | 41701208 | 17.12.2014 | ThermoScientific | Thermo Fisher Scientific India Pvt Ltd | Blood Bank | TNMSC | 5859/TNMSC/ENGG/2014-1 Dt24.09.2014 | 17.12.204 | 16.12.2017 | 2031087.3 | 0 | working
184 | Double blood pack bucket |  | Cryofuge6000i |  | 17.012.2014 | ThermoScientific | Thermo Fisher Scientific India Pvt Ltd | Blood Bank | TNMSC | 5859/TNMSC/ENGG/2014-1 Dt24.09.2014 | 17.12.2014 | 16.12.2017 | 711110.14 | 0 | working
185 | DeepFreezer -40 |  | LPF-450 | 14094560 | 29.11.14 | LABTOP | HLL LIFE CARE Ltd, TRIVANDRAM | Blood Bank | TNMSC | 5859/TNMSC ENGG 2014-2 Dt24.09.2014 | 29.11.2014 | 29.11.2017 | 381112 | 0 | working
186 | DeepFreezer -80 |  | LUPF388 | 14094575 | 29.11.2014 | LABTOP | HLL LIFE CARE Ltd, TRIVANDRAM | Blood Bank | TNMSC | 5859/TNMSC/ENGG/2014-2 Dt24.09.2014 | 29.11.2014 | 29.11.2017 | 828703 | 0 | working
187 | Therapeutic Ultrasound |  | ELECTROSON 709 | T-2286 | 18.12.2014 | Technomed Electronics | Technomed Electronics | Physiotherapy | TNMSC | 1526/TNMSC/ENGG/2014 Dt21.11.2014 | 18.12.2014 | 18.12.2017 | 17894.14 | 0 | working
188 | Therapeutic Ultrasound |  | ELECTROSON 709 | T-2287 | 18.12.2014 | Technomed Electronics | Technomed Electronics | Physiotherapy | TNMSC | 1526/TNMSC/ENGG/2014 Dt21.11.2014 | 18.12.2014 | 18.12.2017 | 17894.14 | 0 | working
189 | Interferential Therapy Vectrodyne-100 |  | vectrodyne | 615 | 18.12.2014 | Technomed Electronics | Technomed Electronics | Physiotherapy | TNMSC | 1526/TNMSC/ENGG/2014 Dt21.11.2014 | 18.12.2014 | 18.12.2017 | 21190.43 | 0 | working
190 | Plasma Expressor |  | E-300 | 1411585 | 2015-09-02 | Terumo Penpol | Mithra Enterprises | Blood Bank | TNMSC | 5859(R)/TNMSC/ENGG/2014-7 Dt30.01.2015 | 2015-09-02 | 2018-09-02 | 37000 | 0 | working
191 | Digital Radiography | A | Sedecal / Nova F A |  |  | Prognosys Medical | Prognosys Medical | X ray block | TNHSP |  |  |  | 2734708 | 191429.56 | working
[13 empty] | 40917119.15 | 2220239.98
.

## kodai
DIRECTORATE OF MEDICAL AND RURAL HEALTH SERVICES
GOVERNMENT OF TAMIL NADU
REPORT : EQUIPMENT RECEIPT DETAILS REPORT-INSTITUTION WISE
PERIOD : 01/09/2005-01/03/2015
District : DINDUGAL
Institution : KODAIKANAL
S.No. | Equipment Name | Equipment Category | Equipment Model No | Equipment Serial No | Date of Receipt | Manufacturer Name | Supplier Name | Location of Equipment | Source of Supply | Purchase Order No | Date of Installation | Warranty Valid Upto | Cost of the item | AMC | Working Status
1 | O2 Cylinder- A type | C |  |  | 2008-05-14 | SOLOKRAFT iNDUSTRRIES KODUNGAIYUR CHENNAI | SOLOKRAFT iNDUSTRRIES KODUNGAIYUR CHENNAI | MAIN STORE | TNHSP | TNHSP/TNMSC/P2E19/2007 20.11.2007 |  |  | 17824 | 1247.68 | working
2 | Deep Freezer | B2 | LABO TECH |  | 2009-12-17 | B.D INSTRUMENTS | solokraft industries padi ~chennai | BLOOD BANK | TNMSC | EQPTS CEMONC 09/TANSACS/TNMSC/2009 15.06.09 | 2009-12-17 | 2010-09-23 | 109500 | 7665 | working
3 | O2 Cylinder- B type | C |  |  | 2008-05-14 | SOLOKRAFT INDUSTRIES KODUNGAIYUR CHENNAI 118 | SOLOKRAFT INDUSTRIES KODUNGAIYUR CHENNAI 118 | MAIN STORE | TNMSC |  |  |  | 23280 | 1629.6 | working
4 | O2 Cylinder- D type | C |  |  | 2008-05-14 | SOLOKRAFT INDUSTRIES CHENNAI 118 | SOLOKRAFT INDUSTRIES CHENNAI 118 |  | TNMSC | TNHSP/TNMSC/P2E19/2007 20.11.2007 |  |  | 26120 | 1828.4 | working
5 | N2O Cylinder - B type | C |  |  | 2008-05-14 | SOLOKRAFT INDUSTRIES CHENNAI 118 | SOLOKRAFT INDUSTRIES CHENNAI 118 | MAIN STORE |  |  |  |  | 17824 | 1247.68 | working
6 | Anaesthesia Ventilators | B2 | COMPACT AC 20 WITH ACCESSORY |  | 2008-01-08 | LADRSEN ANDTUBRO LIMILED | LADRSEN ANDTUBRO LIMILED | FEMALE WARD | TNHSP | TNHSP/TNMSC/P2E2/2007 DT 13.06.2007 |  |  | 284000 | 19880 | working
7 | Cardiac Monitor | C | MICROMAN-N-XT |  | 2008-01-08 | LARSEN AND TOUBRO LIMITED | LARSEN AND TOUBRO LIMITED | FEMALE WARD | TNHSP | TNHSP/TNMSC/P2F9/2007 11.09.2007 |  |  | 27000 | 1890 | working
8 | Needle destroyer / Syringe Destroyer | C |  |  | 2008-07-27 | GLO LIFE CARE EQUIPMENTS | GLO LIFE CARE EQUIPMENTS |  | TNMSC | TNMSC/TNHSP/ ENGG/BMWM1/2008 DT 08.2.08 |  |  | 755 | 0 | working
9 | B.P.apparatus stand model | C | STAND MODEL |  | 2011-04-16 | JAYAM ENTERPRISES CHENNAI | JAYAM ENTERPRISES CHENNAI | OT OP F/W M/W | RCH | RCH-11/ TNMSC/ ENGG/4538/2011 10/2/2011 |  |  | 1500 | 0 | working
10 | Radiant Warmer | C |  |  | 1996-03-31 | PHONIX MEDICAL SYSTEM (P) LTD MADRAS | PHONIX MEDICAL SYSTEM(P) LDT | FEMALE WARD | IPPV |  | 1996-05-23 |  | 14208 | 994.56 | working
11 | Defibrillator with Monitor | B2 |  | B12C05532 | 2012-08-13 | PHILIPS ELECTRONICS INDIA LIMITED | PHILIPS ELECTRONICS INDIA LIMITED | MALE WARD | TNMSC | TNHSP/TNMSC/ICB/AG17/2012 3/12/2012 | 2012-10-22 |  | 58696 | 4108.72 | working
12 | Shadowless Lamp stand model | B | 18STAND MODEL |  | 2008-04-16 | JUPITER MANUFSACTDURING WORKS | JUPITER MANUFSACTDURING WORKS | FEMALE WARD | TNHSP | TNHSP/TNMSC/P2E17/2007 DT30.10.2007 | 2008-04-23 | 2011-04-15 | 13220 | 925.4 | working
13 | Radiant Warmer | C | NICE 2007 S | 07121274~ 07111020 | 2007-12-20 | MADRAS SURGICALS | MADRAS SURGICALS | FEMAIE AND LABOUR WARD | TNHSP | TNHSP/TNMSC/P2E10/2007 19.09.2007 | 2008-02-28 |  | 17680 | 1237.6 | working
14 | Infusion Pump/Infusion Syringe Pump/Insulin Syringe Pump | C | ST670 |  | 2010-11-25 | SAMTRONIC IND.e.com.ltd | TRANS HEALTH CARE INDIA PRIVATDE LIMITED | MAIN STORE | RCH | RCH-11/ TNMSC/ ENGG/ E38/2010 DT.04.02.2010 | 2010-11-25 | 2011-11-24 | 21600 | 1512 | working
15 | Phototherapy Unit | C | NICE 4000CFL | 080210023~ 07111039 | 2007-12-20 | MADRAS SURGICALS | MADRAS SURGICALS | FEMALE AND LABOUR WARD | TNHSP | TNHSP/ TNMSC/ P2E10/2007 DT 19.11.2007 | 2008-02-28 |  | 10260 | 0 | working
16 | Defibrillator with Monitor | B2 | HEART START XL | USOO459969 | 2008-02-08 | PHILLIPS | MADRAS SURGICALS AND CHEMICALS | FEMALE /LABOUR WARD | TNHSP | TNHSP/TNMSC/P2E12/2007-1 28-11-07 | 2008-02-28 |  | 169840 | 11888.8 | working
17 | Phototherapy Unit | C | PHOTO THERAPY MIILD STEEL | 1108 | 1996-03-27 | BEST MEDICAL (P) LDT | BEST MEDICAL (P) LDT | FEMALE WARD | IPPV | 40/S2/LCB3/95 | 1996-03-27 |  | 5600 | 0 | working
18 | Baby Incubators | B2 | NICE 3010R | 7111057 | 2007-12-20 | MADRAS SURGICALS AND CHEMICALS | MADRAS SURGICALS AND CHEMICALS | FEMALE WARD | TNHSP | TNHSP/TNMSC/P2E3/2007 11.09.2007 | 2008-02-28 |  | 47880 | 3351.6 | working
19 | Photo Calorie Meter - Analog / Digital | C |  |  | 2011-03-30 | JUPITER MANUFACTURING WORKS | JUPITER MANUFACTURING WORKS | BLOOD BANK | RCH | RCH11/ TNMSC/ENGG/4538/2010-5 06.10.2010 | 2011-05-20 | 2014-03-29 | 5300 | 0 | working
20 | Haemoglobinometer | C | PHY022 |  | 2006-10-11 | SS CHEMICALS CHENNAI 11 | SS CHEMICALS CHENNAI 11 | LAB | OTHERS | 56416/Sandamp;P/1/06/ DT 22.09.2006 |  |  | 876 | 0 | working
21 | Auto Clave HP Horizontal-CYLINDRICAL | C | BDI 82 WITH CE MARK |  | 2009-12-11 | SOLOKRAFT INDUSTREIS CHOOLAI CHENNAI 600112 | SOLOKRAFT INDUSTREIS CHOOLAI CHENNAI 600112 | MAIN STORE | RCH | RCH/TNMSC/ENGG/E18/2009 08.06.2009 |  |  | 132000 | 9240 | working
22 | Nebulizer baby | C |  |  | 1996-03-21 | PHONEX MEDICAL SYSTEM (p) LTD | PHONEX MEDICAL SYSTEM (p) LTD | FEMALE WARD | IPPV | PD.IPPV.NO. 40/S2/LCBI/95 DT 08.12.95 | 1996-03-21 |  | 4010 | 0 | working
23 | Semi auto analyser | B2 | RX 50 | TN10J075 | 2010-11-25 | MICROLAB INTRUMENTS AHAMADABAD | MICROLAB INTRUMENTS AHAMADABAD | LAB | RCH | RCH 11/TNMSC/ENGG/E282010-2 19.08.2010 | 2010-11-25 | 2011-11-25 | 44400 | 3108 | working
24 | Generator | C | EXCEL 2800 HONDA GENERATOR |  | 2007-08-13 | FERMIER ENGINEERS PVT LTD | FERMIER ENGINEERS PVT LTD | FEMALE AND LABOUR WARD | TNHSP | TNHSP/TNMSC/ENGG/P2G6/2007 18/.05.2007 |  |  | 44400 | 3108 | working
25 | ECG machine computerized | B | PHY305 |  | 2006-05-05 | SOLOKRAFT INDUSTRIES CHENNAI | SOLOKRAFT INDUSTRIES CHENNAI | FEMALE WARD | DMS | DMRHS P.O. NO 10620/Sandamp;P/1/06 DT 17.04.2006 |  |  | 23850 | 1669.5 | working
26 | Elisa Reader | B2 |  |  | 2007-08-30 | JACOB SCIENTIFIC S 13 GST ROAD GUINDY CHENNAI 32 | JACOB SCIENTIFIC S 13 GST ROAD GUINDY CHENNAI 32 | BLOOD BANK | TNMSC | 19207/TANSACS/TNMSC/2007 OFTNMSC CHENNAI AT 30.06.2007 |  |  | 102000 | 7140 | working
27 | Operation Table Hydraulic Major | B2 |  |  | 2007-12-26 | JUPITER MANUFACTURING WORKS COIAMBATUR | JUPITER MANUFACTURING WORKS COIAMBATUR | FEMALE WARD | TNHSP | TNHSP/TNMSC/P2E6/2007 11.09.2007 |  |  | 53000 | 3710 | working
28 | Pulse Oximeter | B2 | INNOVA 10CIR | 1 | 2013-03-04 | COCEPT INTDEGRATION (P) LTD | COCEPT INTDEGRATION (P) LTD | MALE WARD | TNHSP | TNHSP/TNMSC/ AG14/2012 21.11.2012 | 2013-03-06 | 2014-03-06 | 56000 | 3920 | working
29 | Test tube stands | C |  |  | 2011-03-30 | JUPITER MANUFACTURING WORKS COIMBATORE | JUPITER MANUFACTURING WORKS COIMBATORE | MAIN STORE | RCH | RCH11/TNMSC/ ENGG/4538/2010-5 06.10.2010 |  |  | 120 | 0 | working
30 | Infusion Pump/Infusion Syringe Pump/Insulin Syringe Pump | C | OT-701 | 15555 15556 | 2007-09-12 | JMS JAPAN | SOUTH INDIA SURGIALS CO LTD | FEMALE WARD | TNHSP | TNHSP/TNMSC/ P2E16/2007 16.07.2007 | 2007-09-12 |  | 47836 | 3348.52 | working
31 | Focus lamp Ordinary | C |  |  | 2010-12-14 | GENERAL SURGICALS COMPANY (INDIA) PVT.LTD | GENERAL SURGICALS COMPANY (INDIA) PVT.LTD | M/WD F/WD 0P OT | RCH | RCH-11/ TNMSC/ENGG/4538/2010-2 06.10.2010 |  |  | 4750 | 0 | working
32 | Pulse Oximeter | B2 | STELLER-P |  | 2008-01-08 | LARSEN AND TOURBRO LIMITED | LARSEN AND TOURBRO LIMITED | FEMALE WARD | TNHSP | TNHSP/TNMSC/P2E9/2007 DATE 11.09.2007 | 2007-12-26 |  | 33750 | 2362.5 | working
33 | Infusion Pump/Infusion Syringe Pump/Insulin Syringe Pump | C | ST6000 |  | 2011-08-11 | TRANS HEALTH CARE INDIA PRIVATE LIMITED | TRANS HEALTH CARE INDIA PRIVATE LIMITED | MAIN STORE | TNHSP | TNHSP/TNMSC/ENGG/AG15/2011 01.07.2011 |  |  | 25200 | 1764 | working
34 | Laryngoscope(Paediatric) | C |  |  | 2007-09-04 | VIBASH COIMBATORE SURGICAL PVT.LTD | VIBASH COIMBATORE SURGICAL PVT.LTD | FEMALE WARD | TNHSP | TNHSP/TNMSC/ENGG/P2E26/2007 29.06.2007 |  |  | 525 | 0 | working
35 | Auto Clave HP Vertical (2 bin) | C |  |  | 2011-09-22 | SOLOKRAFTS | SOLOKRAFTS | O.T | RCH | RCH-11/TNMSC/ENGG/4538/2010 | 2011-09-22 |  | 31300 | 2191 | working
36 | Hematology analyser | B1 | XP100 |  | 2014-02-17 | TRANASASIA | TRANSAAIA | LAB | TNMSC |  | 2014-02-20 | 2017-02-19 | 396878 | 27781.46 | working
37 | PH meter | C | RPA-1GRTIOANPN |  | 2014-06-11 | RLT.INS | RLT.INS | LAB | TNMSC | TNHSP/TNMSC/AG78B/2013 | 2014-06-11 |  | 60221 | 4215.47 | working
38 | Anaesthesia Ventilators | B2 | compact ac 20 |  | 2008-02-21 | lnt | lnt | ot |  |  | 2008-10-08 |  | 292520 | 20476.4 | working
39 | Electri centrifuger | C | [10 empty] | 19000 | 1330 | working
40 | Dental Unit with motor for dental OP | B2 | [10 empty] | 118669 | 8306.83 | working
41 | Laproscope Single Puncture | C | [5 empty] | OT |  |  |  |  | 226200 | 15834 | working
42 | Haemoglobinometer | C | [5 empty] | Paediatric |  |  |  |  | 0 | 0 | working
43 | X-ray Machine 100 mA | B |  |  |  | Wipro GE | Wipro GE | Xray room | DMS |  |  |  | 0 | 0 | working
50 | Semi auto analyser | B2 |  |  |  | Robonix | Robonix | Lab | TNHSP |  |  |  | 59000 | 4130 | working
57 | Operation Table Hydraulic Major | B2 | [5 empty] | OT |  |  |  |  | 33000 | 2310 | working
58 | Operation Table Hydraulic Major | B2 | [5 empty] | OT |  |  |  |  | 33000 | 2310 | working
59 | Refrigerator | C |  |  |  | Unicef | Unicef | Paediatric |  |  |  |  | 10400 | 0 | working
60 | Refrigerator | C |  |  |  | Kelvinator | Kelvinator | Paediatric |  |  |  |  | 10400 | 0 | working
65 | Suction Apparatus - Electrical | C | [5 empty] | Paediatric | DMS |  |  |  | 4400 | 0 | working
66 | Suction Apparatus - Electrical | C | [5 empty] | Paediatric | DMS |  |  |  | 4400 | 0 | working
67 | ECG machine ordinary | B |  |  |  | Marks | Marks | ECG | DMS |  |  |  | 45000 | 3150 | working
68 | Infusion pump | C | [10 empty] | 0 | 0 | working
69 | Ventilators (Adult) | B | [10 empty] | 0 | 0 | working
72 | Autoclave vertical single bin | C |  |  | 2008-04-16 | JMW JUBPITER | JUPITER | OT | TNMSC |  | 2008-04-16 | 2009-02-25 | 66560 | 4659.2 | working
73 | Baby Incubators | C | [5 empty] | Paediatric |  |  |  |  | 47880 | 3351.6 | working
74 | Phototherapy Unit | C | [5 empty] | Paediatric | DMS |  |  |  | 12000 | 0 | working
75 | Phototherapy Unit | C |  |  |  | Meditrin | Meditrin | Paediatric | DMS |  |  |  | 12000 | 0 | working
76 | Radiant Warmer | C | [5 empty] | Paediatric | DMS |  |  |  | 20500 | 1435 | working
77 | Radiant Warmer | C |  |  |  | Neotech | Madras surgical | Paediatric | DMS |  |  |  | 20500 | 1435 | working
78 | Boyles apparatus with out Circle Abosrber | B | [5 empty] | OT |  |  |  |  | 98000 | 6860 | working
79 | Pulse Oximeter | B |  |  |  | L | L |  | TNHSP |  |  |  | 33750 | 2362.5 | working
80 | Cardiac Monitor with defibrillator | C | TRIOVIT |  | 2007-02-06 | TRIVITRON CHENNAI | TRIVITRON CHENNAI | ICCU | TNHSP | TNHSP/TNMSC/2007 | 2007-02-06 | 2008-02-06 | 145880 | 10211.6 | working
81 | B.P.apparatus table model | C |  | 17 | 2012-08-17 | M/S~MADHUSUDHANAN |  | NCD CLINIC | TNMSC |  |  |  | 1192 | 0 | working
82 | ECG machine computerized | B |  |  | 2011-11-11 | JK MEDICAL SYSTEMS PVT~LTD | JK MEDICAL SYSTEMS PVT~LTD | MM Word 1 | TNHSP |  | 2011-11-11 |  | 65736 | 4601.52 | working
83 | Weighing Machine-Suspension | C |  |  | 2012-02-04 | ALAN MEDICALandamp;LAB CHENNAI-02 | TNHSP | NCD CLINIC | TNHSP | AG24/2011 |  |  | 598 | 0 | working
84 | Infusion Pump/Infusion Syringe Pump/Insulin Syringe Pump | C |  |  | 2011-10-12 | SCHILLER |  | Main store | TNMSC |  |  | 2014-10-11 | 25900 | 1813 | working
86 | Ultra Sound Scanner - Portable | B2 | Logic p3 |  | 2009-06-22 | Wipro GE Healhtcare Bangalore-17 india | Wipro GE Healhtcare | Injection op | TNHSP | 537897 |  |  | 674800 | 47236 | working
87 | Colposcope | B2 | DT131 |  | 2012-09-07 | SOUTH INDIA SURGICAL CHENNAI-2 | SOUTH INDIA SURGICAL CO.LTD | NCD CLINIC | TNHSP |  | 2012-09-14 | 2013-09-13 | 130000 | 9100 | working
88 | Ultra Sound Scanner - Portable | B2 | LOGIQ C Series |  | 2012-09-10 | Wipro GE Healthcare Bangalore-67 | SUPREME | Female medical ward | TNMSC |  |  |  | 323800 | 22666 | working
89 | Weighing machine infant | C |  |  | 2011-01-25 | JUPITER | JUPITER | F/Ward 15/03/2013.M/M/Ward 10/10/2013 | TNMSC |  | 2011-05-20 | 2014-05-19 | 0 | 0 | working
90 | Magnavision Lamp | C |  |  | 2011-04-01 | JUPITER R.S.Puram.Coimbatore-002 | JUPITER | O~T | TNMSC |  |  |  | 6988 | 0 | working
91 | Laryngoscope(Adult) | C |  |  | 2011-01-25 | JUPITER | JUPITER | Main store 1.F/Medical ward 1 | TNMSC |  | 2011-05-20 |  | 0 | 0 | working
[13 empty] | 4475276 | 306544.14

## natham
DIRECTORATE OF MEDICAL AND RURAL HEALTH SERVICES
GOVERNMENT OF TAMIL NADU
REPORT : EQUIPMENT RECEIPT DETAILS REPORT-INSTITUTION WISE
PERIOD : 01/09/2005-01/03/2015
District : DINDUGAL
Institution : NATHAM
S.No. | Equipment Name | Equipment Category | Equipment Model No | Equipment Serial No | Date of Receipt | Manufacturer Name | Supplier Name | Location of Equipment | Source of Supply | Purchase Order No | Date of Installation | Warranty Valid Upto | Cost of the item | AMC | Working Status
1 | Baby Incubators | B2 |  |  | 2009-09-21 | SOLOKRAFTS INDUSTRIES | SOLOKRAFTS INDUSTRIES | Paediatric | TNHSP | 05/NRHM/HSP/TNMSC/2009-INC | 2009-09-21 | 2011-09-20 | 12431 | 870.17 | WORKING
2 | Mannual Colposcope | C | 15ARI II ID |  | 2012-08-31 | ARI TECHNILOGY (GROUP) CO.LTD CHINA | SOUTH INDIA SURGICALS CO LTD | NCD | TNMSC | TNHSP/TNMSC/ENGG/AG30/2011 | 2013-09-19 | 2015-09-19 | 136500 | 9555 | WORKING
3 | Infusion Pump/Infusion Syringe Pump/Insulin Syringe Pump | C | LP-50 BW |  | 2010-02-06 | JUPITER MANUFACTURE WORKS | JUPITER MANUFACTURE WORKS | LAB WARD | TNMSC | 02/NRHM/HSP/TNMSC/2009SIDT25/6/2009 | 2010-02-06 | 2012-07-31 | 29500 | 2065 | WORKING
4 | ENT Headlight | C | 15HL |  | 2010-03-04 | SOUTH INDIA SURGICAL | SOUTH INDIA SURGICAL | OP | TNMSC | 10855 | 2010-03-04 | 2011-03-03 | 5261 | 368.27 | REPAIR
5 | B.P.apparatus stand model | C |  | 8257 TO 8262 | 2008-11-22 | JUPITER MANUFACTURING WORKS | JUPITER MANUFACTURING WORKS | OP~ WARD ~LAB WARD | TNHSP | HSP/TNMSC/P3E16/2008 | 2008-11-22 | 2010-11-22 | 1090 | 0 | REPAIR
6 | Needle destroyer / Syringe Destroyer | C |  |  | 2008-07-26 | GLO LIFE CARE EQUIPMENTS | GLO LIFE CARE EQUIPMENTS | OP~ ALL WARDS | TNHSP | TNHSP/TNMSC/ENGG/BMWM1/1/2008 | 2008-07-26 | 2008-07-26 | 755 | 0 | WORKING
7 | Nebuliser Adult | C | ARROW NEB |  | 2009-06-06 | SABERWAL SURGICAL CO.(P) LTD | SABERWAL SURGICAL CO.(P) LTD | CAUSALITY | TNMSC | 08/NRHM/TNHSP/TNMSC/ENGG/2009 | 2009-06-21 | 2010-06-21 | 1466 | 0 | WORKING
8 | Foetal Doppler | C | [5 empty] | Paediatric |  |  |  |  | 0 | 0
9 | Phototherapy Unit | C |  |  | 2009-09-08 | Meditrin | Meditrin | Paediatric | DMS | 02/NRHM/HSP/TNMSC/2009-PUDT.25.6.2009 | 2009-09-08 | 2011-09-08 | 21216 | 1485.12 | WORKING
10 | Radiant Warmer | C | NICE 2007S |  | 2009-10-07 | MADRAS SURGICALS AND CHEMICAL | MADRAS SURGICALS AND CHEMICAL | OT | TNHSP | 02/NRHM/HSP/TNMSC/2009/WAR | 2009-10-07 | 2012-10-06 | 15700 | 1099 | WORKING
12 | Dental Unit with motor for dental OP | B2 | [5 empty] | Dental |  |  |  |  | 118669 | 8306.83 | WORKING
13 | Generator | C | BEW-15-BRIGHT |  | 2009-11-09 | EAKCON SYSTEM | SRI LAKSHMI ROADLINES | GENARATER ROOM | TNMSC | 01/NRHM/HSP/TNMSC/2009-GEN DT-25/8/09 | 2009-11-09 | 2009-11-09 | 260624 | 18243.68 | WORKING
14 | X-ray Machine 100 mA | B |  |  |  | METFORD, SIEMENS |  | XRAY ROOM |  |  |  |  | 0 | 0 | NOT USE
15 | Boyles apparatus with out Circle Abosrber | B | [5 empty] | OT |  |  |  |  | 98000 | 6860 | WORKING
16 | Auto Clave HP Vertical (2 bin) | C |  |  | 2008-04-03 | JUPITER MANUFACTURING WORKS | JUPITER MANUFACTURING WORKS | OT | DMS | TNHSP/TNMSC/P2E11/2007 | 2008-04-05 | 2009-04-05 | 32000 | 2240 | WORKING
17 | Operation Table Hydraulic Major | B2 | [5 empty] | Paediatric | DMS |  |  |  | 33000 | 2310
18 | Shadowless Lamp stand model | B |  |  | 2015-02-06 | GESCO | GENERAL SURGUCAL COMPANY PVT.LTD | Paediatric | DMS | 114/TNMSC/ENGG/2013-3Dt8/12/2014 | 2015-02-06 | 2016-02-07 | 24937 | 1745.59 | WORKING
19 | Sterilizer Medium (Instrument) | C |  |  | 2008-09-10 | JUPITER MANUFACTURING WORKS | JUPITER MANUFACTURING WORKS | Paediatric | DMS | TNHSP/TNMSC/ENGG/P3E17/2008/11/8/08 | 2008-09-15 | 2011-09-15 | 1456 | 101.92 | REPAIR
20 | Magnavision Lamp | C |  |  | 2009-10-14 | MADRAS SURGICAL andamp;CHEMICAL | MADRAS SURGICAL andamp;CHEMICAL | NCD | TNHSP | 04/NRHM/HSP/TNMSC/2009-MVK | 2009-10-14 | 2011-10-14 | 4450 | 0 | WORKING
21 | Refrigerator | C | 170 lts |  | 2007-12-06 | DAVEY PHARMA AND SURGICALS | LAKSHMI CAARGO | INJECTION OP | TNHSP | TNHSP/TNMSC/P2G5/2007 | 2007-12-06 | 2007-12-06 | 10816 | 757.12 | WORKING
22 | Defibrillator with Monitor | B2 |  | B12C-05883 | 2012-08-13 | PHILLIPSELECTRONICS INDIALTD | PHILLIPSELECTRONICS INDIALTD | O .P . | TNHSP | TNHSP/TNMSC/ICB/AG17/2012 | 2012-10-15 | 2014-10-15 | 58696 | 4108.72 | WORKING
23 | Washing Machine | B2 | RAMSONS |  | 2009-12-01 | SOLOKRAFTS INDUSTRIES | SOLOKRAFTS INDUSTRIES | AMBULANCE ROOM | TNMSC | 01/NRHM/HSP/TNMSC/2009 | 2010-04-01 | 2012-12-11 | 108108 | 7567.56 | WORKING
24 | Suction Apparatus - Electrical | C | SUPREME-ISI |  | 2009-06-06 | SABERWAL SURGICAL | SABERWAL SURGICAL | LAB WARD | TNHSP | 13/NRHM/HSP/TNMSC/ENGG/2009 | 2009-06-06 | 2012-06-05 | 5273 | 0 | REPAIR
25 | Radiant Warmer | C | 2855 | 2855 | 2008-12-05 | PHOENIX MEDICAL SYSTEM PVT LTD | Datex ohmeda pvt Ltd | LAB WARD | TNHSP | TNHSP/P3E9/2008 | 2008-12-05 | 2013-11-18 | 65312 | 4571.84 | WORKING
26 | ECG machine computerized | B | SE300 | SE30082/020893858 | 2008-11-20 | MADRAS SURGICAL AND CHEMICALS | MADRAS SURGICAL AND CHEMICALS | OP | TNHSP | TNHSP/TNMSC/P3E5/2008 | 2008-11-26 | 2011-11-25 | 46550 | 3258.5 | WORKING
27 | Mannual Colposcope | C | ARI II ID |  | 2012-08-31 | ARI TECHNILOGY (GROUP) CO.LTD CHINA | SOUTH INDIA SURGICAL CO LTD | NCD OP | TNHSP | TNHSP/TNMSC/ENGG/AG30/2011 | 2013-04-30 | 2017-03-31 | 136500 | 9555 | WORKING
28 | Blood Bank Refrigerator | B2 | BR-70SR | BDI-1390 | 2010-06-02 | REMI ELEKTROTECHNIK LTD | REMI ELEKTROTECHNIK LTD | LAB WARD | TNMSC | 18R/NRHM/HSP/TNMSC/2012BBR/5/3/10 | 2010-06-02 | 2012-06-01 | 69246 | 4847.22 | WORKING
29 | Focus lamp Ordinary | C | HOSPITECH |  | 2009-07-22 | JUPTER MANUFACTURING | JUPTER MANUFACTURING | LAB WARD | TNHSP | 03/NRHM/HSP/TNHMS/2009-FL/29/6/08 | 2009-07-22 | 2012-07-12 | 12450 | 871.5 | REPAIR
30 | Generator | C | 15KVA |  | 2009-11-09 | EAKCON | SRI LAKSHMI ROADLINES | GENARATER ROOM | TNMSC | 01/NRHM/HSP/TNMSC/2009-GEN DT-25/8/09 | 2009-11-09 | 2009-11-09 | 260624 | 18243.68 | WORKING
31 | Semi auto analyser | B2 | prietest touch | ATO981013 | 2014-03-10 | ROBONIK(INDIA) PVT LTD | ROBONIK(INDIA) PVT LTD | LAB | TNHSP | TNHSP/TNMSC/AG87H/2013 | 2014-04-17 | 2017-04-16 | 49356 | 3454.92 | WORKING
32 | Electric Calorimeter | C |  | DEL0171213 | 2014-03-05 | ROBONIK (INDIA) PVT LTD | ROBONIK (INDIA) PVT LTD | LAB | TNHSP | TNHSP/TNMSC/AG81B/2013-2 | 2014-03-06 | 2017-03-05 | 20302 | 1421.14 | WORKING
33 | Magnavision Lamp | C | 8008 |  | 2011-03-30 | JUPITER MANUFACTURONG WORK | JUPITER MANUFACTURONG WORK | NCD | TNHSP | 04R/NRHM/TNMSC/ENGG/2011 | 2011-03-30 | 2014-03-29 | 4400 | 0 | WORKING
34 | Binocular Mircroscope | B2 |  |  | 2009-09-11 | solokrafts industries | solokrafts industries | lab | TNHSP | 05/NRHM/TNMSC/2009-BM | 2009-09-11 | 2012-09-10 | 9393 | 657.51 | WORKING
35 | Magnavision Lamp | C |  |  | 2012-02-04 | SOLOKRAFTS INDUSTRIES | SOLOKRAFTS INDUSTRIES | NCD | TNHSP | TNHSP/TNMSC/ICB/AG31/2011 | 2012-02-04 | 2014-02-04 | 6988 | 489.16 | WORKING
36 | Ultra Sonogram -MOBILE | B | 600A | U32020970472DHEI | 2009-09-08 | CONTEX | VIN BIOTECH SYSTEM LTD | Paediatric | TNMSC | 39060/Sandamp;P/1/2009 | 2010-04-01 | 2012-09-07 | 240000 | 16800 | WORKING
37 | Auto Clave HP Vertical (2 bin) | C |  |  | 2008-04-03 | JUPITER MANUFACTURING WORKS | JUPITER MANUFACTURING WORKS | OT | TNHSP | TNHSP/TNMSC/P2E11/2007 | 2008-04-03 | 2013-04-03 | 33280 | 2329.6 | WORKING
38 | Pulse Oximeter | B |  |  | 2009-08-06 | madras surgical and chemical | madras surgical and chemical | OT | TNHSP | 02/NRHM/HSP/TNMSC/2009PLS |  | 2011-08-05 | 20692 | 1448.44 | WORKING
39 | Pulse Oximeter | B2 | RAD-8 | M71741 | 2014-04-10 | MASIMO CORPORATION~USA | GRACE MFG.TRADING CO. (DELHI) | OT | RCH | RCH-II/TNMSC/ENGG/E67/2014 | 2014-04-10 | 2019-04-09 | 68968 | 4827.76 | WORKING
40 | Weighing machine adult | C |  |  | 2008-10-02 | JUPITER MANUFACTURING WORKS | JUPITER MANUFACTURING WORKS | OT | TNHSP | TNHSP/TNMSC/ENGG/P3E17 | 2008-09-02 | 2009-10-02 | 673 | 0 | WORKING
41 | O2 Cylinder- B type | C |  | M236157 | 2009-08-08 | MADRAS SURGICAL AND CHEMICAL | MADRAS SURGICAL AND CHEMICAL | ALL WARD | TNHSP | 03/NRHM/HSP/TNHMS/2009-CYL | 2008-08-12 | 2012-08-11 | 4950 | 0 | WORKING
42 | Laproscope Single Puncture | B2 |  |  | 2009-10-01 | VISHAL HOSPITAL FURUNTURE MANUFACTURING | VISHAL HOSPITAL FURUNTURE MANUFACTURING | OT | TNHSP | 12/NRHM/HSP/TNMSC/ENGG/2009 | 2009-10-01 | 2010-09-29 | 459 | 32.13 | WORKING
43 | Test tube rack | C | ALUMINIUM |  | 2009-09-27 | SABERWAL SURGICALS CO p ltd | SABERWAL SURGICALS CO p ltd | laboratory | TNHSP | 05/nrhm/hsp/tnmsc/2009-ttr | 2010-10-15 | 2011-09-17 | 225 | 0 | WORKING
44 | Weighing machine paed | C |  |  | 2009-06-06 | SOLOKRAFTS INDUSTRIES | SOLOKRAFTS INDUSTRIES | LAB WARD | TNHSP | 09/NRHM/HSP/MSC/ENGG/2009 | 2009-06-06 | 2012-06-05 | 4200 | 0 | WORKING
45 | X.ray lobby single | C |  |  | 2009-10-01 | VISHAL HOSPITAL FURNITURE MANUFACTURING | VISHAL HOSPITAL FURNITURE MANUFACTURING |  | TNHSP | 11/NRHM/HSP/TNMSC/ENGG/2009 | 2009-10-01 | 2011-09-29 | 1029 | 0 | WORKING
46 | Mortuary Coller | B2 |  |  | 2009-09-10 | SOLOKRAFTS INDUSTRIES | SOLOKRAFTS INDUSTRIES |  | TNHSP | 04/NRHM/HSP/TNMSC/2009-MK | 2009-09-08 | 2010-09-07 | 8100 | 567 | WORKING
47 | Centrifuge | C |  | HCLC-4479 | 2009-12-12 | RAJENDRA ELECTRICAL INDUSRIES | RAJENDRA ELECTRICAL INDUSRIES | LAB | TNHSP | 05/NRHM/HSP/TNMSC/2009-TTC | 2009-12-12 | 2009-12-12 | 9936 | 695.52 | WORKING
48 | Weighing machine adult | C |  |  | 2011-12-13 | HARDIK MEDITECH~DELHI | ALAN MEDICAL | OT | TNHSP | TNHSP/TNMSC/ENGG/AG24/2011 | 2011-12-13 | 2012-12-06 | 598 | 0 | WORKING
49 | Sterilizer big (Instrument) | C |  |  | 2008-08-07 | SURYA SURGICAL INDUSTRIES | SURYA SURGICAL INDUSTRIES | GEW | TNHSP | TNHSP/TNMSC/P2E20/2007 | 2008-08-07 | 2009-08-06 | 1630 | 0 | WORKING
50 | Weighing machine infant | C |  |  | 2008-09-09 | JUPITER MANUFACTURING WORKS | JUPITER MANUFACTURING WORKS | Labour | TNHSP | TNHSP/TNMSC/ENGG/P3E7/2008 | 2008-09-09 | 2009-09-08 | 563 | 0 | WORKING
51 | Suction Apparatus - Electrical | C |  |  | 2009-04-28 | vishal Hospital steel furniture manufacturing co | vishal Hospital steel furniture manufacturing co | Paediatric | TNMSC | TNHSP/TNHMSC/P3E8/2008 | 2009-04-28 | 2010-04-27 | 3900 | 0 | REPAIR
52 | Sterilizer Medium (Instrument) | C |  |  | 2008-10-02 | JUPITER MANUFACTURING | JUPITER MANUFACTURING | DENTAL OP | TNHSP | TNHSP/TNMSC/ENGG/P3E17 | 2008-10-02 | 2008-10-02 | 1400 | 0 | REPAIR
53 | CRYOTHERAPHY UNIT | C |  |  | 2012-01-13 | Basco india chennai | SOLOKRAFTS INDUSTRIES | OT | TNHSP | TNHSP/TNMSC/AG30A/2011 | 2012-01-15 | 2013-01-15 | 24331 | 1703.17 | WORKING
54 | COLORIMETRE | C |  |  | 2014-02-25 | ROBONIC PVT LTD | ROBONIC PVT LTD | LAB | TNHSP | TNHSP/TNMSC/AG87B/2013 | 2014-03-02 | 2015-03-02 | 20708 | 1449.56 | WORKING
55 | WATER BATH |  | SMI143 |  | 2014-05-15 | JINDAL | S.M.SCIENTIFIC INSTRUMENT PVT LTD | LAB | TNHSP | TNHSP/TNMSC/AG87H/2014 | 2014-05-20 | 2015-05-20 | 8262 | 578.34 | WORKING
56 | MICRO LASER |  | DIGI LASER PRO |  | 2014-12-13 | BMS | BHARAT MEDICAL SYSTEMS | PHYSIO | TNMSC | 1526/TNMSC/ENGG/2014 | 2014-12-13 | 2017-12-13 | 67016 | 4691.12 | WORKING
57 | COMPUTERIZED INTERMITTENT CERVICAL AND LUMBER TRACTION DEVICE |  | PHYSIO TRACK- PULS |  | 2014-12-13 | BMS | BHARAT MEDICAL SYSTEMS | PHYSIO | TNMSC | 1526/TNMSC/ENGG/2014 | 2014-12-13 | 2017-12-13 | 27990 | 1959.3 | WORKING
58 | ELECTRICAL NEVRE MUSCLE STIMULATOR |  | PHYSIOSTIM-D |  | 2014-12-13 | BMS | BHARAT MEDICAL SYSTEMS | PHYSIO | TNMSC | 1526/TNMSC/ENGG/2014 | 2014-12-13 | 2017-12-13 | 5568 | 389.76 | WORKING
59 | SHORT WAVE DIATHERMY UNIT |  | SWD 350W WITH TROLLEY |  | 2014-12-13 | BMS | BHARAT MEDICAL SYSTEMS | PHYSIO | TNMSC | 1526/TNMSC/ENGG/2014 | 2014-12-13 | 2017-12-13 | 31311 | 2191.77 | WORKING
60 | TENS UNIT |  | DIGI TENS PRO |  | 2014-12-13 | BMS | BHARAT MEDICAL SYSTEMS | PHYSIO | TNMSC | 1526/TNMSC/ENGG/2014 | 2014-12-13 | 2017-12-13 | 6130 | 429.1 | WORKING
61 | WOBBLE BOARD |  |  |  | 2014-12-13 | BMS | BHARAT MEDICAL SYSTEMS | PHYSIO | TNMSC | 1526/TNMSC/ENGG/2014 | 2014-12-13 | 2017-12-13 | 2755 | 192.85 | WORKING
62 | PARALLEL BAR |  |  |  | 2014-12-13 | BMS | BHARAT MEDICAL SYSTEMS | PHYSIO | TNMSC | 1526/TNMSC/ENGG/2014 | 2014-12-13 | 2017-12-13 | 24619 | 1723.33 | WORKING
63 | ULtra SOUND THEROPHY ELECTOSON |  | 709 |  | 2014-12-18 | TECHNOMED ELECTRONICS | TECHNOMED ELECTRONICS | PHYSIO | TNMSC | 1526/TNMSC/ENGG/2014 | 2014-12-18 | 2016-12-18 |  | 0 | WORKING
64 | INTER FERENTIAL THEROPHY VECTRODYNE |  | 100 |  | 2014-12-18 | TECHNOMED ELECTRONICS | TECHNOMED ELECTRONICS | PHYSIO | TNMSC | 1526/TNMSC/ENGG/2014 | 2014-12-18 | 2016-12-18 |  | 0 | WORKING
65 | HOMOGLOBINOMETRE |  |  |  | 2014-09-27 | BDI | SOLOKRAFTS INDUSTRIES | LAB | TNHSP | TNHSP/TNMSC/AG87B/2014 | 2014-09-27 | 2015-09-27 | 9700 | 679 | WORKING
66 | ROTARY SHAKER |  | BDI149 |  | 2014-09-15 | BDI | SOLOKRAFTS INDUSTRIES | STORE | TNHSP | TNHSP/TNMSC/AG871(6)2014 | 2014-09-15 | 2015-09-15 | 32200 | 2254 | WORKING
67 | HUB CUTTER |  | NIL SHARPS |  | 2014-09-15 | ARVS EQUIPMENTPVT LTD | SOLOKRAFTS INDUSTRIES | STORE | TNMSC | 20533/ICWM/ENGG/2014 | 2014-09-15 | 2015-09-15 | 1626 | 113.82 | WORKING
68 | WHITE COLOUR PUNTURE PROOF CONTAINER |  | H5 |  | 2014-09-15 | ARVS EQUIPMENTPVT LTD | SOLOKRAFTS INDUSTRIES | STORE | TNMSC | 20533/ICWM/ENGG/2014 | 2014-09-15 | 2015-09-15 | 390 | 27.3 | WORKING
69 | AKAS Infusion Pump |  | INFU 510 |  | 2014-12-31 | AKAS MEDICAL | AKAS MEDICAL | STORE | TNMSC | 114/TNMSC/ENGG/2013-4 | 2014-12-31 | 2015-12-31 | 19750 | 1382.5 | WORKING
70 | INFANT WARMER WITH TROLLY |  | NICE2007S |  | 2015-02-03 | NICE NEOTECH | MADRAS SURGICALS AND CHEMICAL | STORE | TNMSC | 114/TNMSC/ENGG/2013-1 | 2015-02-03 | 2016-02-03 | 28300 | 1981 | WORKING
[13 empty] | 2372328 | 163500.82

## nilakottai
DIRECTORATE OF MEDICAL AND RURAL HEALTH SERVICES
GOVERNMENT OF TAMIL NADU
REPORT : EQUIPMENT RECEIPT DETAILS REPORT-INSTITUTION WISE
PERIOD : 01/09/2005-01/03/2015
District : DINDUGAL
Institution : NILAKOTTAI
S.No. | Equipment Name | Equipment Category | Equipment Model No | Equipment Serial No | Date of Receipt | Manufacturer Name | Supplier Name | Location of Equipment | Source of Supply | Purchase Order No | Date of Installation | Warranty Valid Upto | Cost of the item | AMC | Working Status
1 | Water Bath/Ultrasonic Water Bath | C | SM I-143 |  | 2014-06-04 | SCIENTIFIC LABORATORY INSTRUMENTS EQUIPMENTS GLASS WARE | S.M.SCIENTIFIC INSTRUMENTS PVT LTD DELHI | LABORATORY | TNHSP | TNHSP/TNMSC/AG87h[R]/2014 | 2014-06-06 | 2017-05-15 | 8427 | 589.89 | Working
2 | Semi auto analyser | B2 | Prietest Touch | AT0991013RBK | 2014-03-25 | ROBONIK [ INDIA ] PVT LTD MUMBAI | ROBONIK [INDIA]PVT. LTD MUMBAI | LABORATORY | TNHSP | TNHSP/TNMSC/AG87h/2013 | 2014-03-25 | 2017-03-25 | 50343 | 3524.01 | Working
3 | Blood Bank Refrigerator | B2 | JA R3 | R12101354 | 2012-11-30 | PAWAR ELETRO SYSTEMS NASIK | PAWAR ELECTRO SYSTEMS PVT LTD NASHIK | NOT UTILIZED KEPT IN STORE | RCH | RCH II/TNMSC/ENGG/E60/2011 |  |  | 56100 | 3927 | Working
4 | Hematology analyser | B1 | XP100 SYSMEX 3 | A3196 | 2014-02-17 | TRANSASIA PUDDUCHEERY | TRANSASIA | LABORATORY | DMS | 78217/S P/1/2013-8 DT 22.01.2014 | 2014-02-21 | 2017-02-20 | 396878 | 27781.46 | Working
5 | Pulse Oximeter | B2 | Innoava 10 CIR | CIPL1302BJ69 | 2013-03-05 | Concept Inttegrations pvt ltd~Pune | CONCEPT INTEGRATIONS [ I ] PVT LTD ~PUNE | Operation theatre | TNHSP | TNHSP/TNMSC/AG14/2012 | 2013-05-15 | 2014-02-26 | 57120 | 3998.4 | Working
6 | Foetal Doppler | C | [5 empty] | Paediatric |  |  |  |  | 6000 | 0 | Working
7 | Phototherapy Unit | C |  |  | 2009-08-09 | Jupitor manufacturing |  | Paediatric | DMS |  |  |  | 10200 | 0 | Working
8 | Phototherapy Unit | C |  |  | 2009-08-09 | Jupitor manufacturing |  | Paediatric | DMS |  |  |  | 10200 | 0 | Working
9 | Radiant Warmer | C |  |  | 23/09/2009 | Madras Surgicals |  | Cemonc | DMS |  |  |  | 18269 | 1278.83 | Working
10 | Weighing machine infant | C |  |  |  | Allan medical, Chennai |  | Labour ward | DMS |  |  |  | 627 | 0 | Working
11 | Dental Unit with motor for dental OP | B2 | [5 empty] | Dental OP |  |  |  |  | 118669 | 8306.83 | Working
12 | Focus lamp Ordinary | C | [5 empty] | Labour ward |  |  |  |  | 4750 | 0 | Working
13 | Glucometer | C | [5 empty] | Paediatric |  |  |  |  | 0 | 0 | Working
14 | X-ray Machine 100 mA | B | MXD 1000R |  |  | MEDFORD, JAIPUR |  | MAIN STORE | TNMSC |  |  |  | 228633 | 0 | NOT WORKING
15 | Ultra Sonogram -MOBILE | B | logiq p3 | 56348 ws6 |  | Wipro GE Chennai |  | Paediatric |  |  |  |  | 688296 | 48180.72 | Working
16 | Lab Incubator | C |  |  | 19/09/2009 | solokrafts industries |  | Paediatric |  |  |  |  | 9769 | 0 | Working
17 | Binocular Mircroscope | B2 | [5 empty] | Paediatric |  |  |  |  | 12500 | 0 | Working
18 | Electri centrifuger | C | HCLC 4057 |  | 2009-06-10 | Rajendra Electricals |  | Lab | TNMSC |  |  |  | 9936 | 0 | Working
20 | Nebuliser Adult | C | ARROW NEB |  | 2009-04-06 | Saberwel lab, coimbatore |  | Paediatric |  |  |  |  | 1456 | 0 | Working
21 | Mono cular Microscope | C | [5 empty] | Paediatric |  |  |  |  | 0 | 0 | condemed
22 | Auto Clave HP Vertical (2 bin) 5 No's | C |  |  | 27/08/2009 | solokrafts industries |  | Paediatric | DMS |  |  |  | 162760 | 11393.2 | Working
23 | Auto Clave HP Vertical (2 bin) | C | [5 empty] | Paediatric | DMS |  |  |  | 32000 | 2240 | Working
24 | Autoclave vertical single bin | C | [5 empty] | Paediatric | DMS |  |  |  | 21000 | 1470 | Working
25 | Bowl steriliser - Medium | C | [5 empty] | Paediatric | DMS |  |  |  | 0 | 0 | Working
26 | Shadowless Lamp stand model | B | [5 empty] | Paediatric |  |  |  |  | 13300 | 931 | Working
27 | Suction Apparatus - Electrical | C | [5 empty] | Paediatric | DMS |  |  |  | 4400 | 0 | Working
28 | Electric Calorimeter | C | [5 empty] | lab |  |  |  |  | 0 | 0 | Working
29 | Suction Apparatus - Electrical | C | [5 empty] | Paediatric | DMS |  |  |  | 4400 | 0 | Working
30 | Pulse Oximeter | B | M900 |  | 2009-05-08 | Madras Surgicals |  | OT |  |  |  |  | 24648 | 1725.36 | Working
31 | Boyles apparatus with out Circle Abosrber | B | [5 empty] | OT |  |  |  |  | 98000 | 6860 | Working
32 | B.P.apparatus table model, 4 No's | C |  |  | 2008-03-11 | Jupitor Manufacturing, Coimbatore |  | Op |  |  |  |  | 4360 | 0 | Working
33 | ECG machine ordinary | B | [5 empty] | Scan room |  |  |  |  | 45000 | 3150 | Working
34 | Suction Apparatus - Electrical(Hivacuam) | B2 | 7A--23D |  | 2008-03-13 | VIN BIO TECH SYSTEM LIMTED TAMBARAM EAST~ CHENNAI. | VIN BIO TECH SYSTEM LIMITED TAMBARAM EAST~ CHENNAI-600059 | OPERTION THEATRE | TNHSP |  | 2008-04-14 | 2009-02-04 | 4314 | 0 | Working
35 | Suction Apparatus - Electrical(Hivacuam) | B2 |  |  | 2009-04-07 | VISHAL HOSPITAL STEEL FURNITUR MANUFACTURING CO~ PERAMBUR CHENNAI---600012 | VISHAL HOSPITAL STEEL FURNITUR MANUFACTURING CO~ PERAMBUR CHENNAI--600012 | MALE WARD~LABORD WARD~CEMONC~FEMALE WARD | TNHSP | TNHSP/TNMSC/P3E8/2008 | 2010-07-05 |  | 16224 | 1135.68 | Working
36 | Suction Apparatus - Electrical(Hivacuam) | B2 | SUPREME-ISI |  | 2009-06-04 | SABERWAL SURGICALS CO~ PVT.LTD RS~ PURAM COIMBATORE--641002 | SABERWAL SURGICALS CO.~ PVT. LTD RS PURAM COIMBATORE--641002 | OPD | TNMSC |  | 2010-01-15 |  | 5273 | 0 | Working
37 | 2KVADOMSTIC UPS (2KVA INVERTER) | C | 2KVA INVERTER |  | 2009-08-31 | RK TECH HARD AND SOFT PVT LTD. ANNAGAR CHANNAI-600040 | RK TECH HARD AND SOFT PVT LTD. ANNAGAR CHANNAI -600040 | OPD | TNMSC |  | 2009-09-30 |  | 27500 | 1925 | Working
38 | Infusion Pump/Infusion Syringe Pump/Insulin Syringe Pump | C | LP-50 BW |  | 2010-02-04 | JUPITER MANUFACTURING WORKS VADAVALLI COIMBATORE | JUPITER MANUFACTURING WORKS VADAVALLI~ COIMBATORE- 641041 | CEMONC [LABOUR WARD] | TNHSP |  | 2010-07-05 | 2009-08-01 | 61360 | 4295.2 | Working
39 | Pulse Oximeter | B2 | M900 MEDIAID |  | 2009-08-05 | MADRAS SURGICALS andamp; CHEMICALS VELACHERY~ CHENNAI-600042. | Madras Surgicals And Chemicals~ Velachery Chennai-600042 | CEMONC (LABOUR WARD) | TNHSP |  | 2009-08-24 |  | 24648 | 1725.36 | Working
40 | Nebuliser Adult | C | ARROW NEB |  | 2009-06-04 | SABERWAL SURGICALS CO.~ (p) LTD.~ R.S. PURAM~ COIMBATORE -641 002. | SABERWAL SURGICALS CO.~ (P) LTD.~ COIMBATORE -641 002. | MALE WARD | TNHSP |  | 2009-07-07 |  | 1456 | 0 | Working
41 | Generator | C | EXK-2800S |  | 2010-03-19 | HONDA | FERMIIER ENGINEERS PVT.~Ltd.~ NO-33 SEMBIDOSS ST FACING MOOKER NALLAMUTHU STREET CHENNAI-600001. | CEMONC | TNMSC |  | 2010-03-19 | 2012-03-18 | 61549 | 4308.43 | Working
42 | Weighing Machine-Suspension | C | DOCBELL |  | 2008-09-30 | JUPITOR MANUFACTURING | JUPITOR MANUFACTURING | LABOR WARD~NICU | TNMSC |  | 2008-09-30 | 2009-09-29 | 673 | 0 | Working
43 | Mannual Colposcope | C | ARI-II-ID |  | 2012-09-05 | SOUTH INDIA SURGICAL | SOUTH INDIA SURGICAL | NCD CLINIC | TNMSC |  | 2012-09-05 | 2012-09-05 | 136500 | 9555 | Working
44 | Weighing Machine-Suspension | C | DOCBELL |  | 2009-06-04 | SABERWAL SURGICALS | SABERWAL SURGICAL | SEPTIC LABOUR WARD | TNMSC |  | 2009-06-04 | 2012-06-03 | 738 | 0 | Working
45 | Weighing Machine-Suspension | C |  |  | 2008-06-09 | JUPITER MANUFACTURING | JUPITER MANUFACTURING | FEMALE WARD | TNMSC |  | 2008-06-09 |  | 563 | 0 | Working
46 | Obstetrics Delilvery Bed | C |  |  | 2009-04-07 | VISHAL HOSPITAL STEEL MANUFACTURING COMPANY | VISHAL HOSPITAL STEEL MANUFACTURING COMPANY | CEMONC (DELIVER TABLE) | TNMSC |  | 2009-04-07 |  | 8700 | 0 | Working
47 | Ultra Sound Scanner - Portable | B2 | logiq p3 |  | 2009-06-25 | WIPRO GE HEALTHCARE | wipro GE Healthcare | GYNEC OP | TNMSC |  | 2009-07-17 | 2010-06-24 | 674800 | 47236 | Working
48 | PH meter | C | RPA-1GRTIOANPN | 1097 | 2014-06-10 | RLT INSTRUMENTATION PVT LTD ~ CHENNAI | RLT INSTRUMENTATION PVT LTD~CHENNAI | LABORATORY | TNHSP | TNHSP/TNMSC/AG87b/2013-1 | 2014-06-16 | 2015-03-24 | 60221 | 4215.47 | Working
49 | Operation Table Hydraulic Major | B2 |  |  | 22/12/2007 | JUPITER MANUFACTURING |  | OT |  |  |  |  | 33000 | 2310 | Working
50 | Pulse Oximeter | B | Stellar |  |  |  |  | OT | DMS |  |  |  | 33750 | 2362.5 | Working
51 | Auto Clave HP Vertical (2 bin) | C |  |  | 2008-04-02 | JUPITER MANUFACTURING WORKS~22-VADA VALLI~ COIMBATORE-641041. | JUPITER MANUFACTURING WORKS ~22- VADA VALLI~ COIMBATORE-641041 | OPERTION THEATRE | TNMSC |  | 2008-04-14 | 2009-02-25 | 33280 | 2329.6 | Working
52 | Binocular Mircroscope | B2 | BD 13 A | 22914~22799~22701~22847~22881 | 2014-01-22 | SOLOKRAFTS INDUSTRIES CHENNAI | SOLOKRAFTS INDUSTRIES CHENNAI | LABORATORY | TNHSP | TNHSO/TNMSC/AG87c/2013~22.10.2013 | 2014-05-05 | 2015-01-18 | 97650 | 6835.5 | Working
53 | Operation Table Hydraulic Major | B2 | JUPITER 205 |  | 2007-12-22 | JUPITER MANUFACTURING | JUPITER MANUFACTURING WORKS 22/VINAYAKAR KOIL STREET VADAVALLI COIMBATORE 41 | OPERATION THEATRE | TNHSP | TNHSP/TNMSC/P2E6/2007 | 2007-12-15 | 2008-12-15 | 53000 | 3710 | Working
54 | Blood Bank Refrigerator | B2 | REM I BR-70SR | BDI - 1392 | 2010-03-30 | REM I ELEKTROTECHNIK LTD valiv~.vasai Thane District 401 208 | REM I ELEKTROTECHNIK LTD | STORED IN MAIN STORE | TNMSC | 18R/NRHM/HSP/TNMSC/2010-BBR DATED 05.03.2010 | 2010-03-30 |  | 69246 | 4847.22 | Working
55 | X-ray Machine 100 mA | B2 | M XD 1000 R. |  | 2009-12-11 | MEDFORD MEDICAL SYSTEMS | MEDFORD MEDICAL SYSTEMS PVT.LTD. JAIPUR. | KEPT IN MAIN STORE | TNMSC |  |  |  | 228633 | 16004.31 | Working
56 | Needle destroyer / Syringe Destroyer | C |  | (SI NO 8263 TO 8268) | 2008-07-25 | GIO LIFE CARE EQUIPMENS 51 | GIO LIFE CARE EQUIPMENTS 51 SIDCO industrial estate Ambattur-Chennai | Male Ward-1 Lab-1 Out Pationt Deparnent -1 CEMONC -3 | TNHSP | TNHSP/TNMSC/ENGG/BMWM1/2008 | 2008-08-04 |  | 4711 | 0 | Working
57 | Oxygen Concentrator |  | Neumolite | #THC/NEUMO/ 2000/ 468 | 21/02/2015 | Tauras Healthcare Pvt. Ltd, New Delhi | Tauras Healthcare Pvt. Ltd, New Delhi | Kept in Main Store | TNMSC | 114/TNMSC/ENGG/2013-5 | 21/02/2015 |  | 23970 | 1677.9 | Working
58 | Infant Warmer with trolley |  | Nice 2007s |  | 16/02/2015 | Madras Surgicals & Chemicals, Chennai | Madras Surgicals & Chemicals, Chennai | Kept in Main Store | TNMSC | 114/TNMSC/ENGG/2013-5 | 16/02/2015 |  | 28300 | 1981 | Working
59 | Mobile light examination (Shadowless lamp) |  |  | Make Gesco | 2015-04-02 | General Surgical company, Chennai | General Surgical company, Chennai | Kept in Main Store | TNMSC | 114/TNMSC/ENGG/2013-3 | 2015-04-02 |  | 37406.25 | 2618.4375 | Working
60 | Standard Hospital Cots with Railing (3 No's) |  | Solos 112r |  | 28/01/2015 | Solokrafts Industries, Chennai | Solokrafts Industries, Chennai | Cemonc, Male ward, Female ward | TNHSP | TNHSP/TNMSC/AG901/2014-15 | 28/01/2015 |  | 45222 | 3165.54 | Working
61 | Multi Parameter |  | YK 8000C | 80003140909196 | 30/12/2014 | Vin Biotech Systems, Chennai | Vin Biotech Systems, Chennai | Kept in Main Store | TNMSC | 3440/Tnmsc/Engg/2014 | 30/12/2014 |  | 35593.95 | 2491.5765 | Working
62 | Rotary Shaker |  | BDI 149 |  | 24/09/2014 | Solokrafts Industries, Chennai | Solokrafts Industries, Chennai | Kept in Main Store | TNHSP | TNHSP/TNMSC/AG87f(R)/2014-15 | 24/09/2014 |  | 33810 | 2366.7 | Working
63 | Hub Cutters (6 No's) |  | Nil sharps |  | 16/09/2014 | Solokrafts Industries, Chennai | Solokrafts Industries, Chennai | OP, CEMONC, OT, LAB, M WARD, F WARD | TNMSC | 20533/CWM/TNMSC/ENGG/2014-15 | 16/09/2014 |  | 11472.8 | 803.096 | Working
64 | Digital PH Meter |  | RPA- IGRT10ANPN | 1097 | 2014-10-06 | RLT Instrumentation, Chennai | RLT Instrumentation, Chennai | Lab | TNHSP | TNHSP/TNMSC/AG87B/2013-14 | 2014-10-06 |  | 60221 | 4215.47 | Working
65 | 2 KVA UPS SYSTEM |  |  | 11130908505 | 30/12/2013 | Novateur Elecrical and Digital System, Madurai | Novateur Elecrical and Digital System, Madurai | Cemonc | TNHSP | Elcot/ NW/ Tnhsp/ nrhm/ m-09/ 293 | 30/12/2013 |  | 52117 | 3648.19 | Working
66 | Cryotheraphy Unit |  | CRYO 004B ON- OFF Super delux |  | 14/02/2012 | Solokrafts Industries, Chennai | Solokrafts Industries, Chennai | Kept in Main Store | TNHSP | TNHSP/ TNMSC/ AG 30A /2001-14 | 14/02/2012 |  | 24331 | 1703.17 | Not Working
67 | RingLens System with Illumation |  |  |  | 14/02/2012 | Solokrafts Industries, Chennai | Solokrafts Industries, Chennai | NCD | TNHSP | TNHSP/ TNMSC/ICB/ AG 30A /2011 | 14/02/2012 |  | 7337 | 0 | Working
68 | Volume- Infution Pump |  |  | MPIALH201 | 2011-11-10 | Schiller Healthcare, Pondicherry | Schiller Healthcare, Pondicherry | Cemonc | TNHSP | TNHSP/ TNMSC/ AG16/ 2010 | 2011-11-10 |  | 26418 | 1849.26 | Working
69 | Washing Machine - 2No's |  |  |  | 2009-02-12 | Solokrafts Industries, Chennai | Solokrafts Industries, Chennai | 1) Cemonc 2)Transfer to PH Sithayankottai | TNMSC | 01/ NRHM/ HSP/ TNMSC/ 2009 | 2009-02-12 |  | 224865 | 15740.55 | Not Working
70 | Infusion Pump |  | Model LPM 50 |  | 27/ 03/ 2010 | Jupitor Manufactring, Coimabatore | Jupitor Manufactring, Coimabatore | Cemonc | HSP | 02/ NRHM/ HSP/ TNMSC/ 2009/ IP | 27/ 03/ 2010 |  | 127629 | 8934.03 | Working
71 | Magnavision Lamp |  |  |  | 31.03.2011 | Jupitor Manufactring, Coimabatore | Jupitor Manufactring, Coimabatore | OT | TNMSC | 04R / NRHM/ TNMSC/ ENGG/ 2011 | 31.03.2011 |  | 4576 | 0 | Working
72 | Baby Weighing Machine- Eloctronic |  |  |  | 2009-01-10 | Solokrafts Industries, Chennai | Solokrafts Industries, Chennai | Cemonc | TNMSC | 09/ NRHM/ HSP/ TNMSC/ ENGG2009 | 2009-01-10 |  | 4368 | 0 | Working
73 | Incubetor |  |  |  | 19/09/2009 | Solokrafts Industries, Chennai | Solokrafts Industries, Chennai | Cemonc | TNMSC | 05/ NRHM/ HSP/ TNMSC/ 2009 | 2010-05-07 |  | 12431 | 870.17 | Working
74 | Adult Cot with Back Rest |  |  |  | 18/09/2009 | Vishal Hospital, Chennai | Vishal Hospital, Chennai | Cemonc | TNMSC | 14/ NRHM/ HSP/ TNMSC/ ENGG2009 | 2010-05-09 |  | 6624.8 | 0 | Working
75 | Infant Laryngoscope |  |  |  | 18/09/2009 | Vishal Hospital, Chennai | Vishal Hospital, Chennai | Cemonc | TNMSC | 12/ NRHM/ HSP/ TNMSC/ ENGG2009 | 2010-05-09 |  | 458.64 | 0 | Working
76 | Blood Donor Couch |  |  |  | 16/09/2009 | Saberwal Surgicals, Coimbatore | Saberwal Surgicals, Coimbatore | Transfer to GH, Palani | TNMSC | 05/ NRHM/ HSP/ TNMSC/ 2009 |  |  | 66560 | 4659.2 | Nil
77 | Oxygen Hood. 4 No's |  |  |  | 2009-03-09 | Lotus Medical System, Trichy | Lotus Medical System, Trichy | Cemonc | TNMSC | 02/ NRHM/ HSP/ TNMSC/ 2009-11 | 2010-05-07 |  | 4576 | 0 | Working
78 | Labour Board 2 No's |  |  |  | 2009-03-09 | General Surgical company, Chennai | General Surgical company, Chennai | Cemonc | TNMSC | 03/ NRHM/ HSP/ TNMSC/ 2009- LB | 2010-05-07 |  | 20488 | 1434.16 | Working
79 | Die electric Tube Sealer |  | PTLM -100 |  | 2009-03-09 | Terumo Penpol Ltd, Trivandram | Terumo Penpol Ltd, Trivandram | Transfer to GH, Sengalpaddu |  |  |  |  | 66291 | 0 | Nil
80 | Colposcope |  | ARI II - ID |  | 2009-05-09 | South India Surgicals, Chennai | South India Surgicals, Chennai | NCD | TNHSP | TNHSP/ TNMSC/ AG30/ 2012 | 18/10/2012 |  | 136500 | 9555 | Working
81 | Laser Printer |  |  |  | 23/04/2009 | Lipi Data System, chennai | Lipi Data System, chennai | Office |  |  |  |  | 8840 | 0 | Working
82 | Delivery Table 3No's |  |  |  | 2010-05-07 | Vishal Hospital, Chennai | Vishal Hospital, Chennai | Cemonc | TNMSC | TNHSP/ TNMSC/ P3E6/ 2008 | 2010-05-07 |  | 27144 | 1900.08 | Working
83 | Wheel Chair 2No's |  |  |  | 2008-02-08 | Solokrafts Industries, Chennai | Solokrafts Industries, Chennai | OP, Male Ward | TNMSC | TNHSP/ TNMSC/ ICB/ P2G4/2007 | 2008-04-08 |  | 11024 | 771.68 | Working
[13 empty] | 4844404.44 | 308537.18

## odden
DIRECTORATE OF MEDICAL AND RURAL HEALTH SERVICES
GOVERNMENT OF TAMIL NADU
REPORT : EQUIPMENT RECEIPT DETAILS REPORT-INSTITUTION WISE
PERIOD : 01/09/2005-01/03/2015
District : DINDUGAL
Institution : ODDANCHATRAM
S.No. | Equipment Name | Equipment Category | Equipment Model No | Equipment Serial No | Date of Receipt | Manufacturer Name | Supplier Name | Location of Equipment | Source of Supply | Purchase Order No | Date of Installation | Warranty Valid Upto | Cost of the item | AMC | working status
1 | Dental Unit with motor for dental OP | B2 | - | - | 1999-12-01 | appadent chennai | appadent chennai | Dental OP | dms | 119595/cp2/6/1/97 dated29/06/98 | 1999-12-01 | - | 66700 | 4669 | not working
2 | X-ray Machine 100 mA | B | - | - | 23/08/2014 | Meditrin | Meditrin | OP ~WARD | DMS | 15161/tnmsc/engg/2004 dt 9/7/14 | 23/8/2004 | - | 88400 | 6188 | working
3 | Ultra Sonogram -MOBILE | B | sonata(efi/3/77-390-0023-57 | no.356543 | 2003-02-10 | LandT | LandT | OP ~WARD | DMS | 220100742dt31/07/2003 | 17/1/2004 | - | 311537 | 21807.59 | working
4 | Binocular Mircroscope | B2 | - | - | 2009-01-07 | solokrafts | SOLOKRAFTS | lab | tnhsp | tnhsp/tnmsc/icp/p3e2/2009dt28/01/09 | 2009-01-07 | - | 9769 | 683.83 | working
5 | Electri centrifuger | C | - | - | 2009-01-07 | SOLOCRAFTS | SOLOKRAFTS | lab | TNHSP | tnhsp/tnmsc/icp/p3e2/2009dt28/01/09 | 2009-01-07 | - | 11308 | 791.56 | working
6 | Nebuliser Adult | C | 112070 | 112070/02/v203va110h250 | 13/8/03 | Pheonix | Pheonix | OP ~WARD | dms | 45036/sps/1/03dt12603 | 13/8/03 | - | 2600 | 0 | working
7 | Boyles apparatus with out Circle Abosrber | B | - | - | 18/11/2008 | SOLOCRAFTS | SOLOKRAFTS | OT | TNHSP | tnhsp/tnmsc/p3e4/2006dt29/8/08 | 18/11/2008 | - | 85280 | 5969.6 | working
8 | Mono cular Microscope | C | - | - | 26/12/98 | associated surgicals | associated surgicals | lab | dms | 62051/cp2/1198-1dt5198 | 26/12/98 | - | 9500 | 665 | working
9 | Auto Clave HP Vertical (2 bin) | C | - | - | 2009-10-02 | SOLOCRAFTS | SOLOKRAFTS | ot | tnhsp | tnhsp/tnmscp3e10/2008dt10/9/2008 | 2009-10-02 | - | 30992 | 2169.44 | working
10 | Operation Table Hydraulic Major | B2 | - | - | 2008-01-11 | JUPITAR | JUPITER | ot | tnhsp | tnhsp/tnmsc/p3e3/2008dt29/8/2008 | 2008-01-11 | - | 53456 | 3741.92 | working
11 | Electric Calorimeter | C | - | - | 1997-12-08 | Systronics | Systronics | Lab | dms | 10752/s2/97dt7897 | 1997-12-08 | - | 0 | 0 | not working
12 | Shadowless Lamp stand model | B | - | - | 2008-01-11 | JUPITAR | JUPITER | ot | tnhsp | tnhsp/tnmsc/p3e3/2008dt29/8/2008 | 2008-01-11 | - | 13208 | 924.56 | working
13 | Sterilizer Medium (Instrument) | C | - | - | 13/05/98 | associated surgicals | associated surgicals | ot | DMS | Asi/565/dms/98dt27/3/98 | 13/5/98 | - | 640 | 0 | working
14 | Sterilizer Medium (Instrument) | C | - | - | 30/9/2008 | JUPITAR | JUPITER | WARD | tnhsp | tnhsp/tnmsc/engg/p3e4/2008dt11/6/2008 | 30/9/2008 | - | 1450 | 0 | working
15 | Formaline dispenser | C | - | - | 2003-05-09 | south INDIA surgicals | southindia surgicals | OT | dms | 49216/sps/1/2003of dms dt25/6/2003 | 2003-05-09 | - | 5679 | 397.53 | working
16 | Pulse Oximeter | B | - | - | 18/6/2003 | meti ele | meti ele | OT | dms | 32069/s&p/1/2003-1 | 2003-09-05 | - | 33660 | 2356.2 | working
17 | B.P.apparatus table model | C | - | - | 2012-06-10 | madhusudhan | MADHUSUDANAN | Labour ward | tnhsp | tnhsp/tnmsc/ag26/2011 | 2012-06-10 | - | 1252 | 0 | working
18 | ECG machine ordinary | B | - | - | 19/9/98 | BPL | BPL | OP ~WARD | dms | 58167/cp2/1/98dated30/6/98dms chennai | 19/9/98 | - | 12151 | 850.57 | not working
19 | Infusion pump | C | aks info306 | - | 15/5/2007 | Akash medical | Akash medical | WARD | dms | 103928/s&b/s/2006dt7/3/2007 | 15/5/2007 | - | 25376 | 1776.32 | working
21 | Baby Incubators | C | nice3010R | - | 17/12/2007 | Neotech | Neotech | Paediatric | TNHSP | TNHSP/TNMSC/P2E3/2007DT11/09/2007 | 17/12/2007 | - | 49795 | 3485.65 | working
22 | Radiant Warmer | C | NICE2007S | - | 17/12/2007 | Neotech | Neotech | Paediatric | THHSP | TNHSP/TNMSC/P2E10/2007DT19/9/2007 | 24/1/2008 | - | 18387 | 1287.09 | working
23 | Cardiac Monitor | C | - | 90131931 | 2008-10-01 | L&T | L&T | OT | TNHSP | TNHSP/TNMSC/P2E9/2007DT11/9/2007 | 2008-10-01 | - | 27810 | 1946.7 | working
24 | Weighing Machine Electronic | C |  |  | 2012-02-04 | ALAN MEDICALS | ALAN MEDICALS CHENNAI | NCD DEPT | TNHSP | TNHSP/TNMSC/ENGG/AG24/2011DT09/12/2011 | 2012-02-04 | 2012-12-12 | 628 | 0 | working
25 | Mannual Colposcope | C |  |  | 2012-09-07 | SOUTH INDIA | SOUTH INDIA SURGICALS | NCD ROOM | TNHSP |  | 2012-09-11 | 2013-04-21 | 136500 | 9555 | working
26 | ECG machine ordinary | B2 |  | 5143 | 2010-08-04 | SRIVARI MEDICAL | SRIVARI MEDICAL SYSTEM MADURAI | WARD | OTHERS |  | 2010-08-04 |  | 31200 | 2184 | not working
27 | Centrifuge | C |  |  | 2012-02-13 | SOLOKRAFTS | SOLOKRAFTS | LAB | TNHSP |  | 2011-02-13 | 2012-02-13 | 7337 | 513.59 | working
28 | Needle destroyer / Syringe Destroyer | C |  |  | 2013-09-02 |  | CO-OP STOREMADURAI | INJ OP | OTHERS |  | 2013-09-03 | 2014-02-28 | 1750 | 122.5 | working
29 | ECG machine ordinary | B2 |  |  | 2013-03-30 | BPL | EXCEL CARE ENG | WARD | OTHERS |  | 2013-03-30 |  | 25000 | 1750 | working
30 | B.P.apparatus stand model | C |  |  | 2008-11-01 | JUPITOR | JUPITOR | OP ~WARD | TNHSP |  |  |  | 682 | 0 | not working
31 | Magnavision Lamp | C |  |  | 2011-03-30 | JUPITAR |  | NCD ROOM | TNMSC |  | 2011-03-30 |  | 4576 | 0 | working
32 | Cardiac Monitor | C |  |  | 2008-01-10 | Landamp;T | Landamp;T | OT | TNHSP |  | 2008-01-10 |  | 27810 | 1946.7 | working
33 | Anaesthesia Machine | B2 |  |  | 2008-11-18 | SOLOCRAFTS | SOLOKRAFTS | OT | TNHSP |  | 2008-12-03 |  | 85280 | 5969.6 | working
34 | B.P.apparatus table model | C |  |  | 2012-10-06 |  | MADHUSUDANAN | NCD | TNHSP |  | 2012-10-06 | 2013-10-05 | 1252 | 0 | working
35 | Semi auto analyser | B2 |  | AT0080209RBK | 2009-03-24 | ROBONIK | ROBONIK INDIA PVT LTD | LAB | TNHSP |  | 2009-03-24 |  | 60690 | 4248.3 | working
36 | N2O Cylinder - A type | C |  |  | 1987-07-25 |  |  | store | OTHERS |  | 1997-07-25 |  | 0 | 0 | working
37 | O2 Cylinder- B type | C |  |  | 2009-04-16 |  | AMBULANCE KIT | WARD | TNHSP |  |  |  | 0 | 0 | working
38 | O2 Cylinder- A type | C |  |  | 1991-06-01 |  |  | OT | OTHERS |  |  |  | 0 | 0 | working
39 | Hot Air Oven/Hot Air Oven Digital/Digital Oven | C |  |  | 2009-07-01 | SOLOKRAFTS | SOLOKRAFTS | LAB | TNHSP |  | 2009-07-01 |  | 12431 | 870.17 | working
40 | O2 Cylinder- B type | C |  |  | 2010-07-31 |  |  | OT | TNHSP |  |  |  | 6791 | 0 | working
41 | O2 Cylinder- C type | C |  |  | 2010-10-20 | JUPITER | JUPITER | OT | TNHSP |  |  |  | 16038 | 1122.66 | working
42 | Stethoscope | C |  |  | 2013-03-27 |  | BIO DRUGS | OP~WARD~OT | OTHERS |  | 2013-03-27 |  | 1400 | 0 | working
43 | Ultra Sonogram -POTABLE | B |  |  | 2012-12-21 | Landamp;T | Landamp;T | SCAN ROOM | JDHS |  | 2012-12-21 |  | 186430 | 13050.1 | working
44 | Laproscope Double Puncture | B2 |  |  | 2012-11-16 |  | RD FROM GH DINDIGUL | OT | OTHERS |  | 2012-11-16 |  | 226200 | 15834 | working
45 | Suction Apparatus - Electrical | C |  |  | 2009-04-07 |  | viishal hospital steel furniture manufacturing co chennai | OT-OPD-WARD | TNHSP | TNHSP/TNMSC/P3E8/2008 | 2009-04-07 |  | 28392 | 1987.44 | working
46 | Weighing machine adult | C |  |  | 2008-06-19 | JUPITER | JUPITER | OPD | TNHSP |  | 2008-06-19 |  | 563 | 0 | working
47 | Weighing machine adult | C |  |  | 2012-02-04 | ALAN MEDICALS | ALAN MEDICALS CHENNAI | NCD | TNHSP | TNHSP/TNMSC/ENGG/AG24/2011dt09/12/2011 | 2012-02-04 |  | 628 | 0 | working
48 | Auto Clave HP Horizontal-RECTANGULAR | C |  |  | 2009-02-10 | SOLOKRAFTS | SOLOKRAFTS INTUSTRIES CHENNAI | OT | TNHSP | TNHSP/TNMSC/P3E10/2008dt10/09/2008 | 2009-02-10 |  | 92976 | 6508.32 | working
49 | Weighing machine infant | C |  |  | 2008-09-30 | jupiter | jupiter manufac coimbatore | ward | TNHSP | TNHSP/TNMSC/ENGG/P3E17DT11/08/2008 | 2008-09-30 |  | 2100 | 0 | working
50 | Auto Clave HP Horizontal-RECTANGULAR | C |  |  | 2009-07-30 | solokrafts chennai | solokrafts chennai | ot | RCH | rch-11/tnmsc/eng/e5/2009dt29/04/2009 | 2009-07-30 |  | 32552 | 2278.64 | working
51 | Pulse Oximeter | B2 |  | M718140-M71806 | 2014-04-01 | GRACE MANUFACTURING | GRACE MANUFACTURINGandamp;TRADING CO DELHI | CASUALTY | RCH | RCH/11/TNMSC/ENGG/E-67/2012 DT18/06/2012 | 2014-04-01 |  | 140695 | 9848.65 | working
52 | PH meter | C |  |  | 2014-04-11 | RLT PVT LTD | RLT INSTRUMENTATION PVT LTD CHENNAI | LAB | TNHSP | TNHSP/TNMSC/AG87b/2013-1 DT20/11/2013 |  |  | 60221 | 4215.47 | working
53 | Semi auto analyser | B2 | AT0470314RBK |  | 2014-05-19 | ROBINIK | ROBINIK-RD FROM GH THANDIKUDI | LAB | OTHERS | 10072/TNMSC/ENGG/2013 | 2014-05-19 |  | 60690 | 4248.3 | working
54 | Diathermy Machine (Electric Cautery) | B | ASGM1405098 | ASGM+1405098 | 2014-06-09 | ALAN ELECDRANICS PVT LTD | JBSMEDIITEC INDIA PVT LTD | OT | TNMSC | 17240/TNMSC/ENGG/2014-2 | 2014-06-09 |  | 228900 | 16023 | working
55 | CRYOTHERAPY MACHINE | B | - | - | 2012-03-02 | SOLOCRAFTS | SOLOKRAFTS | NCD | TNHSP | tnhsp/tnmsc/ag30a/2011dt14/10/11 |  |  |  | 0
56 | ring lens system with illumination | c | - | - | 13/02/2011 | SOLOCRAFTS | SOLOKRAFTS | NCD | TNHSP | TNHSP/TNMSC/ICB/AG31/11DT | 2012-03-02 |  | 24331 | 1703.17 | working
57 | STADIOMETER WITH MEASURING TAPEC |  | - | - | 2012-06-10 | madhusudhan | MADHUSUDANAN | NCD | TNHSP | TNHSP/TNMSC/AG25/2011 | - |  | 376 | 0 | working
58 | HUB CUTTER | C | - | - | 18/9/14 | SOLOCRAFTS | SOLOKRAFTS | STORE | TNMSC | ICWM/TNMSC/ENGG/2014-1 |  |  |  | 0
59 | ROTARY SHAKER | B | BD1149 | - | 24/9/14 | SOLOCRAFTS | SOLOKRAFTS | LAB | TNHSP | TNHSP/TNMSC/AG87F(R2014-2 |  |  | 1707 | 0 | working
60 | FOETAL DOPPLER | B | - | - | 2014-10-10 | MEDIWAVES | MEDIWAVES | OT | TNHSP | 17240/TNMSC/ENGG/2014-2 | 24/9/14 |  | 4743 | 0 | working
[13 empty] | 2369819 | 163690.17

## palani
DIRECTORATE OF MEDICAL AND RURAL HEALTH SERVICES
GOVERNMENT OF TAMIL NADU
REPORT : EQUIPMENT RECEIPT DETAILS REPORT-INSTITUTION WISE
PERIOD : 01/09/2005-01/03/2015
District : DINDUGAL
Institution : PALANI
S.No. | Equipment Name | Equipment Category | Equipment Model No | Equipment Serial No | Date of Receipt | Manufacturer Name | Supplier Name | Location of Equipment | Source of Supply | Purchase Order No | Date of Installation | Warranty Valid Upto | Cost of the item | AMC | working status
1 | Operation Table Hydraulic Major | B2 | SECO-1000 |  | 2015-02-03 | SOUTH INDIA SURGICAL CO.LTD | SOUTH INDIA SURGICAL CO.LTD. | MOT CEMONC OT | TNMSC | TNHSP/TNMSC/AG8GE/R1/2014 | 2015-02-20 | 2017-01-30 | 180000 | 12600 | Working
2 | Elisa Washer | B2 | Merilyzer/Elawash | 102004 | 2014-12-26 | Meril | M.R.Enterprises | lab | TNMSC | 63612/S P/1/14-5/21/10/14 | 2014-12-26 | 2015-12-25 | 130000 | 9100 | Working
3 | Elisa Reader | B2 | Merilyzer/Elaquant | 111406 | 2015-02-04 | M.R.Enterprises | Meril | LAB | TNMSC | 63162/S P/1/14-5/21/10/14 | 2015-02-04 | 2016-02-03 | 130000 | 9100 | Working
4 | Suction Apparatus - Electrical | C | VISHAL-035 |  | 2012-02-03 | VISHAL | VISHAL | POISON ~CEMONC OT | TNMSC | TNHSP/TNMSC/ENGG/AG73C/2010 | 2012-02-03 | 2013-02-02 | 9840 | 0 | Working
5 | Refrigerator | C | 170 |  | 2007-12-07 | ELECTROLEX | ELECTRODLUX | STORE | TNMSC | TNHSP/TNMSC/P2G5/21/11/07 | 2007-12-07 | 2010-12-06 | 10400 | 0 | Working
6 | Refrigerator | C | 175LITRES | 43703411 | 2004-10-06 | WHILPOOL | VIVEK LTD | STORES | DMS |  | 2005-06-09 | 2010-10-05 | 8775 | 0 | Working
7 | Laproscope Double Puncture | B2 | KARLSTORZ |  | 2011-08-02 | VISHAL SURGICAL EQUIPMENT | VISHAL SURGICAL EQUIPMENT | MOT | TNMSC | RCH-II TNMSC/ENGG/E43/2010 DT-23-02-2011 | 2011-08-02 | 2012-08-01 | 561447 | 39301.29 | Working
8 | Infusion Pump/Infusion Syringe Pump/Insulin Syringe Pump | C |  |  | 2007-03-02 | TRIVITRON MADICAL SYSTEM | TRIVITRON MADICAL SYSTEM | NEONETAL | TNMSC | TNHSP/TNMSC/ENGG/CE7/2006 DT-25-10-2006 | 2007-03-02 | 2008-03-01 | 42000 | 2940 | Not Working
9 | Infusion Pump/Infusion Syringe Pump/Insulin Syringe Pump | C | EVADROP SP200 | 10103102 | 2010-12-16 | SCHILLER | SCHILLER | MM WORD | TNMSC | RCH-II/TNMSC/ENGG/E37/2010-2/DT-30-07-2010 | 2010-12-16 | 2011-12-15 | 26500 | 1855 | Working
10 | Infusion Pump/Infusion Syringe Pump/Insulin Syringe Pump | C | EVADROP SP200 | 10103103 | 2010-12-16 | SCHILLER | SCHILLER | FM WORD | TNMSC | RCH-II/TNMSC/ENGG/E37/2010-2/DT-30-07-2010 | 2010-12-16 | 2011-12-15 | 26500 | 1855 | Working
11 | Infusion Pump/Infusion Syringe Pump/Insulin Syringe Pump | C | EVADROP SP200 | 10103104 | 2010-12-16 | SCHILLER | SCHILLER | AE | TNMSC | RCH-II/TNMSC/ENGG/E37/2010-2/DT-30-07-2010 | 2010-12-16 | 2011-12-15 | 26500 | 1855 | Working
12 | Infusion Pump/Infusion Syringe Pump/Insulin Syringe Pump | C | EVADROP SP200 | 10103105 | 2010-12-16 | SCHILLER | SCHILLER | ICCU | TNMSC | RCH-II/TNMSC/ENGG/E37/2010-2/DT-30-07-2010 | 2010-12-16 | 2011-12-15 | 26500 | 1855 | Working
13 | Laproscope Double Puncture | B2 | KARI STORZ-GERMAN | 26031.BA~9096498 | 2007-06-13 | VISHAL SURGICAL EQUIPMENT | VISHAL SURGICAL EQUIPMENT | MOT | TNMSC | TNHSP/TNMSC/ICB/CE2/06 DT-12-12-2006 | 2007-06-13 | 2006-06-12 | 231407 | 16198.49 | Working
14 | Foetal Doppler | C | SONOTRAX |  | 2008-04-28 | VIBASH | VIBASH COIMBATORE | LABOUR WARD | TNMSC | TNHSP/TNMSC/P2E14/2008DT31/01/2008 | 2008-04-28 | 2009-04-27 | 7500 | 0 | Working
15 | Shadowless Lamp stand model | B | HOSPITECH | CE MARKED | 2008-10-31 | JUBITER MANUFACTERING WORKS | JUBITER MANUFACTERING WORKS | MOT | TNMSC | TNHSP/TNMSC/A3E3/08 DT-29-08-2008 | 2008-10-31 | 2009-10-30 | 12700 | 889 | Working
16 | Infant Warmer / Neonatal Warmer/Infant Open Care system | B2 | 2000B |  | 2007-02-15 | MADRAS SURGICAL | MADRAS SURGICAL | NEONETAL | TNMSC | TNHSP/TNMSC/ENGG/CE8/06 DT-25-10-2006 | 2007-02-15 | 2008-02-15 | 20473 | 1433.11 | Not Working
17 | Operation Table Hydraulic Major | B2 |  |  | 2007-12-22 | JUPITER MANUFACTERING | JUPITER MANUFACTERING | MOT | TNMSC | TNHSP/TNMSC/P2E6/07 DT-11-09-2007 | 2007-12-15 | 2008-12-21 | 53000 | 3710 | Working
18 | N2O Cylinder - A type | C | VH2123 |  | 2008-11-23 | SOLO KRAFTS | SOLO KRAFTS | STORE | TNMSC | TNHSP/TNMSC/P3E4/08 DT-29-08-2008 | 2008-11-23 | 2009-11-21 | 4135 | 0 | Working
19 | Semi auto analyser | B2 | RX-50 | UPS UNIT-1 (S.NO 710650006950) | 2010-11-23 | M ICRO LAB | M ICRO LAB | LAB | TNMSC | RCH-2/TNMSC/ENGG/E38/2010-2 DT-19-08-2008 | 2010-11-23 | 2011-11-21 | 44400 | 3108 | Working
20 | Infant Warmer / Neonatal Warmer/Infant Open Care system | B2 |  |  | 2008-12-10 | DATEX-CHUEDER INDIA(P)LTD CHANNAI | DATEX-CHUEDER INDIA(P)LTD CHANNAI | NEONATAL | TNMSC | TNHSP/TNMSC/P349/08 DT-29-08-2008 | 2008-12-10 | 2009-12-09 | 18000 | 1260 | Working
21 | Infusion Pump/Infusion Syringe Pump/Insulin Syringe Pump | C | ST1000 MAKE SAMTRANIC |  | 2010-09-30 | TRANS HEALTHCARE INDIA(P)LTD | TRANS HEALTHCARE INDIA(P)LTD | NEONATAL WARD | TNMSC | RCHII/TNMSC/INGG/E37/2010 DT-30-07-2010 | 2010-09-30 | 2011-09-29 | 26100 | 1827 | Not Working
22 | Infusion Pump/Infusion Syringe Pump/Insulin Syringe Pump | C | ST600 |  | 2011-08-10 | TRANS HEALTH CARE INDIA(P)LTD | SOMBRANIC BRAZIL | NEONETAL WARD | TNMSC | TNHSP/TNMSC/AG15/2011 DT-01-07-2011 | 2011-08-10 | 2012-08-09 | 25200 | 1764 | Working
23 | Focus lamp Ordinary | C |  |  | 2010-12-15 | GENTRAL SURGICAL CORPORATION INDIA (P)LTD | GENTRAL SURGICAL CORPORATION INDIA (P)LTD | LABOUR WARD~MOT | TNMSC | RCH2/TNMSC/ENGG/4538/2010-2/DT-06-10-2010 | 2010-12-15 | 2011-11-14 | 19000 | 1330 | Working
24 | Mortuary Coller | B2 |  |  | 2014-07-11 | EAKCON | EAKCON | MORTURY ROOM | TNMSC |  | 2014-07-25 | 2017-07-24 | 290000 | 20300 | Working
25 | Multi Para Monitor | B2 | S61 |  | 2010-09-30 | TRANS HEALTH CARE | BEIJING CHOICE ELECTRONIC TECHNOLOGY | MOT | TNMSC | RCH-II/TNMSC/ENGG/E37/2010-4 DT-30-07-2010 | 2010-09-30 | 2011-09-29 | 49500 | 3465 | Not Working
26 | O2 Cylinder- A type | C | 440006 | VH-087~VH436~VH545~VH554~VH559 | 2008-05-14 | SOLO KRAFT | SOLO KRAFT | STORE | TNMSC | TNHSP/TNMSC/P2E/19/07 DT-28-11-2007 | 2008-05-14 | 2009-04-13 | 3639 | 0 | Working
27 | O2 Cylinder- A type | C |  | VH1871 | 2008-11-23 | SOLO KRAFT | SOLO KRAFT | MOT~(CEMONCOT) | TNMSC | TNHSP/TNMSC/P3E4/08 DT-29-08-2008 | 2008-11-23 | 2009-11-21 | 4134 | 0 | Working
28 | Needle destroyer / Syringe Destroyer | C |  |  | 2008-07-25 | GLO LIFE | GLO LIFE EQUIPMENTS | ALL WARDS | TNMSC | TNHSP/TNMSC/ENGG/BMWM-1/08DT20/7/08 | 2008-07-25 |  | 755 | 0 | to be condemed
29 | Needle destroyer / Syringe Destroyer | C |  |  | 2012-08-25 | SOUTH INDIA SURGICAL | SOUTH INDIA SURGICAL | ALL WARDS | TNMSC | I/VAT/12-13/686~688 | 2012-08-25 | 2013-08-24 | 550 | 0 | Not Working
30 | Needle destroyer / Syringe Destroyer | C |  |  | 2013-06-26 | ARC | ARC AGENCIES | ALL WARDS | OTHERS |  | 2013-06-26 |  | 2000 | 0 | Working
31 | Cardiac Monitor | C |  |  | 2011-10-10 | M ITI ELECTRONICS (P)LTD | M ITI ELECTRONICS (P)LTD | AE WARD | TNMSC |  | 2011-10-10 | 2012-10-09 | 60000 | 4200 | Working
32 | Colpo Histromicroscope | B2 | ARI-11-1D |  | 2012-09-11 | SOUTH INDIA SURGICAL | SOUTH INDIA SURGICAL | NCD ROOM | TNMSC | TNHSP/TNMSC/TNGA/A3/2011DT21/04/2012 | 2012-09-11 | 2013-09-10 | 136500 | 9555 | Working
33 | B.P.apparatus dial model | C |  |  | 2013-03-11 | M.S.DISTRIBUTERS | M.S. DISTRIBUTERS | A.E CASUALTY | OTHERS | 18/CMO/PALANI | 2013-03-11 | 2014-03-10 | 2200 | 0 | Working
34 | Operating Microscope(Eye) | B1 | ASM930TG |  | 2012-08-02 | ASCON | ASCON | EYE OT | OTHERS |  |  |  | 269231 | 18846.17 | Working
35 | Needle destroyer / Syringe Destroyer | C |  |  | 2013-06-28 |  | A2564 MADURAI MEDICAL COLLEGE |  | OTHERS |  | 2013-06-28 | 2014-06-28 | 1750 | 0 | Not Working
36 | Stethoscope | C | MICO |  | 2012-02-03 | VISHAL | VISHAL HOSPITALS | AE CASUALTY NCD | TNMSC | TNHSP/TNMSC/ENGG/AG73-C/2010DT22/09/2011 | 2012-02-03 | 2013-02-03 | 120 | 0 | Not Working
37 | Haemoglobinometer | C |  |  | 2011-09-21 | SOLOKRAFTS INDUSTRIES | SOLOKRAFTS INDUSTRIES | LAB | TNMSC | RCH-II/TNMSC/ENGG/4538/2010/06/10/2010 | 2011-09-21 | 2012-09-21 | 4300 | 0 | Working
38 | ECG Machine-Multichannel/Page Writer | B2 | CARDIO TOUCH 3000 | 12L0900061 | 2011-11-14 | J.K. | J.K.MEDICAL SYSTEMS | CASULTY | TNMSC | TNHSP/TNMSC/ENGG/AG21/2010 | 2011-11-14 | 2012-11-13 | 65736 | 4601.52 | Working
39 | Nebulizer baby | C | New life |  | 2012-02-03 | vishal | vishal hospital furniture | labour ward | OTHERS | TNHSP/TNMSC/ENGG/AG-73/2010dt 22/09/2011 | 2012-02-03 | 2013-01-02 | 2600 | 0 | Working
40 | ECG Machine-Multichannel/Page Writer | B2 | S.NO.C400111210 |  | 2011-10-10 | MITIE | MITIE ELETRONICS | POISON TREATMENT WARD | TNMSC | TNHSP/TNMSC/AG21/2010DT22/08/2011 | 2011-10-10 | 2012-10-09 | 40000 | 2800 | Working
41 | Binocular Mircroscope | B2 | BLS-118-ISI |  | 2011-03-30 | JUPITER | JUPITER MANUFACTURING | LAB | TNMSC | RCH-II/TNMSC/ENGG/7146/2010-2DT06/10/2010 | 2011-03-30 | 2012-03-29 | 13000 | 910 | Working
42 | Binocular Mircroscope | B2 |  |  | 2009-07-06 | SOLOKRAFTS | SOLOKRAFTS | LAB | TNHSP | TNHSP/TNMSC/ICB/P3E2/2009/28/01/2009 | 2009-07-06 | 2010-07-05 | 9393 | 0 | Not Working
43 | Laryngoscope(Paediatric) | C |  |  | 2012-06-23 | ASSOCIATED SURGICALS | ASSOCIATED SURGICALS | STORE | TNMSC | 208/VAT/12-13DT18/06/2012 | 2012-06-23 | 2013-06-22 | 1935 | 0 | Working
44 | Laryngoscope(Paediatric) | C | CULOLO |  | 2010-12-23 | SOUTH INDIA SURGICAL CO LTD | SOUTH INDIA SURGICAL CO LTD | CEMONC OT AE | TNMSC | RCH-IV/TNMSC/ENGG/4538120107DT6/10/2010 | 2010-12-23 | 2011-12-22 | 2400 | 0 | Not Working
45 | Ultrasound scanner system B and W | B2 | 600 A OF CHISON | 1112014 | 2013-03-31 | SURYA SURGICAL | SURYA SURGICAL | LABOUR | TNMSC | TNMSC/ENGG/2011/NO2684DT11.11.2011 | 2012-03-31 | 2013-03-30 | 286598 | 20061.86 | Working
46 | Laryngoscope(Adult) | C |  |  | 2011-01-24 | JUPITER | jupiter | AE CEMONC OT | TNMSC | RCH-II/TNMSC/ENGG/4538/2010DT26/10/2010 | 2011-01-24 | 2012-02-23 | 770 | 0 | Working
47 | Mannual Colposcope | C | ARI-11-ID |  | 2012-09-11 | SOUTH INDIA SURGICAL | SOUTH INDIA SURGICAL CO LTD | LABOUR WARD | TNMSC | TNHS/TNMSC/ENGG/AG30/2011 | 2012-09-11 | 2013-09-10 | 136500 | 9555 | Working
48 | Hot Air Oven/Hot Air Oven Digital/Digital Oven | C |  |  | 2009-07-06 | SOLOKRAFTS | SOLOKRAFTS | LAB | TNMSC | 55708/TNHSP/TNMSC/ICB/PSE2/09DT28/01/2008 | 2009-07-06 | 2010-07-05 | 11963 | 0 | Working
49 | Phototherapy Unit | C |  |  | 2007-02-15 | MADRAS SURGICAL | MADRAS SURGICAL | NEO NATAL WARD | TNMSC | TNHSP/TNMSC/ENGG/CE8/06DT25/10/06 | 2007-02-15 | 2008-02-14 | 20473 | 1433.11 | Working
50 | Silastic vacuum extractor | C |  |  | 2007-02-16 | MADRAS SURGICAL AND CHEMICALS | MADRAS SURGICAL | LABOUR WARD | TNMSC | TNHSP/TNMSC/ENGG/CE13/30/06/2006 | 2007-02-16 | 2008-02-15 | 4700 | 0 | Not Working
51 | Haemodialysis Machine | B1 | B.BRAUN DIALOG | 710510N~ 46241 | 2010-10-25 | B.BRAUN DIALOG | EXCEL CARE ENGINERING | DIALYSIS UNIT | OTHERS | roc no 204/2010/a5/bam/dt30/07/2010 | 2010-11-05 | 2011-10-24 | 1355769 | 94903.83 | Working
52 | Centrifuge | C |  |  | 2009-07-06 | SOLOKRAFTS | SOLOKRAFTS | LAB | TNMSC | 55708/TNMSC/TNHSP/ICB/P3E2/2009 | 2009-07-06 |  | 10823 | 0 | Working
53 | B.P.apparatus dial model | C |  |  | 2011-02-21 | SOUTH INDIA SURGICALS | SOUTH INDIA SURGICALS | O.P.DEPARTMENT | OTHERS | RCH-II/TNMSC/ENGG/7146/2011-12 | 2011-02-21 | 2012-02-20 | 295 | 0 | Not Working
54 | B.P.apparatus dial model | C | MICO |  | 2012-03-03 | VISHAL | VISHAL HOSPITAL FURNITURE | OP | TNMSC | TNMSC/TNHSP/ENGG/AG73C/2010/22/10/2011 | 2012-02-03 |  | 810 | 0 | Not Working
55 | B.P.apparatus dial model | C |  |  | 2012-03-27 | SABER VAL | SABER VAL SURGICALS | OP | OTHERS | 5314/2011-12 | 2012-03-27 |  | 1550 | 0 | Not Working
56 | Photo Calorie Meter - Analog / Digital | C |  |  | 2011-03-20 | JUPITER | JUPITER MANUFACTURING UNIT |  | TNMSC | RCH II/TNMSC/ENGG/4538/DT 08/10/2010 | 2011-03-20 | 2012-03-19 | 5300 | 0 | Not Working
57 | B.P.apparatus dial model | C |  |  | 2012-12-01 | MADUSUDHANAN | MADHUSUDHANAN | OP | TNMSC | TNHSP/TNMSC/A426/2011DT16/06/2012 | 2012-12-01 | 2013-12-01 | 1251 | 0 | Not Working
58 | Stethoscope | C |  |  | 2013-10-12 | SHANMUGA MEDICALS | SHANMUGA MEDICALS | NCD | OTHERS | 26 | 2013-10-12 | 2014-10-11 | 390 | 0 | Working
59 | Foetal Monitor | B | JPD100B | 8026100B02776 | 2013-11-12 | JUMPER MODEL | SABARI HEALTH CARE SYSTEMS | LABOUR | OTHERS | 185 | 2013-11-19 | 2013-11-11 | 4900 | 0 | Working
60 | Stethoscope | C | ST016 | ST 016 | 2013-11-19 | DIAMOND | SABARI HEALTH CARE SYSTEMS | NCD | OTHERS | 185 | 2013-11-19 | 2013-11-18 | 600 | 0 | Working
61 | B.P.apparatus dial model | C | TMB995A | 123 | 2013-11-19 | INFINITY MEDIQUIP | SABARI HEALTH CARE SYSTEMS | NCD | OTHERS | 185 | 2013-11-19 | 2013-11-18 | 2700 | 0 | Working
62 | Refrigerator | C | 14912GB | 134512712 | 2014-02-10 | VASANTH AND CO | WHIRL POOL | MAINSTORE LAB | OTHERS | 45 | 2014-02-14 | 2018-04-06 | 18340 | 1283.8 | Working
63 | Refrigerator | C | 14912GB | 134408904 | 2014-02-10 | VASANTH AND CO | WHIRL POOL | MAINSTORE LAB | OTHERS | 45 | 2014-02-14 | 2018-04-06 | 18340 | 1283.8 | Working
64 | Operation Theatre Light - Ceiling Mounted | B2 |  | 100033 | 2013-11-27 | PRANAV | PRANAV INSTRUMENTS | MAIN OT CEMONC OT | OTHERS | 115/a3/2013 | 2013-11-27 | 2014-11-26 | 95000 | 6650 | Working
65 | Operation Theatre Light - Ceiling Mounted | B2 |  | 100038 | 2013-11-27 | PRANAV | PRANAV INSTRUMENTS | MAIN OT CEMONC OT | OTHERS | 115/a3/2013 | 2013-11-27 | 2014-11-26 | 95000 | 6650 | Working
66 | Audiometer | C | PROTON-SX5 | 4124 | 2014-03-14 | ARPHI | ARPHI | E.N.T | OTHERS | 234539 | 2014-03-14 | 2015-03-13 | 64082 | 4485.74 | Working
67 | Pulse Oximeter | B2 | 9190 | M72014 M71739 | 2014-04-16 | MASSIMO | GRACE MFG AND TRADING CO DELHI | AE OT | TNMSC | RCH II/TNMSC/ENGG/E67/2014 | 2014-04-22 | 2019-04-21 | 68968 | 4827.76 | Working
68 | PH meter | C | RPA-1GRTIOANPN | 1099 | 2014-04-12 | RLT INSTRUMENTATION PVT LTD | RLT INSTRUMENTATION PVT LTD | LAB | TNMSC | TNHSP/TNMSC/AG87B/2013-14 | 2014-04-14 | 2014-04-11 | 57353 | 4014.71 | Working
69 | ECG Machine-Multichannel/Page Writer | B2 | 8108VIEW |  | 2014-04-03 | BPL | Medic-care Electronics | LABOUR AE | OTHERS | C.M.O.order | 2014-04-03 | 2015-04-02 | 62857 | 4399.99 | Working
70 | ECG machine ordinary | B2 | 6108T |  | 2014-04-03 | BPL | Medic-care electronics | AE | OTHERS |  | 2014-04-03 | 2015-04-02 | 28571 | 1999.97 | Working
71 | B.P.apparatus table model | C | FUTRA BP |  | 2014-04-03 | SABARI | SABARI HEALTH CARE SYSTEMS | ALL WARDS | OTHERS |  | 2014-04-03 | 2014-04-02 | 1000 | 0 | Working
72 | B.P.apparatus table model | C | FUTRA BP |  | 2014-04-03 | FUTRA | INFI | ALL WARDS | OTHERS |  | 2014-04-03 | 2015-04-02 | 1000 | 0 | Working
73 | O2 Cylinder- D type | C |  | 525526 | 2013-08-01 | MADRAS SURGICALS AND CHEMICALS | MADRAS SURGICALS AND CHEMICALS | AE LABOUR | TNMSC | 67950/PAND D III/I/12 | 2013-08-01 | 2014-07-31 | 9100 | 0 | Working
73 | O2 Cylinder- D type | C |  | 525533 | 2013-08-01 | MADRAS SURGICALS AND CHEMICALS | MADRAS SURGICALS AND CHEMICALS | AE LABOUR | TNMSC | 67950/PAND D III/I/12 | 2013-08-01 | 2014-07-31 | 9100 | 0 | Working
73 | O2 Cylinder- D type | C |  | 525531 | 2013-08-01 | MADRAS SURGICALS AND CHEMICALS | MADRAS SURGICALS AND CHEMICALS | AE LABOUR | TNMSC | 67950/PAND D III/I/12 | 2013-08-01 | 2014-07-31 | 9100 | 0 | Working
73 | O2 Cylinder- D type | C |  | 525534 | 2013-08-01 | MADRAS SURGICALS AND CHEMICALS | MADRAS SURGICALS AND CHEMICALS | AE LABOUR | TNMSC | 67950/PAND D III/I/12 | 2013-08-01 | 2014-07-31 | 9100 | 0 | Working
73 | O2 Cylinder- D type | C |  | 525518 | 2013-08-01 | MADRAS SURGICALS AND CHEMICALS | MADRAS SURGICALS AND CHEMICALS | AE LABOUR | TNMSC | 67950/PAND D III/I/12 | 2013-08-01 | 2014-07-31 | 9100 | 0 | Working
73 | O2 Cylinder- D type | C |  | 525516 | 2013-08-01 | MADRAS SURGICALS AND CHEMICALS | MADRAS SURGICALS AND CHEMICALS | AE LABOUR | TNMSC | 67950/PAND D III/I/12 | 2013-08-01 | 2014-07-31 | 9100 | 0 | Working
73 | O2 Cylinder- D type | C |  | 525528 | 2013-08-01 | MADRAS SURGICALS AND CHEMICALS | MADRAS SURGICALS AND CHEMICALS | AE LABOUR | TNMSC | 67950/PAND D III/I/12 | 2013-08-01 | 2014-07-31 | 9100 | 0 | Working
73 | O2 Cylinder- D type | C |  | 525515 | 2013-08-01 | MADRAS SURGICALS AND CHEMICALS | MADRAS SURGICALS AND CHEMICALS | AE LABOUR | TNMSC | 67950/PAND D III/I/12 | 2013-08-01 | 2014-07-31 | 9100 | 0 | Working
73 | O2 Cylinder- D type | C |  | 525519 | 2013-08-01 | MADRAS SURGICALS AND CHEMICALS | MADRAS SURGICALS AND CHEMICALS | AE LABOUR | TNMSC | 67950/PAND D III/I/12 | 2013-08-01 | 2014-07-31 | 9100 | 0 | Working
73 | O2 Cylinder- D type | C |  | 525509 | 2013-08-01 | MADRAS SURGICALS AND CHEMICALS | MADRAS SURGICALS AND CHEMICALS | AE LABOUR | TNMSC | 67950/PAND D III/I/12 | 2013-08-01 | 2014-07-31 | 9100 | 0 | Working
73 | O2 Cylinder- D type | C |  | 525521 | 2013-08-01 | MADRAS SURGICALS AND CHEMICALS | MADRAS SURGICALS AND CHEMICALS | AE LABOUR | TNMSC | 67950/PAND D III/I/12 | 2013-08-01 | 2014-07-31 | 9100 | 0 | Working
73 | O2 Cylinder- D type | C |  | 525524 | 2013-08-01 | MADRAS SURGICALS AND CHEMICALS | MADRAS SURGICALS AND CHEMICALS | AE LABOUR | TNMSC | 67950/PAND D III/I/12 | 2013-08-01 | 2014-07-31 | 9100 | 0 | Working
74 | Ceiling Suspended Shadowless Lamp | B2 | LED750/750 |  | 2014-06-02 | Shangai Medical Instruments | Staan biomed engineenimg pvt ltd Coimbatore | MOT | TNMSC | TNHSP/TNMSC/AG86B/2013 | 2014-06-11 | 2017-06-10 | 614685 | 43027.95 | Working
75 | Foetal Doppler | C | A100H | H11057355. H11060167~ 1058047 | 2014-08-08 | MEDI WAVES INC | MEDI WAVES INC | LABOUR WARD | TNMSC | 17420/TNMSC/ENGG/2014-1 | 2014-08-08 | 2015-08-07 | 4650 | 0 | Working
76 | Laryngoscope(Paediatric) | C | ASI MAKE |  | 2014-07-25 | ASSOCIATED SURGICALS | ASSOCIATED SURGICALS | NEW BORN | TNMSC | 10177-4/TNMSC/ENGG/2013-1 | 2014-07-25 | 2015-07-24 | 2060 | 0 | Working
77 | O2 Cylinder- D type | C | EVEREST KANTO CYLINDER LTD | B2B467B556~ 547 ~499~ 530~ 195~ 635~ 494~ 521~ 226~ 618~ 445, 523, 386, 310, 614, 378, 505, 622, 132, 336 | 2014-08-08 | SOLOKRAFTS | SOLOKRAFTS | ALL WARDS | TNMSC | 1909/TNMSC/ENGG/2013-14 | 2014-08-08 | 2014-08-07 | 9870 | 690.9 | Working
78 | Operation Table Hydraulic Major | B2 |  |  | 2014-09-11 | sanjivani hospital furniture | SANJIVANI HOSPITAL FURNITURE 2014-15 | mot | OTHERS |  | 2014-09-19 | 2015-09-10 | 43000 | 3010 | Working
79 | Operating table Orthopedic | B |  |  | 2014-09-11 | SANJIVANI HOSPITAL FURNITURE | SANJIVANI HOSPITAL FURNITURE 2014-15 | ORTHO OT | OTHERS |  | 2014-09-19 | 2014-09-18 | 68000 | 4760 | Working
80 | Suction Apparatus - Electrical | C |  |  | 2014-09-11 | SANJIVINE HOSPITAL | SANJIVINE HOSPITAL FURNITURE | MOT CEMONC OT AEOT | OTHERS |  | 2014-09-11 | 2015-09-10 | 33000 | 2310 | Working
81 | Anaesthesia Machine | B2 |  |  | 2014-09-11 | SHANJIVANI HOSPITAL FURNITURE | SHANJIVANI HOSPITAL FURNITURE | CEMONC OT MOT | OTHERS |  | 2014-09-19 | 2015-09-10 | 65250 | 4567.5 | Working
82 | Neonatal Ventilator | B2 | NEUMOVENT GRAPHNET NEO | 141240111082A1B | 2015-01-23 | TECME S.A ARGENTINA | SCHILLER HEALTH CARE INDIA PVT LTD | NICU | TNMSC | 10177/TNMSC/ENGG/2014-3 | 2015-01-23 | 2018-01-22 | 860000 | 60200 | Working
83 | Inverter | C |  | T106166355 | 2006-08-13 | NUMERIC POWER SYSTEMS | NUMERIC POWER SYSTEMS | Paediatric | TNMSC | TNHSP/TNMSC/ENGG/2006DT18/07/06 | 2006-08-13 | 2007-08-12 | 11370 | 795.9 | Working
84 | Inverter | C |  | T106166353 | 2006-08-13 | NUMERIC POWER SYSTEMS | NUMERIC POWER SYSTEMS | Paediatric | TNMSC | TNHSP/TNMSC/ENGG/2006DT18/07/06 | 2006-08-13 | 2007-08-12 | 11370 | 795.9 | Working
85 | Auto Clave HP Horizontal-RECTANGULAR | C |  | 57 | 2009-12-12 | SOLOKRAFTS | SOLOKRAFTS | Paediatric | DMS | RCH-II/TNMSC/ENGG/E18/2009DT08/06/2009 | 2009-12-12 |  | 137280 | 9609.6 | Working
86 | Bowl steriliser - Medium | C | [5 empty] | Paediatric | DMS |  |  |  | 0 | 0 | Working
88 | Diathermy Machine (Electric Cautery) | B | [5 empty] | Paediatric | DMS |  |  |  | 0 | 0 | Not Working
89 | Operation Table Hydraulic Major | B2 |  |  | 2007-03-22 | RELIANCE | RELIANCE INSTRUMENTS | Paediatric | DMS | RIC/045 | 2007-03-22 | 2010-03-21 | 33267 | 2328.69 | Working
90 | Suction Apparatus - Electrical | C | 74-23D |  | 2008-03-08 | VIN BIO TECH | VIN BIO TECH | Paediatric | DMS | TNHSP/TNMSC/P2018/01/20/11/2007 | 2008-03-08 | 2011-03-07 | 8296 | 0 | Not Working
91 | Boyles apparatus with out Circle Abosrber | B |  |  |  | IOL | IOL | MOT |  |  |  |  | 10692 | 748.44 | Working
93 | Magnavision Lamp | C | 8008 HARDIK MEDI TECH |  | 2011-03-30 | JUPITER MANUFACTRING WORKS COIMBATORE | JUPITER MANUFACRING WORKS COIMBATORE | LAB WARD | TNMSC | 04R/NRHM/TNMSC/ENGG/2011DT-12/02/2011 | 2011-03-30 | 2013-03-29 | 4400 | 0 | Working
94 | Pulse Oximeter with NIB.P | B2 | INNOVA 10 CIR | CIPL1302BJ70 | 2013-03-07 | CONCEPT INTEGRATIONS9 (i)PVT LTD | M/S CONCEPT INTEGRATIONS ( I) PVT. LTD~ SALUNKHE CRYSTAL~S. NO.1/8/1~ NDA-PASHHAN ROAD ~ BAWDHAN PUNE-411021~INDIA | cemonc ot | TNHSP | TNHSP/TNMSC/AG14/2012 DT21/11/2012 | 2013-03-07 | 2014-03-07 | 56000 | 3920 | Working
95 | Ultra Sonogram -POTABLE | B | 600A OF CHISON | 1112014 | 2012-03-31 | SURYA SURGICAL INDUSTRIES | SURYASURGICAL | LABOUR WARD | TNMSC | 2684/TNMSC/ENGG/2011 | 2012-03-31 | 2015-03-30 | 272950 | 19106.5 | Working
96 | Suction Apparatus - Electrical | C |  |  | 2012-04-07 | VISHAL HOSPITAL FURNITURTE MANUFACTURER PVT LTD | VISHAL HOSPITAL FURNITURTE MANUFACTURER PVT LTD | OPERATION THEATRE | TNMSC | RCH-II/TNMSC/ENGG/E46/2011-1 | 2012-04-07 | 2013-04-06 | 9600 | 0 | Working
97 | X-ray Machine 100 mA | B2 |  |  | 2012-04-16 | PHILIPS ELECTRONICS | PHILIPS ELECTRONICS | X/RAY UNIT | TNMSC | RCH/II/TNMSC/ENGG/E55/2011 | 2012-05-17 | 2013-03-05 | 153000 | 10710 | Working
98 | O2 Cylinder- D type | C |  | 525526~525533~525531~525534~525518~525516~525528~525515~525519~525509~525521,525524 | 2013-01-07 | MADRAS SURGICAL | MADRAS SURGICAL AND CHEMICALS CHENNAI | A.E WARD LABOUR WARD | TNHSP | 42458/S/p/1/2011 | 2013-01-07 |  | 9100 | 0 | Working
99 | Central Gas ( O2~ N2O~ Air~ Vacuum ) Plant | C |  |  | 2013-08-01 | MADRAS SURGICAL | madras surgical | AE LABOUR | TNHSP | 42458/S/P/1/2011 | 2013-08-01 |  | 1600758 | 112053.06 | Working
100 | Neonatal Ventilator | B2 | NEPAP | 1049~ 1050 | 2011-04-07 | PHOEMIX MEDICAL SYSTEMS | PHOEMIX MEDICAL SYSTEMS | NB WARD | TNMSC | RCH II/TNMSC/ENGG/E37/2010-5/30/07/2010 | 2011-04-07 | 2012-04-06 | 249999 | 17499.93 | Working
101 | Ultrasound scanner system B and W | B2 | LOGIQ C2 | 206497 | 2011-09-28 | WIPRO | WIPRO GE HEALTH CARE | LABOUR WARD | TNMSC | RCH-II/TNMSC/ENGG/E44/2010/DTD/DT05/07/2011 | 2011-09-28 | 2012-09-27 | 323800 | 22666 | Working
102 | Ultrasound scanner system B and W | B2 | LOGIQ-P3 | 55839WS5 | 2009-08-03 | WIPRO | WIPRO GE HEALTH CARE | LABOUR | TNMSC | TNHSP/TNMSC/ICB/P3E24/09/DT20/05/2009 | 2009-08-03 | 2009-08-02 | 674800 | 47236 | Working
103 | Cardiac Monitor | C | G3H | G3HKA0061~G3HKA0062 | 2013-11-13 | GENERAL MEDITECH | TRANS HEALTH CARE | ICU | TNMSC | TNHSP/TNMSC/AG73b(R)/2013 DT-25/09/2013 | 2013-11-13 | 2014-11-12 | 45000 | 3150 | Working
104 | Hematology analyser | B1 | XP100 Advance version of KX21 | A3092 | 2014-02-06 | TRANSASIA | TRANSASIA | LAB | TNMSC | 78217/S P/2013-5 | 2014-02-06 | 2017-02-05 | 385319 | 0 | Working
105 | Operation Table Hydraulic Major | B2 |  |  | 2007-12-22 | JUPITER | JUPITER | MOT | TNMSC |  | 2007-12-24 | 2008-12-21 | 53000 | 3710 | Working
106 | Suction Apparatus - Electrical | C |  |  | 2006-11-17 | JUPITER | JUPITER MANUFACTURING | Paediatric | DMS | TNHSP/ENGG/CUL/06/DT19/09/2006 | 2006-11-17 | 2009-11-16 | 17600 | 1232 | Working
107 | Pulse Oximeter | B |  |  |  |  | Slicon lab | MOT | TNHSP |  |  |  | 18500 | 1295 | Working
108 | Pulse Oximeter | B |  |  |  | Future plath | Future plath | MOT | TNHSP |  |  |  | 18500 | 1295 | Working
206 | Cardiac Monitor with defibrillator | C | TRIOVIT |  | 2007-02-06 | TRIVITRON CHENNAI | TRIVITRON CHENNAI | ICCU | TNHSP | TNHSP/TNMSC/2007 | 2007-02-06 | 2008-02-06 | 145880 | 10211.6 | working
110 | Weighing machine infant | C | scs- 2010 |  | 2012-06-04 | jupiter manufacturing works~ coimbatore | jupiter manufacturing works~ coimbatore | NEWBRONWARD | TNMSC | RCH-II / TNMSC/ENGG/E46/2011-1 DATED 29/04/2011 | 2012-08-08 | 2015-02-28 | 2583 | 0 | Working
111 | Magnavision Lamp | C | MEDITECH |  | 2009-10-14 | SABARVAL SURGICALS.CO | SABERVAL SURGICALS CO.(p) LTD COIMBATORE | EYE DEPT | TNMSC | 04/NRHM/HSP/2009-MV | 2009-10-14 | 2012-10-13 | 3640 | 0 | Working
112 | Defibrillator with Monitor | B2 |  | B12C-05555~B12C-05568~B12C05881 | 2012-08-11 | PHILIPS | PHILIPS | AE WD FEMALE WD~MALE WD | TNMSC | TNHSP/TNMSC/ICB/AG17/2012 | 2012-10-25 | 2013-10-24 | 176088 | 12326.16 | Working
113 | O2 Cylinder- B type | C |  | 19514~19532~19930 | 2008-10-20 | JUPITER MANUFACTURING WORKS | JUPITER MANUFACTURING WORKS | STORE | TNMSC | GP(42)523/P/07/ DT-28-10-2007 | 2008-10-20 | 2009-10-19 | 16037 | 1122.59 | Working
114 | O2 Cylinder- B type | C |  | 44606~44534 | 2011-05-26 | VISHAL HOSPITAL FURNITURE | VISHAL HOSPITAL FURNITURE | STORES | TNMSC | TNHSP/TNMSC/ENGG/AG734/2010 DT-07-04-2011 | 2011-05-26 | 2012-05-25 | 0 | 0 | Working
115 | O2 Cylinder- B type | C |  | 620813 | 2014-08-18 | MADRAS SURGICALS | MADRAS SURGICALS | ALL WARDS | TNMSC | 1909/TNMSC/ENGG/2013-2DT16/05/2014 | 2014-08-18 | 2015-08-17 | 86400 | 0 | Working
115 | O2 Cylinder- B type | C |  | 62114 | 2014-08-18 | MADRAS SURGICALS | MADRAS SURGICALS | ALL WARDS | TNMSC | 1909/TNMSC/ENGG/2013-2DT16/05/2014 | 2014-08-18 | 2015-08-17 | 86400 | 0 | Working
115 | O2 Cylinder- B type | C |  | 62141 | 2014-08-18 | MADRAS SURGICALS | MADRAS SURGICALS | ALL WARDS | TNMSC | 1909/TNMSC/ENGG/2013-2DT16/05/2014 | 2014-08-18 | 2015-08-17 | 86400 | 0 | Working
115 | O2 Cylinder- B type | C |  | 62079 | 2014-08-18 | MADRAS SURGICALS | MADRAS SURGICALS | ALL WARDS | TNMSC | 1909/TNMSC/ENGG/2013-2DT16/05/2014 | 2014-08-18 | 2015-08-17 | 86400 | 0 | Working
115 | O2 Cylinder- B type | C |  | 62061 | 2014-08-18 | MADRAS SURGICALS | MADRAS SURGICALS | ALL WARDS | TNMSC | 1909/TNMSC/ENGG/2013-2DT16/05/2014 | 2014-08-18 | 2015-08-17 | 86400 | 0 | Working
115 | O2 Cylinder- B type | C |  | 62132 | 2014-08-18 | MADRAS SURGICALS | MADRAS SURGICALS | ALL WARDS | TNMSC | 1909/TNMSC/ENGG/2013-2DT16/05/2014 | 2014-08-18 | 2015-08-17 | 86400 | 0 | Working
115 | O2 Cylinder- B type | C |  | 62100 | 2014-08-18 | MADRAS SURGICALS | MADRAS SURGICALS | ALL WARDS | TNMSC | 1909/TNMSC/ENGG/2013-2DT16/05/2014 | 2014-08-18 | 2015-08-17 | 86400 | 0 | Working
115 | O2 Cylinder- B type | C |  | 62004 | 2014-08-18 | MADRAS SURGICALS | MADRAS SURGICALS | ALL WARDS | TNMSC | 1909/TNMSC/ENGG/2013-2DT16/05/2014 | 2014-08-18 | 2015-08-17 | 86400 | 0 | Working
115 | O2 Cylinder- B type | C |  | 62139 | 2014-08-18 | MADRAS SURGICALS | MADRAS SURGICALS | ALL WARDS | TNMSC | 1909/TNMSC/ENGG/2013-2DT16/05/2014 | 2014-08-18 | 2015-08-17 | 86400 | 0 | Working
115 | O2 Cylinder- B type | C |  | 62058 | 2014-08-18 | MADRAS SURGICALS | MADRAS SURGICALS | ALL WARDS | TNMSC | 1909/TNMSC/ENGG/2013-2DT16/05/2014 | 2014-08-18 | 2015-08-17 | 86400 | 0 | Working
115 | O2 Cylinder- B type | C |  | 62010 | 2014-08-18 | MADRAS SURGICALS | MADRAS SURGICALS | ALL WARDS | TNMSC | 1909/TNMSC/ENGG/2013-2DT16/05/2014 | 2014-08-18 | 2015-08-17 | 86400 | 0 | Working
115 | O2 Cylinder- B type | C |  | 62129 | 2014-08-18 | MADRAS SURGICALS | MADRAS SURGICALS | ALL WARDS | TNMSC | 1909/TNMSC/ENGG/2013-2DT16/05/2014 | 2014-08-18 | 2015-08-17 | 86400 | 0 | Working
115 | O2 Cylinder- B type | C |  | 62025 | 2014-08-18 | MADRAS SURGICALS | MADRAS SURGICALS | ALL WARDS | TNMSC | 1909/TNMSC/ENGG/2013-2DT16/05/2014 | 2014-08-18 | 2015-08-17 | 86400 | 0 | Working
115 | O2 Cylinder- B type | C |  | 62052 | 2014-08-18 | MADRAS SURGICALS | MADRAS SURGICALS | ALL WARDS | TNMSC | 1909/TNMSC/ENGG/2013-2DT16/05/2014 | 2014-08-18 | 2015-08-17 | 86400 | 0 | Working
115 | O2 Cylinder- B type | C |  | 62069 | 2014-08-18 | MADRAS SURGICALS | MADRAS SURGICALS | ALL WARDS | TNMSC | 1909/TNMSC/ENGG/2013-2DT16/05/2014 | 2014-08-18 | 2015-08-17 | 86400 | 0 | Working
116 | CTG Monitor | B2 | CMS-2000.4 | 2602279 | 2008-07-01 | Biotech | MADRAS SURGICAL | LABUR WARD | TNMSC | TNHSP/TNMSC/ENGG/CE10/06 DT-03-11-2006 | 2007-02-02 |  | 7858 | 0 | Working
117 | Suction Apparatus - Electrical | C | Heavy duty cabinet type |  | 2009-04-06 | VISHAL | VISHAL | Paediatric | DMS | TNHSP/TNMSC/P3E8/2008/10/09/2008 | 2009-04-06 | 2012-04-05 | 15600 | 1092 | Working
[13 empty] | 12534025 | 739678.87

## Pannaikadu
DIRECTORATE OF MEDICAL AND RURAL HEALTH SERVICES
GOVERNMENT OF TAMIL NADU
REPORT : EQUIPMENT RECEIPT DETAILS REPORT-INSTITUTION WISE
PERIOD : 01/09/2005-01/03/2015
District : DINDUGAL
Institution : PANNAIKADU
S.No. | Equipment Name | Equipment Category | Equipment Model No | Equipment Serial No | Date of Receipt | Manufacturer Name | Supplier Name | Location of Equipment | Source of Supply | Purchase Order No | Date of Installation | Warranty Valid Upto | Cost of the item | AMC | Working Status
1 | Semi auto analyser | B2 | AT0460314RBK | AT0460314RBK | 2014-03-28 | ROBONIC INDIA PVT LTD~ NAVI~ MUMBAI - 400710. | ROBONIC INDIA PVT LTD~ NAVI~ MUMBAI - 400710. | STORES | RCH | 10072/TNMSC/ENGG/2013 | 2014-03-28 | 2017-03-27 | 48426 | 3389.82 | working
3 | Phototherapy Unit | C | [5 empty] | Paediatric | DMS |  |  |  | 12000 | 840 | working
4 | Radiant Warmer | C |  |  |  | Meditrin | Meditrin | Paediatric |  |  |  |  | 20500 | 1435 | working
5 | Electri centrifuger | C | [10 empty] | 4400 | 308 | working
6 | Laryngoscope(Adult) | C | [10 empty] | 0 | 0 | working
7 | Hot Air oven | C | [5 empty] | Paediatric |  |  |  |  | 11953 | 836.71 | working
8 | Ultra Sonogram -MOBILE | B | LOGICQ-P3 |  |  | Wipro Ge | Wipro Ge | opd | TNHSP |  |  |  | 674800 | 47236 | working
9 | Nebuliser Adult | C |  |  |  | Phoenix | Phoenix | Paediatric |  |  |  |  | 2565 | 179.55 | working
10 | Mono cular Microscope | C | [5 empty] | Paediatric |  |  |  |  | 0 | 0 | working
11 | Auto Clave HP Vertical (2 bin) | C | [5 empty] | Paediatric | DMS |  |  |  | 32000 | 2240 | working
12 | Auto Clave HP Vertical (2 bin) | C |  |  |  | BPL | BPL | Paediatric | DMS |  |  |  | 32000 | 2240 | working
13 | Diathermy Machine (Electric Cautery) | B | [5 empty] | Paediatric | DMS |  |  |  | 18000 | 1260 | working
14 | Electric Calorimeter | C | [10 empty] | 15000 | 1050 | working
16 | Suction Apparatus - Electrical | C | [5 empty] | Paediatric |  |  |  |  | 4400 | 308 | working
17 | VDRL Rotator / Mechanical Agitator | C | [5 empty] | Paediatric |  |  |  |  | 1500 | 105 | working
18 | B.P.apparatus stand model | C | [10 empty] | 1500 | 105 | working
19 | ECG machine | B | SE-300 |  |  | EDAN | Madras Surgical | [5 empty] | 45000 | 3150 | working
20 | ECG machine ordinary | B |  |  |  | Micro - R | Micro - R |  | DMS |  |  |  | 23850 | 1669.5 | working
21 | Semi auto analyser | B2 | PRIETEST TOUCH | AT1001013RBK | 2014-03-28 | ROBONIC INDIA PVT. LTD~ NAVI~ MUMBAI - 4700710. | ROBONIC INDIA PVT. LTD~ NAVI~ MUMBAI - 4700710. | LABORATORY | TNHSP | TNHSP/TNMSC/AG87h/2013 | 2014-03-28 | 2017-03-27 | 49356 | 3454.92 | working
22 | Boyles apparatus with out Circle Abosrber | B |  |  |  | Larsen toubro |  | OT | TNHSP |  |  |  | 98000 | 6860 | working
23 | Operation Table Hydraulic Major | B2 | [5 empty] | Paediatric |  |  |  |  | 33000 | 2310 | working
[13 empty] | 1128250 | 78977.5

## PV Patti
DIRECTORATE OF MEDICAL AND RURAL HEALTH SERVICES
GOVERNMENT OF TAMIL NADU
REPORT : EQUIPMENT RECEIPT DETAILS REPORT-INSTITUTION WISE
PERIOD : 01/09/2005-01/03/2015
District : DINDUGAL
Institution : PATTIVEERANPATTI
S.No. | Equipment Name | Equipment Category | Equipment Model No | Equipment Serial No | Date of Receipt | Manufacturer Name | Supplier Name | Location of Equipment | Source of Supply | Purchase Order No | Date of Installation | Warranty Valid Upto | Cost of the item | AMC | Working Status
1 | Magnavision Lamp | C | 8008 |  | 2013-03-31 | HARDIK MEDI TECH | JUPITER MANUFACTURING | LABOUR WARD | TNMSC |  |  |  | 3640 | 254.8 | working
2 | Magnavision Lamp | C | MEDITECH |  | 2010-10-14 | SABERWAL SURGICAL | SABERWAL SURGICAL | STORE | TNHSP |  |  |  | 4400 | 308 | working
3 | Semi auto analyser | B2 | PRIETEST TOUCH |  | 2014-03-29 | ROBONIK | ROBONIK PVT LTD | LAB | TNHSP |  |  | 2017-01-27 | 50343 | 3524.01 | working
4 | Weighing machine infant | C | [5 empty] | Labour ward |  |  |  |  | 598 | 41.86 | working
5 | Generator | C |  |  |  | Birla yamaha | Birla yamaha | Paediatric | DMS |  |  |  | 0 | 0 | condemed
6 | Glucometer | C | [5 empty] | Paediatric |  |  |  |  | 0 | 0 | working
7 | Ultra Sonogram -MOBILE | B |  |  |  | Fakuda denshi | Fakuda denshi | Paediatric | DMS |  |  |  | 318049 | 22263.43 | working | ww
8 | Boyles apparatus with out Circle Abosrber | B | [5 empty] | OT |  |  |  |  | 130000 | 9100 | working
9 | Electri centrifuger | C | [5 empty] | Paediatric |  |  |  |  | 5345 | 374.15 | working
10 | Mono cular Microscope | C | [5 empty] | Paediatric |  |  |  |  | 0 | 0 | working
11 | Auto Clave HP Vertical (2 bin) | C | [5 empty] | Paediatric | DMS |  |  |  | 33804 | 2366.28 | working
12 | Diathermy Machine (Electric Cautery) | B |  |  |  | MHS Medicare MX-250 | MHS Medicare MX-250 | Paediatric | DMS |  |  |  | 18000 | 1260 | working
13 | Operation Table Hydraulic Major | B2 | [5 empty] | Paediatric | DMS |  |  |  | 33000 | 2310 | working
14 | Electric Calorimeter | C | [5 empty] | Lab |  |  |  |  | 2392 | 167.44 | working
15 | Shadowless Lamp stand model | B | [5 empty] | Paediatric | DMS |  |  |  | 13300 | 931 | working
16 | Sterilizer Medium (Instrument) | C | [5 empty] | Paediatric |  |  |  |  | 1500 | 105 | working
17 | Suction Apparatus - Electrical | C | [5 empty] | Paediatric |  |  |  |  | 4400 | 308 | condemed
18 | Suction Apparatus - Electrical | C | [5 empty] | Paediatric | DMS |  |  |  | 4400 | 308 | working
19 | Alpha Bed with motor | C |  |  |  | Oasis series | Oasis series | Scan room | DMS |  |  |  | 0 | 0 | Transer To Dgl
20 | B.P.apparatus stand model | C | [5 empty] | Labour ward | [5 empty] | 0 | condemed
21 | Infusion pump | C |  |  |  | Akas | Akas |  | DMS |  |  |  | 25376 | 1776.32 | working
23 | Centrifuge | C | BDI 152 |  | 2012-02-16 | SOLOKRAFTS INDUSTRIES | SOLOKRAFTS INDUSTRIES | LAB | TNHSP | TNHSP/TNMSC/AG20E/2011 04 10 2011 |  |  | 5345 | 374.15 | working
24 | Mannual Colposcope | C | ARI I I -ID | R20130123 | 2013-04-02 | ARI TECHNOLGY GROUP LTD CHINA | SOUTH INDIA SURGICAL CO LTD | NCD ROOM | TNHSP | TNHSP/TNMSC/ENGG/AG3/2011 |  |  | 136500 | 9555 | working
25 | Water Bath/Ultrasonic Water Bath | C | SMI-143 |  | 2014-06-04 | JINDDL | S.M. SCIENTIFIC INSTRUMENTS PVT.LTD | MAIN STORE | TNMSC | TNHSP/TNMSC/AG87h( R ) 2014 DT 10/04/2014 |  |  | 8427 | 589.89 | working
26 | ECG Ordinary |  | Cardiart 6108 |  |  | BPL | BPL |  | DMS |  |  |  | 11100 | 777 | working
[13 empty] | 186748 | 56694.33

## Thandikudi
DIRECTORATE OF MEDICAL AND RURAL HEALTH SERVICES
GOVERNMENT OF TAMIL NADU
REPORT : EQUIPMENT RECEIPT DETAILS REPORT-INSTITUTION WISE
PERIOD : 01/09/2005-01/03/2015
District : DINDUGAL
Institution : THANDIKUDI
S.No. | Equipment Name | Equipment Category | Equipment Model No | Equipment Serial No | Date of Receipt | Manufacturer Name | Supplier Name | Location of Equipment | Source of Supply | Purchase Order No | Date of Installation | Warranty Valid Upto | Cost of the item | AMC | Working status
1 | Needle destroyer / Syringe Destroyer | C | Reprospark |  | 2008-07-26 |  | Glo Life care | Wards | TNHSP |  | 2008-07-26 | 2009-07-26 | 755 | 52.85 | working
2 | Ultra Sonogram -MOBILE | B | Fukuda |  | 1996-07-06 | Kody Elcot |  | Scan Room | Dms |  | 1996-07-06 |  | 688396 | 48187.72 | working
2 | Ultra Sonogram -MOBILE | B | Fukuda |  |  | Kody Elcot |  | Scan Room | Dms |  |  |  | 688396 | 48187.72 | working
3 | ECG machine ordinary | B | BPL 108T |  | 1998-09-18 | BPL |  | Ward | Dms |  | 1998-09-18 |  | 10400 | 728 | working
4 | Auto Clave HP Vertical (2 bin) | C | Solokrafts |  | 2009-08-08 | Solokrafts |  | Wards | TNHSP |  | 2009-08-08 | 2010-08-08 | 32000 | 2240 | working
5 | Needle destroyer / Syringe Destroyer | C | Reprospark |  | 2008-07-26 |  | Glo Life care | Wards | TNHSP |  | 2008-07-26 | 2009-07-26 | 755 | 52.85 | working
6 | Needle destroyer / Syringe Destroyer | C | Reprospark |  | 2008-07-26 |  | Glo Life care | Wards | TNHSP |  | 2008-07-26 | 2009-07-26 | 755 | 52.85 | working
7 | Needle destroyer / Syringe Destroyer | C | Reprospark |  | 2008-07-26 |  | Glo Life care | Wards | TNHSP |  | 2008-07-26 | 2009-07-26 | 755 | 52.85 | working
8 | Needle destroyer / Syringe Destroyer | C | Reprospark |  | 2008-07-26 |  | Glo Life care | Wards | TNHSP |  | 2008-07-26 | 2009-07-26 | 755 | 52.85 | working
9 | Needle destroyer / Syringe Destroyer | C | Reprospark |  | 2008-07-26 |  | Glo Life care | Wards | TNHSP |  | 2008-07-26 | 2009-07-26 | 755 | 52.85 | working
10 | B.P.apparatus table model | C | [10 empty] | 550 | 38.5 | working
11 | B.P.apparatus table model | C | [10 empty] | 550 | 38.5 | working
12 | Suction Apparatus - Electrical(Hivacuam) | B2 |  |  | 2008-03-05 | BIOTECH SYSTEM | BIOTECH SYSTEM CHENNAI | O T | TNHSP | TNHSP/TNMSC/P2E18/2007 30/10/2007 | 2008-03-05 |  | 4400 | 308 | working
13 | Infusion Pump/Infusion Syringe Pump/Insulin Syringe Pump | C |  |  | 2007-05-18 | AKAS MED | AKAS MED EQUIPMENTS CHENNAI |  | TNHSP | 103928/S AND P /1/06 DT 07/05/2007 |  |  | 24400 | 1708 | working
14 | Mannual Colposcope | C | ARI ID | 82 | 2013-03-10 | SOUTH INDIA | SOUTH INDIA SURGICAL CO.LTD | N C D | TNHSP | TNHSP/TNMSC /ENGEE/AG30/2011 | 2013-03-10 | 2014-10-31 | 136500 | 9555 | working
15 | Radiant Warmer | C | Nice neotech |  | 2008-10-24 | Neotech | Maras surgicals | Wards | TNHSP |  | 2008-10-24 | 2009-10-24 | 20500 | 1435 | working
16 | semi Autoanalyzer |  | pritest touch |  |  | Robonik | Robonik | [5 empty] | 59000 | 4130 | working
[13 empty] | 1669622 | 116873.54

## veasandur
DIRECTORATE OF MEDICAL AND RURAL HEALTH SERVICES
GOVERNMENT OF TAMIL NADU
REPORT : EQUIPMENT RECEIPT DETAILS REPORT-INSTITUTION WISE
PERIOD : 01/09/2005-01/03/2015
District : DINDUGAL
Institution : VEDASENDUR
S.No. | Equipment Name | Equipment Category | Equipment Model No | Equipment Serial No | Date of Receipt | Manufacturer Name | Supplier Name | Location of Equipment | Source of Supply | Purchase Order No | Date of Installation | Warranty Valid Upto | Cost of the item | AMC | Working Status
1 | Colpo Histromicroscope | B2 |  |  | 2012-07-21 | SOLOKRAFTSINDUSTRIES | SOLOKRAFTSINDUSTRIES | S/N.NCD | TNMSC | TNHSP/TNMSC/AG33/2011.03.02 | 2012-07-21 | 2013-09-21 | 3200 | 224 | WORKING
2 | Foetal Doppler | C |  |  |  | Neodop | Neodop | Paediatric |  |  |  |  | 0 | 0 | WORKING
3 | Phototherapy Unit | C |  |  |  | Meditrin | Meditrin | Paediatric | DMS |  |  |  | 12000 | 0 | WORKING
4 | Radiant Warmer | C |  |  |  | Phoenix | Phoenix | Paediatric | DMS |  |  |  | 18269 | 1278.83 | WORKING
5 | Weighing machine infant | C | [5 empty] | labour ward |  |  |  |  | 0 | 0 | WORKING
6 | Ultra Sonogram -MOBILE | B |  |  |  | Fakuda denshi | Fakuda denshi | Paediatric | DMS |  |  |  | 325000 | 0 | to be condemed
7 | IR Lamp | C |  |  |  | Murphy | Murphy | Paediatric |  |  |  |  | 0 | 0 | WORKING
8 | Boyles apparatus with out Circle Abosrber | B | [5 empty] | MOT |  |  |  |  | 98000 | 6860 | WORKING
9 | Nebuliser Adult | C | NEWLIFE | AG73e/2010 |  | Flowneb | Flowneb | Paediatric | TNMSC | TNMSC/TNHSP/AG73e/2010 |  |  | 2600 | 0 | WORKING
10 | Needle destroyer / Syringe Destroyer | C |  |  |  | Microsil | Microsil | Paediatric | DMS |  |  |  | 0 | 0 | WORKING
11 | Auto Clave HP Vertical (2 bin) | C | [5 empty] | Paediatric | DMS |  |  |  | 32000 | 2240 | WORKING
12 | Bowl steriliser - Medium | C | [5 empty] | Paediatric | DMS |  |  |  | 0 | 0 | CONDEM
13 | Shadowless Lamp stand model | B | [5 empty] | Paediatric |  |  |  |  | 13000 | 910 | CONDEM
14 | Sterilizer Medium (Instrument) | C | [5 empty] | Paediatric | DMS |  |  |  | 0 | 0 | WORKING
15 | Suction Apparatus - Electrical | C | [5 empty] | Paediatric |  |  |  |  | 4400 | 0 | WORKING
16 | Suction Apparatus - Electrical | C |  |  |  | Yuyu7E-23D | Yuyu7E-23D | Paediatric | TNHSP |  |  |  | 4400 | 0 | WORKING
17 | Pulse Oximeter | B |  | 11071160111 |  | Nonin | Nonin | MOT | DMS |  |  |  | 33750 | 2362.5 | WORKING
18 | ECG machine ordinary | B |  |  |  | marks | marks | ECG |  |  |  |  | 0 | 0 | WORKING
19 | ECG machine ordinary | B |  |  |  | BPL | BPL | ECG |  |  |  |  | 0 | 0 | WORKING
20 | ECG machine computerized | B | cardipi |  | 2012-03-13 | TRISMED | TNMSC | POISION CENTRE | TNMSC |  | 2011-12-12 | 2012-12-10 | 40000 | 2800 | WORKING
21 | ECG Machine-Multichannel/Page Writer | B2 |  |  | 2011-10-13 |  | MITIE | POISIONCENTRE | TNMSC |  | 2011-10-13 |  | 40000 | 2800 | WORKING
22 | Pulse Oximeter | B2 |  |  | 2014-03-13 | MASIMO CORPORATION 40~50AND60 PARKER LRVINE~CA 92618 | GRACEMFG.ANDTRADING CO. DELHI | OPERATION THEATOR AND PIOSON CENTER | TNMSC |  | 2014-04-19 | 2019-04-18 | 137936 | 0 | WORKING
23 | PH meter | C | RPA-1GRTIOANPN |  | 2014-04-11 | RLT INSTRUMENTATION PVT LTD | VAANSARI MARKETING SERVICES | LAB | TNMSC |  | 2014-06-17 |  | 59325 | 4152.75 | WORKING
24 | Semi auto analyser | B2 | PRIETEST TOUCH |  | 2014-03-08 | ROBONIK PVT LTD | ROBONIK | LAB | TNMSC |  | 2014-06-08 | 2017-03-08 | 48426 | 3389.82 | WORKING
25 | Electrolyte Analyser | B2 |  |  | 2014-03-21 | ROBONIK PVT LT | ROBONIK | LAB | TNMSC |  |  | 2015-03-21 | 20302 | 1421.14 | WORKING
26 | Multi Para Monitor | B2 | G3D |  | 2014-07-25 |  | TRANS HEALTH CARE INDIA PVT LMT | OPERASIOT THEATER | TNMSC | PO.REF.NO17240/TNMSC/BNGG20143 | 2014-07-25 | 2017-07-24 | 630000 | 0 | WORKING
27 | Baby Incubators | C |  |  |  | Neotech | Neotech | Paediatric | TNHSP |  |  |  | 47880 | 3351.6 | WORKING
28 | Operation Table Hydraulic Major | B2 | [5 empty] | Paediatric | DMS |  |  |  | 33000 | 2310 | WORKING
29 | Cardiac Monitor | C |  |  |  | EPT N - microron | EPT N - microron | labour ward | TNHSP |  |  |  | 27000 | 1890 | WORKING
30 | Defibrillator |  | LIFEPAK 20 | 39772876 | 2011-10-13 | Physio control Medtronic | TNMSC | Poision centre | TNMSC | tnhsp/tnmsc/engg/aG73b/2010 | 2011-10-13 | 2012-10-12 | 200000 | 14000 | WORKING
31 | ECG machine computerized | B |  |  | 2011-11-10 |  | JKMEEDICALSYSTEMSPVT.LTD | POISONCENTRE | TNMSC |  | 2011-11-10 | 2013-11-11 | 65000 | 4550 | WORKING
32 | B.P.apparatus stand model | C |  | 25 | 2012-10-06 |  | M/S.MADHUSUDHANAN | CASULTY | TNMSC |  | 2012-10-06 | 2015-02-13 | 1192 | 0 | WORKING
33 | Cardiac Monitor | C |  |  | 2011-10-13 | MITIE | MITIE | POISONCENTRE | TNMSC | TNHSP/TNMSC/ENGG/AG73b/2010 | 2011-10-13 |  | 600000 | 42000 | WORKING
35 | Pulse Oximeter | B2 | MD200A | 110711600111 | 2011-03-02 | TUV | TRANSHEALTHCAREINDIAPRIVATELIT | POISOINCENTRE | TNMSC | TNHSP/TNMSC/ENGG/AG734/2010 | 2011-03-02 | 2013-03-02 | 55800 | 3906 | WORKING
36 | Cardiac Output Monitor | B2 |  |  | 2011-11-10 | JKMEDICALSYSTEMPVT | JKMEDICALSYSTEM | POISONCENTER | TNMSC |  | 2011-11-10 | 2013-09-10 | 65000 | 4550 | WORKING
37 | Generator | C | KE15 |  | 2013-09-04 |  | BHALIIVARADHAELECTROMECKPVT.LTD.. | OT | TNMSC |  | 2013-09-04 |  | 340100 | 23807 | WORKING
38 | Ventilators (Adult) | B2 | LTV1000 | AG8791 | 2011-06-24 |  | TRANSHEALTHCAREINDIAPRIVATELMT | POISIONCENTRE | TNMSC |  | 2011-08-23 |  | 420300 | 29421 | WORKING
39 | O2 Cylinder- B type | C |  |  | 2011-05-26 |  | MITIELECTRONICSPVT.LIMT |  | TNMSC | TNHSP/TNMSC/ENGG/AG734/2010 |  |  | 4995 | 0 | WORKING
40 | Digital Fluroscopy / Angiography | A |  |  | 2011-10-13 | MITI | MITIE | POISONCENTRE | TNMSC |  | 2011-10-13 |  | 200000 | 14000 | WORKING
41 | Computer | C |  |  | 2011-03-03 | HCL | HCLINFOSYSTEMLTD |  | TNHSP |  |  |  | 520626 | 36443.82 | WORKING
42 | Colpo Histromicroscope | B2 |  |  | 2012-07-21 | solokraftriesindustries | solokraftsindustries | ncdstaff | TNMSC | TNHSP/TNMSC/AG33/2011/03/02 | 2012-07-21 | 2013-09-21 | 3020 | 0 | TO BE DELEATED
43 | Colpo Histromicroscope | B2 |  |  | 2011-04-29 | JMW | JUPITERMANUFACTURE | LABOURWARED | TNMSC |  | 2011-04-29 | 2013-09-30 | 4576 | 0 | TO BE DELEATED
44 | Colpo Histromicroscope | B2 |  |  | 2012-07-21 | SOLOKRKFTSINDUSTRIES | SOLOKRAFTSINDUSTRIES | NCDSTAFF | TNMSC | TNHSP/TNMSC/AG33/2011.03.02 | 2012-07-21 | 2013-08-24 | 940 | 0 | TO BE DELEATED
45 | Mannual Colposcope | C |  |  | 2012-09-06 | SOUTHINDIASURGICALCO.LTD | SOUTHINDIASURGICALCO.LTD |  | TNMSC | TNHSP/TNMSC/ENGG/AG30/2011 |  |  | 130000 | 9100 | WORKING
46 | Nebulizer baby | C |  |  | 2012-01-31 |  | M/S.VISHALHOSPITALFURNITRUE |  | TNMSC |  |  |  | 2600 | 0 | WORKING
47 | Stethoscope | C |  |  | 2012-01-31 |  | vishalhospitalfurnituremanufacturingpltd | s/nNCD | TNMSC |  | 2012-01-31 |  | 480 | 0 | WORKING
48 | B.P.apparatus stand model | C |  |  | 2012-01-31 |  | M/S.VISHALHOSPITALFURNITURE | CASULTY | TNMSC |  | 2012-01-31 |  | 2430 | 0 | WORKING
49 | Central monitoring station | B2 |  |  | 2012-02-07 | INCOFOM | THETAMILNADUINDUSTRIAL | POISIONCENTRE | TNMSC | TNHSP/TNMSC/ENGG/AG73C/2011-2DT239/2011 | 2012-02-07 | 2017-02-07 | 10168 | 0 | WORKING
50 | Stethoscope | C |  |  | 2012-01-31 |  | M/S.VISHALHOSPITALFURNITURE | OP | TNMSC |  | 2012-01-31 |  | 480 | 0 | WORKING
51 | Suction Apparatus - Foot operated | C |  |  | 2012-01-31 |  | M/S.VISHALHOSPITALFURNITURE | POISONCENTRE | TNMSC |  |  |  | 9840 | 0 | WORKING
52 | Nebuliser Adult | C |  |  | 2012-01-31 |  | M/S.VISHALHOSPITALFURNITURE | [5 empty] | 2600 | 0 | WORKING
53 | Cardiac Monitor | C |  |  | 2013-11-13 |  | M/S.Transhealthindiapvt.LTD | OT | TNMSC | TNHSP/TNMSC/AG738(R)2013 | 2013-11-13 | 2013-11-13 | 47250 | 3307.5 | WORKING
[13 empty] | 4317885 | 221075.96