## Abstract
Pudukkottai District- REPORT : EQUIPMENT RECEIPT DETAILS REPORT-INSTITUTION WISE
ABSTRACT
| S.No | Name of the GHs | Total Cost (in INR)
| 1 | GH.Hqrs Hospital | 23626279
| 2 | GH.Alangudi | 3229508
| 3 | GH.Annavasal | 2147631
| 4 | GH.Aranthangi | 9262696
| 5 | GH.Avudaiyarkoil | 1852545
| 6 | GH.Gandarvakottai | 3039663
| 7 | GH.ILLuppur | 2031999
| 8 | GH.Keeranur | 2454262
| 9 | GH.Manamelgudi | 2936538
| 10 | GH.Subramaniapuram | 1182161
| 11 | GH.Thirumayam | 3035554
| 12 | GH.Valayapatti | 2786373
|  | Grand Total | 57585209
|  | Cost for AMC (@7% ) | Rs. 40,30,964.63

## GH.Alangudi
DIRECTORATE OF MEDICAL AND RURAL HEALTH SERVICES
GOVERNMENT OF TAMIL NADU
REPORT : EQUIPMENT RECEIPT DETAILS REPORT-INSTITUTION WISE
District : PUDUKOTTAI
Institution : ALANGUDI
S.No. | Equipment Name | Category | Equipment Model No | Serial No | Date of Receipt | Supplier Name | Location of Equipment | Source of Supply | Purchase Order No | Date of Installation | Warranty Valid Upto | Cost of the item | Working Status
1 | Auto Clave HP Vertical (2 bin) | C | Jupiter |  | 2008-03-04 | Jupiter | OT | TNHSP | TNHSP/TNMSC/P2E11/07 Dt.26.11.2007 | 2008-03-04 | 2009-03-04 | 21500 | w
2 | Auto Clave HP Vertical (2 bin) | C | Jupiter |  | 2008-03-04 | Jupiter | OT | TNHSP | TNHSP/TNMSC/P2E11/07 Dt.26.11.2007 | 2008-03-04 | 2009-03-04 | 21500 | w
3 | Auto Clave HP Vertical (2 bin) | C | Jupiter |  | 2008-04-07 | Jupiter | OP | TNHSP | TNHSP/TNMSC/P2E11/07 Dt.28.11.2007 | 2008-04-07 | 2009-04-07 | 32000 | w
4 | Auto Clave HP Vertical (2 bin) | C | Solokrafts |  | 2009-03-03 | Solokrafts | Store | DMS | 51190/S&P/1/08 Dt.10.11.2008 | 2009-03-03 | 2010-03-03 | 18500 | w
5 | Auto Clave HP Vertical (2 bin) | C | Vishal Hospital Surgical |  | 2009-04-06 | Vishal Hospital Surgical | Store | DMS |  | 2009-04-06 | 2010-04-06 | 16300 | w
6 | Baby Incubators | C | Nice Neotech |  | 2006-09-01 | Madras Surgicals | PN andamp; PS Ward | TNHSP | TNHSP/TNMSC/E7/2005 Dated-21/11/2005 | 2006-09-01 | 2007-09-01 | 69900 | w
7 | Baby Incubators | C | Nice Neotech |  | 2007-12-17 | Madras Surgicals | PN andamp; PS Ward | TNHSP | TNHSP/TNMSC/P2E3/7 Dated-11/09/2007 | 2007-12-17 | 2008-12-16 | 47930 | w
8 | Baby Incubators | C | Nice Neotech |  | 2007-12-17 | Madras Surgicals | PN andamp; PS Ward | TNHSP | TNHSP/TNMSC/P2E3/7 Dated-11/09/2007 | 2007-12-17 | 2008-12-16 | 47930 | w
9 | Binocular Mircroscope | B2 | BDI-13A | 22786 | 2014-01-27 | SOLOKRAFTS INDUSTRIES | LAB | TNHSP | TNHSP/TNMSC/AG87C/2013 | 2014-01-27 | 2015-01-26 | 18600 | w
10 | Binocular Mircroscope | B2 | BDI-13A | 22958 | 2014-01-27 | SOLOKROFT | LAB | TNMSC | TNHSP/TNMSC/AG/87C/2013 | 2014-01-27 | 2015-01-26 | 18600 | w
11 | Boyles apparatus with out Circle Abosrber | B | IOL |  | 1996-03-26 | IOL | OT | IPPV | 40/S1(I)/ICBI/95 Dt.29.12.1995 | 1996-03-26 | 1997-03-26 | 170147 | w
12 | Cardiac Monitor | C | Micromon NXT |  | 2006-07-19 | L&T | OT | TNHSP | TNHSP/TNMSC/ENGG/E4/2006 Dt.28.06.2006 | 2006-07-19 | 2007-07-19 | 32426 | w
13 | Cardiac Monitor | C | Orbit |  | 2008-01-10 | L&T | OT | TNHSP | TNHSP/TNMSC/P2E9/07 Dt.11.09.2007 | 2008-01-10 | 2009-01-09 | 27810 | w
14 | Cryo Surgery/Cryocautery Unit | B2 |  |  | 2012-07-01 | Solokraft Industries | NCD Room | TNHSP | TNHSP/TNMSC/AG30A/2011 Date-14/10/2011 | 2012-07-01 | 2013-06-30 | 24331 | w
15 | Diathermy Machine (Electric Cautery) | B | MHS Meedicare-Mx250 |  | 2007-07-18 | Jupiter | OT | DMS | 35047/SP/2007 Dated-23/04/2007 | 2007-07-18 | 2008-07-17 | 18000 | w
16 | ECG machine computerized | B | EDAN - SE 300 | SE300B5A0207C2612 | 2008-03-08 | Madras Surgicals | General Ward | TNHSP | TNHSP/TNMSC/P2E12 Dated-28/11/2007 | 2008-03-08 | 2009-03-08 | 47580 | w
17 | ECG machine computerized | B | Edan SE3 |  | 2011-10-20 | Madras Surgicals | OP | TNHSP | TNHSP/TNMSC/Engg/AG27/11 Date-26/09/2011 | 2011-10-20 | 2012-10-19 | 38469 | w
18 | ECG machine ordinary | B | BPL-108T-Digi |  | 2007-11-27 |  | X-Ray | MLA Fund |  | 2007-11-27 | 2008-11-26 | 22000 | w
19 | Electric Calorimeter | C | Prietest Easy Lab | PEL0431213RBK | 2014-03-19 | ROBONIC INDIA | lAB | TNMSC | TNHSP/TNMSC/AG87B/2013-2 | 2014-03-19 |  | 20302 | w
20 | Infusion pump | C | AKAS-infu300 | 309070697 | 2007-12-29 | AKAS | OT | DMS | 103928/S&P/1/06 Dt.07.03.2007 | 2007-12-29 | 2008-12-28 | 25376 | w
21 | Laproscope Double Puncture | C | Karlstorz |  | 2006-12-28 | Vishal Surgical | OT | DMS |  | 2006-12-28 | 2007-12-28 | 226000 | w
22 | Laproscope Single Puncture | C |  |  | 2008-07-11 |  | OT | DD - FW |  | 2008-07-11 | 2009-07-11 | 180000 | w
23 | Mannual Colposcope | C | ARI II-ID |  | 2012-09-07 | SOUTHINDIANSURGICALS | NCD | TNHSP | TNHSP/TNMSC/ENGG/AG30/2011 Dt.21.04.2012 | 2012-09-07 | 2014-08-31 | 136500 | w
24 | Multi Para Monitor | B2 | G3D | G3EL60221 | 2014-07-17 | TRANSHEALTHCARE | OT | TNMSC | 17240/TNMSC/ENGG/2014-3 | 2014-07-17 | 2017-07-16 | 60000 | w
25 | Operation Table Hydraulic Major | B2 | Gesco |  | 1996-12-20 |  | OT | DMS |  | 1996-12-20 | 1997-12-20 | 22750 | w
26 | Operation Table Hydraulic Major | B2 | Gesco |  | 2003-09-16 |  | OT | DFMO |  | 2003-09-16 | 2004-09-15 | 23660 | w
27 | Operation Table Hydraulic Major | B2 | Vibash |  | 2006-12-18 | Vibash | OT | TNHSP |  | 2006-12-18 | 2007-12-18 | 56500 | w
28 | Operation Table Hydraulic Major | B2 | Vibash |  | 2008-12-23 | Vibash | Store | DMS |  | 2008-12-23 | 2009-12-23 | 179500 | w
29 | PH meter | C | RPA-1GRTIOANPN | SN1154 | 2014-06-13 | RLTINSTRUMENTATION | LAB | TNHSP | TNHSP/TNMSC/AG87B/2013-1 |  | 2019-06-12 | 57353 | w
30 | Phototherapy Unit | C | Nice Neotech |  | 2007-12-17 | Madras Surgicals | PN andamp; PS Ward | TNHSP | TNHSP/TNMSC/P2E10/07 Dated-19/09/2010 | 2007-12-17 | 2008-12-16 | 10260 | w
31 | Pulse Oximeter | B2 | RAD-8 | M73850 | 2014-07-17 | Grace Mfg and Trading Co | OT | TNMSC | RCH-II/TNMSC/ENGG/E67/2014 Dt.05.03.14 | 2014-07-17 | 2019-07-16 | 68968 | w
32 | Pulse Oximeter | B2 | RAD-8 | M73852 | 2014-07-17 | Grace Mfd and Trading Co | NBSU | TNMSC | RCH-II/TNMSC/ENGG/E67/2014 Dt.05.03.14 | 2014-07-17 | 2019-07-16 | 68968 | w
33 | Pulse Oximeter | B | Stellar P | S06P23900 | 2008-01-10 | L&T | PN andamp; PS Ward | TNHSP | TNHSP/TNMSC/P2E8/07 Dt.11.09.2007 | 2008-01-10 | 2009-01-09 | 34762 | w
34 | Radiant Warmer | C | Nice Neotech |  | 2006-09-01 | Madras Surgicals | PN andamp; PS Ward | TNHSP | TNHSP/TNMSC/E7/2005 Dated-21/11/2005 | 2006-09-01 | 2007-09-01 | 19680 | w
35 | Radiant Warmer | C | Nice Neotech |  | 2007-12-17 | Madras Surgicals | PN andamp; PS Ward | TNHSP | TNHSP/TNMSC/P2E10/07 Dated-19/09/2007 | 2007-12-17 | 2008-12-16 | 17680 | w
36 | Rotor / Shaker | C | BDI-149 |  | 2014-10-25 | Solokraft Industries | Lab | TNHSP | TNHSP/TNMSC/AG87F(R)2014-2 Dr.19.05.2014 | 2014-10-25 | 2015-10-24 | 33810 | w
37 | Semi auto analyser | B2 | Erba-Chem5+ |  | 2004-01-09 | Trans Asia | Lab | DMS | 64109/Sandamp;P/1/2003 Dated-8/12/2003 | 2004-01-09 | 2005-01-08 | 145600 | w
38 | Semi auto analyser | B2 | Robonik-Prietest Touch |  | 2007-11-01 | Shaun Bio Tech | Lab | TNHSP | TNHSP/TNMSC/P2E4/2007 Dated-19/10/2007 | 2007-11-01 | 2008-10-31 | 69422 | w
39 | Shadowless Lamp stand model | B | Jupiter |  | 2008-03-19 | Jupiter | OT | TNHSP | TNHSP/TNMSC/P2EM/07 Dt.30.10.2007 | 2008-03-19 | 2009-03-19 | 13200 | w
40 | Shadowless Lamp stand model | B | Jupiter |  | 2008-03-19 | Jupiter | OT | TNHSP | TNHSP/TNMSC/P2EM/07 Dt.30.10.2007 | 2008-03-19 | 2009-03-19 | 13200 | w
41 | Shadowless Lamp stand model | B | Jupiter |  | 2008-03-19 | Jupiter | OT | TNHSP | TNHSP/TNMSC/P2EM/07 Dt.30.10.2007 | 2008-03-19 | 2009-03-19 | 13200 | w
42 | Shadowless Lamp stand model | B | Jupiter |  | 2008-03-19 | Jupiter | OT | TNHSP | TNHSP/TNMSC/P2EM/07 Dt.30.10.2007 | 2008-03-19 | 2009-03-19 | 13200 | w
43 | Shadowless Lamp stand model | B | Jupiter |  | 2008-03-19 | Jupiter | OT | TNHSP | TNHSP/TNMSC/P2EM/07 Dt.30.10.2007 | 2008-03-19 | 2009-03-19 | 13200 | w
44 | Shadowless Lamp stand model | B | Jupiter |  | 2009-03-16 | Jupiter | Store | DMS | 47975/S&P/1/08 Dt.04.02.2008 | 2009-03-16 | 2010-03-16 | 40000 | w
45 | Suction Apparatus - Electrical | C | Vin Bio Tech |  | 2008-02-15 |  | OT | TNHSP | TNHSP/TNMSC/P&E/8/07 Dt.30.10.2007 | 2008-02-15 | 2009-02-14 | 4313 | w
46 | Suction Apparatus - Electrical | C | Vin Bio Tech |  | 2008-02-15 | Vin Bio tech | New Wrad | TNHSP | TNHSP/TNMSC/P&E/8/07 Dt.30.10.2007 | 2008-02-15 | 2009-02-14 | 4313 | w
47 | Suction Apparatus - Electrical | C | Vin Bio Tech |  | 2008-02-15 | Vin Bio tech | New Wrad | TNHSP | TNHSP/TNMSC/P&E/8/07 Dt.30.10.2007 | 2008-02-15 | 2009-02-14 | 4313 | w
48 | Suction Apparatus - Electrical | C | Vin Bio Tech |  | 2008-02-15 | Vin Bio tech | PN and PS Ward | TNHSP | TNHSP/TNMSC/P&E/8/07 Dt.30.10.2007 | 2008-02-15 | 2009-02-14 | 4313 | w
49 | Suction Apparatus - Electrical | C | Vin Bio Tech |  | 2008-02-15 | Vin Bio tech | PN and PS Ward | TNHSP | TNHSP/TNMSC/P&E/8/07 Dt.30.10.2007 | 2008-02-15 | 2009-02-14 | 4313 | w
50 | Suction Apparatus - Electrical | C | Vin Bio Tech |  | 2008-02-15 | Vin Bio tech | PN and PS Ward | TNHSP | TNHSP/TNMSC/P&E/8/07 Dt.30.10.2007 | 2008-02-15 | 2009-02-14 | 4313 | w
51 | Suction Apparatus - Electrical | C | Vin Bio Tech |  | 2008-02-15 | Vin Bio tech | PN and PS Ward | TNHSP | TNHSP/TNMSC/P&E/8/07 Dt.30.10.2007 | 2008-02-15 | 2009-02-14 | 4313 | w
52 | Suction Apparatus - Electrical | C | Vin Bio Tech |  | 2008-02-15 | Vin Bio tech | OT | TNHSP | TNHSP/TNMSC/P&E/8/07 Dt.30.10.2007 | 2008-02-15 | 2009-02-14 | 4313 | w
53 | Suction Apparatus - Electrical | C | Vin Bio Tech |  | 2008-02-15 | Vin Bio tech | OT | DMS | 47975/S&P/1/08 Dt.04.02.2009 | 2008-02-15 | 2009-02-14 | 5500 | w
54 | Suction Apparatus - Electrical | C | Vishal Hospital Surgical |  | 2009-04-06 | Vishal Hospital Surgical | Store | DMS |  | 2009-04-06 | 2010-04-06 | 4410 | w
55 | Ultra Sonogram -MOBILE | B | Wipro GE / Logiq P3 | 56551WS5 | 2009-08-21 | Wipro GE | SCANROOM | TNHSP |  | 2009-08-21 | 2010-08-21 | 674800 | w
56 | X-ray Machine 100 mA | B | GE-Stallion100 |  | 1986-09-01 |  | X-Ray | DMS | MASO723 | 1986-09-01 | 1987-09-01 | 173680 | w
57 | X-ray Machine 60 mA(Mobile) | B | Meditronics / Mobilex 60mA |  | 2008-03-28 | Meditronics | X-Ray | Hqr-Pudukottai |  | 2008-03-28 | 2009-03-28 | 80000 | w
[11 empty] | Total | 3229508

## GH.Annavasal
DIRECTORATE OF MEDICAL AND RURAL HEALTH SERVICES
GOVERNMENT OF TAMIL NADU
REPORT : EQUIPMENT RECEIPT DETAILS REPORT-INSTITUTION WISE
District : PUDUKOTTAI
Institution : ANNAVASAL
S.No. | Equipment Name | Category | Equipment Model No | Equipment Serial No | Date of Receipt | Supplier Name | Location of Equipment | Source of Supply | Purchase Order No | Date of Installation | Warranty Valid Upto | Cost of the item | Working Status
1 | Auto Clave HP Vertical (2 bin) | C |  |  | 2008-06-20 | Jupiter | OT | TNHSP | TNHSP/TNMSC/P2E11/2007 Dt.28.11.2007 | 2008-06-20 | 2009-06-19 | 32000 | W
2 | Auto Clave HP Vertical (2 bin) | C | Solokrafts |  | 2009-03-02 | Solokrafts | Store | DMS | 51190/S&P/1/2008 Dt.10.11.2009 | 2009-03-02 | 2010-03-02 | 18500 | W
3 | Autoclave vertical single bin | C | Jupiter |  | 2006-10-06 | Jupiter | OT | TNHSP | TNHSP/TNMSC/ENGG/E10/2006 Dt.26.06.2006 | 2006-10-06 | 2007-10-06 | 17200 | W
4 | Autoclave vertical single bin | C | Jupiter |  | 2008-03-04 | Jupiter | Store | TNHSP |  | 2008-03-04 | 2009-03-04 | 21840 | W
5 | Autoclave vertical single bin | C | Jupiter |  | 2008-03-04 | Jupiter | Store | TNHSP | TNHSP/TNMSC/P2E11/2007 Dt.28.11.2007 | 2008-03-04 | 2009-03-04 | 21840 | W
6 | Autoclave vertical single bin | C | Vishal Hospital |  | 2009-04-04 | Vishal Hospital | Store | DMS | 51190/S&P/1/2008 Dt.10.11.2008 | 2009-04-04 | 2010-04-04 | 16300 | W
7 | Baby Incubators | C | Nice - 3010R |  | 2007-12-18 | Madras Surgicals | Labour ward | TNHSP | TNHSP/TNMSC/P2E3/2007 Dt.11.09.2007 | 2008-09-24 | 2008-12-17 | 47880 | W
8 | Binocular Mircroscope | B2 | BDI-13A |  | 2014-01-18 | Solokraft Industries | Lab | TNHSP | TNHSP/TNMSC/AG87C/2013 Dt.22.10.2013 | 2014-01-18 | 2015-01-17 | 18600 | W
9 | Boyles apparatus with Circle Abosrber | B2 | 12153/CP.2/99 |  | 2004-08-14 | JDHS.PDKT | OT | DMS |  | 2004-08-14 | 2005-08-13 | 130000 | W
10 | Cardiac Monitor | C | Micromon NXT |  | 2008-01-11 | L&T | OT | TNHSP | TNHSP/TNMSC/P2E9/2007 Dt.11.09.2007 | 2008-03-19 | 2009-01-10 | 27810 | W
11 | Cryotheraphy | C |  |  | 2012-06-28 | Solokraft Industries |  | TNHSP | TNHSP/TNMSC/AG30A/2011 Dt.14.10.2011 | 2012-06-28 | 2013-06-27 | 23172 | W
12 | Dental Chair(Electric/Hydraulic/Manual) | B2 |  |  | 2010-04-06 | TNMSC LTD | DENTALROOM-MALE-OP | TNMSC |  | 2010-04-06 | 2011-04-05 | 113369 | W
13 | Dental X-Ray | B2 |  |  | 2010-04-06 | TNMSC LTD | DENTALROOM-MALE-OP | TNMSC |  |  |  | 71917 | W
14 | Diathermy Machine (Electric Cautery) | B | MHS Medicare-Mx250 |  | 2007-07-19 | Jupiter |  | DMS | 35047/S&P/1/2007 Dt.23.04.2007 | 2007-07-19 | 2008-07-18 | 18000 | W
15 | ECG machine computerized | B | EDAN - SE 300 | SE300B5A0207C2598 | 2008-03-06 | Madras Surgicals | ECG ROOM | TNHSP | TNHSP/TNMSC/P and E12/2007-2 Dt.28.11.207 | 2008-03-19 | 2009-03-06 | 45750 | W
16 | ECG machine ordinary | B | BPL-108T |  | 1999-02-03 |  | X-Ray room | JDHS - PKT |  | 1999-02-03 | 2000-02-03 | 12151 | W
17 | Electric Calorimeter | C | Prietest Easy Lab |  | 2014-03-21 | Robonik India | Lab | TNHSP | TNHSP/TNMSC/AG876/2013-2 Dt.28.11.2013 | 2014-03-21 | 2015-03-20 | 20302 | W
18 | Infusion pump | C | AKAS - infu 300 | E09070698 | 2007-09-29 | AKAS - infu 300 | OT | DMS | 103928/S&P/1/2006 Dt.07.03.07 | 2008-03-19 | 2008-09-28 | 25376 | W
19 | Laproscope Single Puncture | C |  |  | 2003-08-13 |  | OT | DD - FW | 527/2003/JAST | 2003-08-13 | 2004-08-12 | 180000 | W
20 | Mannual Colposcope | C | ARI.11-1D |  | 2013-02-26 | SURGICAL | NCD.ROOM | TNHSP | TNHSP/TNMSC/ENGG/AG30/2011 Dt.21.04.2012 | 2013-02-26 | 2014-02-25 | 130000 | W
21 | Operation Table Hydraulic Major | B2 |  |  | 2007-12-08 | Jupiter | OT | TNHSP | TNHSP/TNMSC/P2E6/2007DT.11/09/2007 | 2008-09-24 | 2008-12-07 | 55120 | W
22 | Operation Table Hydraulic Major | B2 |  |  | 2007-12-08 | Jupiter | OT | TNHSP | TNHSP/TNMSC/P2E6/2007DT.11/09/2007 | 2008-09-24 | 2008-12-07 | 55120 | W
23 | Operation Table Hydraulic Major | B2 | VIBASH |  | 2008-01-13 | VIBASHCOIAMBATORE | COLPOSCOPYROOM | DMS | 51190/Sandamp;P/1/2008-09DT.10/11/2008 | 2007-12-08 | 2008-12-07 | 157950 | W
24 | Operation table Hydraulic Minor | B2 | Vibash |  | 2006-08-23 | COIAMBATORE | OT | TNHSP | TNHSP/TNMSC/ENGG/2005/E11.DT.23/05/2006 | 2008-09-24 | 2007-08-23 | 32000 | W
25 | PH meter | C | RPA-1GTIOANPN |  | 2014-04-11 | RLT Instrumentation Pvt Ltd | Lab | TNHSP | TNHSp/TNMSC/AG87B/2013-14 Dt.24.03.2014 | 2014-04-11 | 2015-04-10 | 57353 | W
26 | Phototherapy Unit | C | Nice - 4000CFL |  | 2006-08-08 | Madras Surgicals | Labour Ward | TNHSP |  | 2008-09-24 | 2007-08-08 | 9900 | W
27 | Phototherapy Unit | C | Nice - 4000CFL |  | 2007-12-18 | Madras Surgicals | Labour ward | TNHSP |  | 2009-03-07 | 2008-12-17 | 10260 | W
28 | Radiant Warmer | C | Nice - 2007S |  | 2007-12-18 | Madras Surgicals | Labour Ward | TNHSP | TNHSP/TNMSC/P2E10/2007 Dt.19.09.2007 | 2008-09-24 | 2008-12-17 | 17680 | W
29 | Semi auto analyser | B2 | Robonik-Prietest |  | 2007-10-16 | Shaun Bio Tech | NCD Lab | TNHSP | TNHSP/TNMSC/P2E4/2007 Dt.19.09.2007 | 2009-09-14 | 2008-10-15 | 67400 | W
30 | Shadowless Lamp stand model | B | Hospitech - Jupiter |  | 2008-03-17 | Jupiter | Labour Room | TNHSP | TNHSP/TNMSC/P2E17/2007 Dt.30.10.2007 | 2008-03-17 | 2009-03-17 | 13749 | W
31 | Shadowless Lamp stand model | B | Hospitech - Jupiter |  | 2008-03-17 | Jupiter | Store | TNHSP | TNHSP/TNMSC/P2E17/2007 Dt.30.10.2007 | 2008-03-17 | 2009-03-17 | 13749 | W
32 | Shadowless Lamp stand model | B | Hospitech - Jupiter |  | 2008-03-17 | Jupiter | Store | TNHSP | TNHSP/TNMSC/P2E17/2007 Dt.30.10.2007 | 2008-03-17 | 2009-03-17 | 13749 | W
33 | Shadowless Lamp stand model | B | Hospitech - Jupiter |  | 2008-03-17 | Jupiter | Store | TNHSP | TNHSP/TNMSC/P2E17/2007 Dt.30.10.2007 | 2008-03-17 | 2009-03-17 | 13749 | W
34 | Shadowless Lamp stand model | B | Hospitech - Jupiter |  | 2009-03-14 | Jupiter |  | DMS | 47975/S&P/1/2008 Dt.04.02.2009 | 2009-03-14 | 2010-03-13 | 40000 | W
35 | Shadowless Lamp stand model | B | Hospitech - Jupiter |  | 2009-03-14 | Jupiter |  | DMS | 47975/S&P/1/2008 Dt.04.02.2009 | 2009-03-14 | 2010-03-13 | 26000 | W
36 | Suction Apparatus - Electrical | C | Jupiter |  | 2009-03-14 | Jupiter | Store | DMS | 479715/S&P/1/2008 Dt.04.02.2009 | 2009-03-14 | 2010-03-13 | 5500 | W
37 | Suction Apparatus - Electrical | C | Vishal Hospital |  | 2009-04-04 | Vishal Hospital | Store | DMS | 51190/S&P/1/2005-2 Dt.10.11.2008 | 2009-04-04 | 2010-04-03 | 4410 | W
38 | Suction Apparatus - Electrical | C | Vin Bio Tech |  | 2008-02-20 | Vin Bio tech | Ward | TNHSP |  | 2008-02-20 | 2009-02-19 | 4148 | W
39 | Suction Apparatus - Electrical | C | Vin Bio Tech |  | 2008-02-20 | Vin Bio tech | Store | TNHSP |  | 2008-02-20 | 2009-02-19 | 4148 | W
40 | Suction Apparatus - Electrical | C | Vin Bio Tech |  | 2008-02-20 | Vin Bio tech | Store | TNHSP |  | 2008-02-20 | 2009-02-19 | 4148 | W
41 | Suction Apparatus - Electrical | C | Vin Bio Tech |  | 2008-02-20 | Vin Bio tech | Store | TNHSP |  | 2008-02-20 | 2009-02-19 | 4148 | W
42 | Suction Apparatus - Electrical | C | Vin Bio Tech |  | 2008-02-20 | Vin Bio tech | Store | TNHSP |  | 2008-02-20 | 2009-02-19 | 4148 | W
43 | Suction Apparatus - Electrical | C | Vin Bio Tech |  | 2008-02-20 | Vin Bio tech | Store | TNHSP |  | 2008-02-20 | 2009-02-19 | 4148 | W
44 | Ultra Sonogram -MOBILE | B | Sonata |  | 2004-01-13 | L&T | Scan Room | DMS |  | 2004-01-13 | 2005-01-12 | 311537 | W
45 | Rotary Shaker |  |  |  | 2014-10-15 | Solokraft Industries | Store | TNHSP | TNHSP/TNMSC/AG871(R)2014-2 Dt.19.05.2014 | 2014-10-15 | 2015-10-14 | 33810 | W
46 | X-ray Machine 100 mA | B | GE - Stallion |  | 1986-04-12 |  | X-Ray Room | DMS |  | 1986-04-12 | 1987-04-12 | 191700 | W
[11 empty] | Total | 2147631

## GH.Aranthangi
DIRECTORATE OF MEDICAL AND RURAL HEALTH SERVICES
GOVERNMENT OF TAMIL NADU
REPORT : EQUIPMENT RECEIPT DETAILS REPORT-INSTITUTION WISE
District : PUDUKOTTAI
Institution : ARANTHANGI
S.No. | Equipment Name | Category | Equipment Model No | Equipment Serial No | Date of Receipt | Supplier Name | Location of Equipment | Source of Supply | Purchase Order No | Date of Installation | Warranty Valid Upto | Cost of the item | Working Status
1 | Audiometer | C | ARPHI-2001 |  | 2006-08-27 | Vibash | EYE OP | TNHSP |  | 2006-08-27 | 2007-08-27 | 82318 | W
2 | Auto Clave HP Vertical (2 bin) | C |  |  | 2006-10-04 | JUPITOR | OT | TNHSP | TNMSC/TNHSP/ENGG/E10/2006 DT 26/06/2006 | 2006-10-04 | 2007-10-03 | 17200 | W
3 | Auto Clave HP Vertical (2 bin) | C |  |  | 2008-03-05 | JUPITOR | FPW | TNHSP | TNHSP/TNMSC/P2E11/2007 DT 28/11/2007 | 2008-03-05 | 2009-03-04 | 21000 | W
4 | Auto Clave HP Vertical (2 bin) | C |  |  | 2008-03-05 | JUPITOR | FPW | TNHSP | TNHSP/TNMSC/P2E11/2007 DT 28/11/2007 | 2008-03-05 | 2009-03-04 | 21000 | W
5 | Auto Clave HP Vertical (2 bin) | C |  |  | 2008-03-05 | JUPITOR | PTC | TNHSP | TNHSP/TNMSC/P2E11/2007 DT 28/11/2007 | 2008-03-05 | 2009-03-04 | 21000 | W
6 | Auto Clave HP Vertical (2 bin) | C |  |  | 2009-09-03 | JUPITOR. TR.FROM GOVT.HEAD QUARTERS HOSPITAL~ PDKT | OT | TNHSP | VIDE REF.NO. 2277/STORES/2009 DT 15/08/2009 | 2009-09-03 |  | 33000 | W
7 | Auto Clave HP Vertical (2 bin) | C |  |  | 2009-09-03 | JUPITOR. TR.FROM GOVT.HEAD QUARTERS HOSPITAL~ PDKT | OT | TNHSP | REF.NO.2277/STORE/09/ DT 145/08/2009 | 2009-09-03 |  | 33000 | W
8 | Auto Clave HP Vertical (2 bin) | C | Jupiter |  | 2008-04-05 | Jupiter | OT | TNHSP | TNHSP/TNMSC/P2E11/2007 DT 28/11/2007 | 2008-04-05 | 2009-04-04 | 32000 | W
9 | Autoclave Mini | B |  |  | 2008-03-05 | JUPITOR | PTC | TNHSP | TNHSP/TNMSC/P2E11/2007 DT 28/11/2007 | 2008-03-05 | 2009-03-04 | 21000 | W
10 | Autoclave Mini | B |  |  | 2006-10-04 | JUPITOR | FPW | TNHSP | TNHSP/TNMSC/ENGG/E10/2006 DT 26/06/2006 | 2006-10-04 | 2007-10-03 | 17200 | W
11 | Baby Incubators | C | Nice Neotech |  | 2006-08-08 | Madras Surgicals | Children Ward | TNHSP | TNMSC/TNHSP/ENGG/E7/2006 DT 11/05/2006 | 2006-08-08 | 2007-08-08 | 69900 | W
12 | Baby Incubators | C | Nice Neotech NICE3010R | 7111139 | 2007-12-24 | Madras Surgicals | new born ward | TNHSP | TNMSC/TNHSP/P2E3/2007 DT 11/09/2007 | 2007-12-24 | 2008-12-23 | 49795 | W
13 | Binocular Mircroscope | B2 | BDI-13A | 22959 | 2014-01-10 | SOLOKRAFT INDUSTRIES | MAIN LAB | TNHSP | TNHSP/TNMSC/AG87C/2013 DATED 22.10.2014 | 2014-01-18 | 2015-01-17 | 19530 | W
14 | Blood Bank Refrigerator | B2 | ILR |  | 2012-02-08 | NACCO | BLOOD BANK | OTHERS | P/11014/01/2011 | 2012-02-07 | 2012-02-08 | 144000 | W
15 | Blood Bank Refrigerator | B2 | ILR |  | 2012-02-08 | NACCO | BLOOD BANK | OTHERS | P/11014/01/2011 | 2012-02-08 |  | 144000 | W
16 | Blood Bank Refrigerator | B2 | REMI |  | 2002-11-13 | REMI | BLOOD BANK | DMS | 7856/CP2/1/02/ DT19/10/2002 | 2002-11-13 |  | 46781 | W
17 | Blood Bank Refrigerator | B | Remi-BDI 1350 |  | 1999-01-28 | REMI | Blood Bank | DMS |  | 1999-01-28 | 2000-01-28 | 72696 | W
18 | Boyles Apparatus with Fluotec and circle absorber | B | s.l.no. 1140 |  | 1996-03-18 | B.O.C INDIA LTD . CHENNAI | OPERATION THEATRE | DMS |  | 1996-04-11 |  | 147260 | W
19 | Boyles apparatus with Ventilator | B | Landamp;T - AV+Ulco COMPACT AC20 | AC2-0807-035 | 2007-10-17 | Landamp;T | OT | TNHSP | TNHSP/TNMSC/ICB/CB1/2007 DT 27/06/2007 | 2007-10-17 | 2008-10-16 | 55381 | W
20 | Boyles apparatus with out Circle Abosrber | B | IOL BOYLER BASIC | 1140M196 | 1996-03-18 | IOL | OT | IPPV | 40/S1/CP7/ICB/1/95 DT 29/12/1995 | 1996-03-18 | 1997-03-17 | 147260 | W
21 | Cardiac Monitor | C | G3H | G3HKA0110 | 2013-11-29 | M/S TRANS HEALTH CARE INDIA PVT.LTD | 500 WARD | TNHSP | TNHSP/TNMSC/AG73B (R)/2013 DATED 25/09/2013 | 2013-11-29 | 2014-11-28 | 47250 | W
22 | Cardiac Monitor | C | G3H | G3HKA0063 | 2013-11-23 | M/S TRANS HEALTH CARE INDIA PVT.LTD | LABOUR WARD | TNHSP | TNHSP/TNMSC/AG73b(R)/2013 DATED 25/09/2013 | 2013-11-29 | 2014-11-23 | 47250 | W
23 | Cardiac Monitor | C | Landamp;T-Orbit | 1109041 | 2011-10-12 | MITI ELECTRONICS | MALE WARD | TNHSP | TNHSP/TNMSC/ENGG/AG736/2010 DT 26/04/2011 | 2011-10-12 | 2012-10-11 | 75000 | W
24 | Cardiac Monitor | C |  | 1109045 | 2011-10-12 | MITI ELECRONICS | FEMALE WARD | TNHSP | TNHSP/TNMSC/ENGG/AG736/2010 DT 26/04/2011 | 2011-10-12 | 2012-10-11 | 75000 | W
25 | Cardiac Monitor | C | Landamp;T - Micromon NXT | S05040224 | 2006-07-19 | Landamp;T | NBW | TNHSP |  | 2006-07-19 | 2007-07-19 | 24500 | W
26 | Cardiac Monitor | C | Landamp;T - Micromon NXT | X0770013 | 2008-01-10 | Landamp;T - Micromon NXT | FPW | TNHSP | TNHSC/TNMSC/P2E9/07 DT 11/09/2007 | 2008-01-10 | 2009-01-09 | 27810 | W
27 | Cardiac Monitor with defibrillator | C | LandT - Zoll 'm' Series |  | 2007-07-19 | LandT | OT | TNSHP |  | 2007-07-19 | 2008-07-18 | 145880 | W
28 | Cardiac Monitor with defibrillator | C |  | 39777376 | 2011-10-12 | MITI ELECTRONICS | FPW | TNHSP | TNHSP/TNMSC/ENGG/AG736/2010 DT26/06/2011 | 2011-10-12 | 2012-10-11 | 200000 | W
29 | Cardiac Monitor with defibrillator | C | Nihon kohden/cardio lite TEC5521K |  | 2007-02-07 | Trivitron | OT | PPP | TNHSP/TNMSC/ENGG/C7/2006 DT25/10/2006 | 2007-02-07 | 2008-02-07 | 145880 | W
30 | Ceiling Suspended Shadowless Lamp | B2 | LED 750/750 | 140061 | 2014-06-26 | STAAN BIO MED ENGINEERING PVT.LTD~ COIMBATORE. | O.T | TNHSP | TNHSP/TNMSC/AG86B/2013 DT 10/02/2014 | 2014-06-26 | 2017-06-25 | 645419 | W
31 | Colposcope | B2 | ARI-11-ID |  | 2012-09-10 | SOUTH INDIA SURGICALS | LABOUR WARD | TNHSP | TNHSP/TNMSC/ENGG/AG30/2011 DT 21/04/2012 | 2012-09-10 | 2013-09-17 | 136500 | W
32 | Cryo Surgery/Cryocautery Unit | B2 | CRYO 0048 ON-OFF-SUPER DELUX |  | 2012-06-28 | SOLOKRAFT | OT | TNHSP | TNMSC/TNHSP/AG30A/2011 DT 14/10/2011 | 2012-06-28 | 2013-06-27 | 24331 | W
33 | Defibrillator with Monitor | B2 | Zoll M Series | D06C78064 | 2006-07-19 | Landamp;T | FPW | TNHSP |  | 2006-07-19 | 2007-07-18 | 200000 | W
34 | Defibrillator with Monitor | B2 | HEART START FRX | B12C-05562 | 2012-10-05 | PHILIPS ELECTRONICS | PTC | TNHSP | TNHSP/TNMSC/ICB/AG12/2012 DT 12/03/2012 | 2012-10-05 | 2013-10-04 | 58969 | W
35 | Defibrillator with Monitor | B2 | HEART START FRX | B12G06116 | 2012-10-05 | PHILIPS ELECTRONICS | OT | TNHSP | TNHSP/TNMSC/ICB/AG12/2012 DT 12/03/2012 | 2012-10-05 | 2013-10-04 | 58696 | W
36 | Defibrillator with Monitor | B2 | HEART START FRX | B12G06035 | 2012-10-05 | PHILIPS ELECTRONICS | MW | TNHSP | TNHSP/TNMSC/ICB/AG12/2012 DT 12/03/2012 | 2012-10-05 | 2013-10-04 | 58969 | W
37 | Dental X ray machine | C | Medico IOD |  | 2006-11-15 | Meditronics | Dental OP | TNHSP | 60/TNHSP/TNMSC/ENGG/2005 DT30/06/2006 | 2006-11-15 | 2007-11-15 | 44000 | W
38 | Diathermy Machine (Electric Cautery) | B | Basco |  | 2007-04-17 | Solokrafts | OT | TANSAC |  | 2007-04-17 | 2008-04-16 | 184600 | W
39 | Diathermy Machine (Electric Cautery) | B | ELSY 360M+ | 1406105 | 2014-06-20 | JBS MEDIITECH INDIA PVT.LTD | O.T | TNMSC | 17240/TNMSC/ENGG/2014-2 DT 16/05/2014 | 2014-06-20 | 2017-06-19 | 228900 | W
40 | Diathermy Machine (Electric Cautery) | B | ITC 400 | 97 | 2008-12-19 | SURIYA SURGICALS | PTC | DMS | 51190/Sandamp;P/1/2008 DT 10/11/2008 | 2008-12-19 | 2009-12-18 | 184600 | W
41 | Diathermy Machine (Electric Cautery) | B | HC UM-D-3000 | EC0405002A | 2007-01-18 | Madras Surgicals | OT | TNHSP | TNHSP/TNMSC/ENGG/2006/DE15 DT 16/11/2006 | 2007-01-18 | 2008-01-18 | 160000 | W
42 | ECG machine computerized | B | EDAN - SE 300 | SE300B5A0207C2599 | 2008-03-08 | Madras Surgicals | OP | TNHSP | TNHSP/TNMSC/P2E12/2007-2 | 2008-03-08 | 2009-03-08 | 45950 | W
43 | ECG machine ordinary | B | BPL 108 T | 13AMB7D11151 | 2007-08-01 | BPL INDIA ~ TRICHY | X RAY ROOM | OTHERS |  | 2007-08-01 | 2008-07-31 | 9880 | W
44 | Electric Calorimeter | C |  |  | 1998-03-21 | ALAN MEDICALS | Lab | DMS | 89347/CP2/1/98 DT23/02/1998 | 1998-03-21 | 1998-03-20 | 9500 | W
45 | Infusion Pump/Infusion Syringe Pump/Insulin Syringe Pump | C |  |  | 2011-10-18 | SCHILLER HEALTH CARE | NEW BORN WARD | TNHSP | TNMSC/TNHSP/AG16/2010 DT01/07/2011 | 2011-10-18 | 2012-10-17 | 26418 | W
46 | Infusion pump | C | AKAS / infu300 | PUMPUMAA300 | 2007-09-27 | AKAS | Children Ward | DMS | 703928/Sandamp;P/1/2006 DT07/03/2007 | 2007-09-27 | 2008-09-26 | 25376 | W
47 | Infusion pump | C | Trivifusa | TF00371 | 2007-02-26 | Trivitron | NEW BORN WARD | TNHSP | TNHSP/TNMSC/ENGG/CL7/06 DT25/10/2006 | 2007-02-26 | 2008-02-26 | 21887 | W
48 | Infusion pump | C | Trivifusa | TF00370 | 2007-02-26 | Trivitron | CHILDREN WARD | TNHSP | TNHSP/TNMSC/ENGG/CL7/06/ DT25/10/2006 | 2007-02-26 | 2008-02-26 | 21887 | W
49 | Keratometer | B | Appasamy |  | 2001-11-21 | Appasamy | Eye OP | OTHERS | 11031/1/2001-OPTH (1) DT 26/07/2001 | 2001-11-21 | 2002-11-20 | 12800 | W
50 | Laproscope Double Puncture | C | Karlstorz |  | 2007-05-18 | Vishal Surgical | OT | TNHSP | TNHSP/TNMSC/ICB/EC2/2006 DT12/12/2006 | 2007-05-18 | 2008-05-17 | 241127 | W
51 | Laproscope Single Puncture | B2 |  |  | 2002-09-17 | TR.FROM G.P.H.C~ NAGUDY. | OT | OTHERS | REF NO.754/ FW/ 2002 DT 13/09/2002 | 2002-09-17 |  | 180000 | W
52 | Laproscope Single Puncture | B2 |  |  | 2004-12-13 | TR.FROM GOVT.HOSPITAL~ SUBRAMANIYAPURAM | OT | OTHERS | REF.NO.123 /2004 DT11/12/2004 | 2004-12-13 |  | 180000 | W
53 | Laproscope Single Puncture | B2 |  |  | 1998-02-06 | TR.FROM FAMILY PLANNING OFFICE~ PDKT. | OT | OTHERS | REF.NO. 4193/97/FW DT 05/02/1998 | 1998-02-06 |  | 180000 | W
54 | Multi Para Monitor | B2 | MED WARE | DPTA1K1086 | 2012-04-17 | DANMED HEALTH CARE | PTC WARD | OTHERS | MLA FUND | 2012-04-17 | 2013-04-16 | 300000 | W
55 | Multi Para Monitor | B2 | G3D | G3DL60161 | 2014-07-16 | TRANS HEALTH CARE INDIA PVT LTD~CHENNAI-78 | OPERATION THEATRE | TNMSC | 17240/TNMSC/ENGG/2014-3 DATED16/05/2014 | 2014-07-16 | 2017-07-15 | 63000 | W
56 | Multi Para Monitor | B2 | G3D | G3DL60222 | 2014-07-16 | TRANS HEALTH CARE INDIA PVT LTD | OPERATION THEATERE | TNMSC | 17240/TNMSC/ENGG/2014-3 DATED 16/05/2014 | 2014-07-16 | 2017-07-15 | 63000 | W
57 | Multi Para Monitor | B | DEDWARE | 80003100000000 | 2012-04-17 | DANMED HEATH CARE | OPERATION THEATRE | OTHERS | MLA FUND | 2012-04-17 | 2013-04-16 | 300000 | W
58 | Multi Para Monitor | B | Sylicon Labs | 604 | 2007-02-12 | Sylicon Labs | OT | TNHSP | tnhsp/tnmsc/engg/c9/2006 dt25/10/2006 | 2007-02-12 | 2008-02-12 | 70000 | W
59 | Operation Table Hydraulic Major | B2 |  |  | 2008-12-23 | vibas | TR.OUT TO GOVT.HEAD QUARTERS HOSPITAL~ PUDUKKOTTAI.VIDE REF.NO.12769/S1/10 DT 22/03/2011 | DMS | 51190/Sandamp;P/1/2008 DT 10/11/2008 | 2008-12-23 | 2009-12-22 | 157950 | W
60 | Operation Table Hydraulic Major | B2 |  |  | 2003-09-17 | TR.FROM.D.D.H.S (FW) ~PUDUKOTTAI | General OT |  | 526/2003/E2 DT 17/09/20036 | 2003-09-17 |  | 33000 | W
61 | Operation Table Hydraulic Major | B2 | Jupiter |  | 2007-12-19 | Jupiter | OT | TNHSP | TNHSP/TNMSC/B2E6/2007 DT 11/09/2007 | 2007-12-19 | 2008-12-18 | 55120 | W
62 | Operation Table Hydraulic Major | B2 | Jupiter |  | 2007-12-19 | Jupiter | OT | TNHSP | TNHSP/TNMSC/B2E6/2007 DT 11/09/2007 | 2007-12-19 | 2008-12-18 | 55120 | W
63 | Operation Table Hydraulic Major | B2 | Reico |  | 2007-04-18 | RELIENCE | OT | TNHSP | TNHSP/TNMSC/ENGG/CE6/2006 DT07/09/2006 | 2007-04-18 | 2008-04-17 | 33264 | W
64 | Operation Table Hydraulic Major | B2 | Reico |  | 2007-04-18 | RELIENCE | OT | TNHSP | TNHSP/TNMSC/ENGG/CE6/2006 DT07/09/2006 | 2007-04-18 | 2008-04-17 | 33264 | W
65 | Operation table Hydraulic Minor | B2 | RELIANCE |  | 2007-04-18 | RELIANCE | OT | TNHSP | TNHSP/TNMSC/ENGG/CE6/2006 DT07/09/2006 | 2007-04-18 | 2008-04-17 | 33267 | W
66 | Operation table Hydraulic Minor | B2 | RELIANCE |  | 2007-04-18 | RELIANCE | OT | TNHSP | TNHSP/TNMSC/ENGG/CE6/2006 DT07/09/2006 | 2007-04-18 | 2007-04-17 | 33264 | W
67 | Operation table Hydraulic Minor | B2 | Vibash |  | 2006-08-24 | Vibash | OT | TNHSP | ICE11 DT 23/05/2006 | 2006-08-24 | 2007-09-24 | 33344 | W
68 | Opthalmoscope - Direct | C |  |  | 1997-03-13 | SOUTH INDIA SURGICALS | Eye OP | TNHSP |  | 1997-03-13 | 1998-03-12 | 5850 | W
69 | Opthalmoscope - Direct | C | Vibash |  | 2006-09-14 | Vibash | Store | TNHSP |  | 2006-09-14 | 2007-09-14 | 4584 | W
70 | PH meter | C | RAP-IGRATIOANPN | 1237 | 2014-04-10 | RLT INSTRUMENTATION PVT LTD~CHENNAI-24 | ICTC LAB | TNHSP | TNHSP/TNMSC/AG87B/2013-14 DATED28/11/2013 | 2014-04-10 | 2015-04-09 | 60220 | W
71 | PH meter | C | RPA-1GRTIOANPN | 1157 | 2014-04-10 | RLT INSTRUMENTATION PVT LTD | MAIN LAB | TNHSP | TNHSP/TNMSC/AG87B/2013-14 DT28/11/2013 | 2014-04-10 | 2015-04-09 | 60220 | W
72 | Phototherapy Unit | C |  | 1086 | 1996-03-26 | BET MEDICALS | LABOUR WARD | TNHSP |  | 1996-03-11 | 1997-03-25 | 5600 | W
73 | Phototherapy Unit | C | Nice Neotech 4000CFL |  | 2007-03-02 | Madras Surgicals | NBW | TNHSP | TNHSP/TNMSC/ENGG/CE/8/06/ DT02/11/2006 | 2007-03-02 | 2008-03-01 | 12062 | W
74 | Phototherapy Unit | C | Nice Neotech 4000CFL |  | 2007-03-02 | Madras Surgicals | NBW | TNHSP | TNHSP/TNMSC/ENGG/CE/8/06 DT02/11/2006 | 2007-03-02 | 2008-03-01 | 12062 | W
75 | Phototherapy Unit | C | Nice Neotech |  | 2007-03-02 | Madras Surgicals | N B W | TNHSP | TNHSP/TNMSC/ENGG/CE/8/06 DT02/11/2006 | 2007-03-02 | 2008-03-01 | 12062 | W
76 | Phototherapy Unit | C | Nice Neotech 4000CFL |  | 2007-03-02 | Madras Surgicals | CHILDREN WARD | TNHSP | TNHSP/TNMSC/ENGG/CE/8/6 DT02/11/2006 | 2007-03-02 | 2008-03-01 | 12062 | W
77 | Phototherapy Unit | C | Nice Neotech |  | 2007-12-24 | Madras Surgicals | New Born Ward | TNHSP | TNHSP/TNMSC/P2E/10/2007 DT 19/09/2007 | 2007-12-24 | 2008-12-23 | 10260 | W
78 | Pulse Oximeter | B | Landamp;T - Stellar P |  | 2006-07-19 | Landamp;T | OT | TNHSP |  | 2006-07-19 | 2007-07-19 | 33750 | W
79 | Pulse Oximeter | B2 |  | 6083 | 2007-02-12 | SILICON LAB | LABOUR WARD | TNHSP | TNHSP/TNMSC/ENGG/CP7/2006 DT25/10/2006 | 2007-02-12 |  | 18500 | W
80 | Pulse Oximeter | B2 | ELECTRICAL | 60100 | 2007-02-12 | SILICON LAB | OPERATION THEATRE | TNHSP | TNMSC/TNHSP/ENGG/CP7/2006 DT25/10/2006 | 2007-02-12 |  | 18500 | W
81 | Pulse Oximeter | B2 | MD200A | 111012000000 | 2011-04-27 | TRANS HEALTH CARE INDIA | POISON TREATMENT CENTRE | TNHSP | TNMSC/TNHSP/ENGG/AG73D/2010 DT 01/03/2011 | 2011-04-27 |  | 13950 | W
82 | Pulse Oximeter | B2 | FUTURA PLETH | 8099 | 2009-03-16 | SILICON LAB | FAMILY PLANNING WARD | TNHSP |  | 2009-03-16 |  | 25682 | W
83 | Pulse Oximeter | B2 | MD200A | 111012000000 | 2011-04-27 | TRANS HEALTH CARE INDIA | OPERATION THEATRE | TNHSP | TNMSC/TNHSP/ENGG/AG73D/2010 DT01/03/2011 | 2011-04-27 |  | 13950 | NW
84 | Pulse Oximeter | B2 | MD200A | 111012000000 | 2011-04-27 | TRANS HEALTH CARE INDIA | OPERATION THEATRE | TNHSP | TNMSC/TNHSP/ENGG/AG73D/2010 DT 01/03/2011 | 2011-04-27 |  | 13950 | W
85 | Pulse Oximeter | B2 | MD200A | 111012000000 | 2011-04-27 | TRANS HEALTH CARE INDIA | POISON TREATMENT CENTRE | TNHSP | TNMSC/TNHSP/ENGG/AG73D/2010 DT 01/03/2011 | 2011-04-27 |  | 13950 | W
86 | Pulse Oximeter | B2 | RAD-8 | M 73847 | 2014-07-15 | GRACE MFG andamp; TRADING CO | OPERATION THEATRE | RCH | RCH11/TNMSC/ENGG/E-67/2014 DT 05/03/2014 | 2014-07-15 | 2019-07-14 | 70347 | W
87 | Pulse Oximeter | B2 | RAD-8 | M 73849 | 2014-07-15 | GRACE MFG andamp; TRADING.CO~ NEW DELHI-110049 | SNICU WING | RCH | RCH11/TNMSC/ENGG/E67/2014 DATED 05/03/2014 | 2014-07-15 | 2019-07-14 | 70347 | W
88 | Pulse Oximeter | B | INNOVA-10CIR | C11302BJ97 | 2013-03-18 | CONCEPT INTEGERATION | OT | TNHSP | TNHSP/TNMSC/AG14/2012 DT 21/11/2012 | 2013-03-18 | 2014-03-17 | 57120 | W
89 | Pulse Oximeter | B | PULSE OXYMETER WITH E.C.G MONITOR .G.MON3800 | 8028 | 2009-03-16 | SILICON LAB | OT | DMS | 8623/Sandamp;P/11/2009 DT 24/02/2009 | 2009-03-16 | 2010-03-15 | 42000 | W
90 | Pulse Oximeter | B | WONIN MEDICAL | LR65946 | 2006-07-10 | WONIN MEDICAL | OT | OTHERS | TRANSFERED FROM G.H .AVUDAYARKOIL | 2006-07-10 | 2007-07-09 | 23500 | W
91 | Radiant Warmer | C |  |  | 2007-03-02 | madras surgicals | CHILDREN WARD | TNHSP | TNHSP/TNMSC/ENGG/CE/8/06 DATED | 2007-03-02 |  | 13760 | W
92 | Radiant Warmer | C |  |  | 2007-03-02 | MADRAS SURGICALS | CHILDREN WARD | TNHSP | TNHSP/TNMSC/ENGG/CE/8/06 | 2007-03-02 |  | 13760 | W
93 | Radiant Warmer | C |  |  | 2007-03-02 | MADRAS SURGICALS | CHILDREN WARD | TNHSP | TNMSC/TNHSP/ENGG/CE/8/06 | 2007-03-02 |  | 13760 | W
94 | Radiant Warmer | C |  |  | 2007-03-02 | MADRAS SURGICALS | OPERATION THEATRE | TNHSP | TNHSP/TNMSC/ENGG/CE/8/06 | 2007-02-02 |  | 13760 | W
95 | Radiant Warmer | C | Nice Neotech |  | 2007-03-02 | Madras Surgicals | OT | TNHSP | TNHSP/TNMSC/ENGG/CE/8/2006 DT02/01/2006 | 2007-03-02 | 2008-03-01 | 13760 | W
96 | Radiant Warmer | C | Nice Neotech |  | 2007-03-02 | Madras Surgicals | CHILDREN WARD | TNHSP | TNMSC/TNHSP/ENGG/CE/8/2006 DT02/01/2006 | 2007-03-02 | 2008-03-01 | 13760 | W
97 | Radiant Warmer | C | Nice Neotech |  | 2007-03-02 | Madras Surgicals | CHILDREN WARD | TNHSP | TNMSC/TNHSP/ENGG/CE/8/2006 DT02/01/2006 | 2007-03-02 | 2008-03-01 | 13760 | W
98 | Radiant Warmer | C | Nice Neotech |  | 2007-03-02 | Madras Surgicals | CHILDREN WARD | TNHSP | TNHSP/TNMSC/ENGG/CE/8/2006 DT02/01/2006 | 2006-08-08 | 2008-03-01 | 23500 | W
99 | Radiant Warmer | C | Nice Neotech |  | 2006-08-08 | Madras Surgicals | Labour Ward | TNHSP | TNMSC/TNHSP/ENGG/E7/2006 DT11/05/2006 | 2006-08-08 | 2007-08-08 | 23500 | W
100 | Radiant Warmer | C | Nice Neotech |  | 2006-08-08 | Madras Surgicals | Children Ward | TNHSP | TNHSP/TNMSC/ENGG/E7/2006 DT11/05/2006 | 2006-08-08 | 2007-08-08 | 23500 | W
101 | Radiant Warmer | C | Nice Neotech |  | 2007-12-24 | Madras Surgicals | New Born Ward | TNHSP | TNHSP/TNMSC/B2E/10/2007 DT19/09/2007 | 2007-12-24 | 2008-12-23 | 176080 | W
102 | Rotor / Shaker | C | Remi |  | 2001-03-23 | REMI SALES AND ENGINERING | Blood Bank | OTHERS |  | 2001-03-23 | 2002-03-22 | 3843 | W
103 | Semi auto analyser | B2 | RX50 | TN105063 | 2010-11-12 | MICRO LAB INSTRUMENTS | ICTC LAB | RCH | RCH2/TNMSC/ENGG/E38 /2010-2012 DT19/08/2010 | 2010-10-12 |  | 44400 | W
104 | Semi auto analyser | B2 | Erba-Chem5+ |  | 1998-03-25 | Trans Asia | Lab | DMS | 49644/CP2/1/97 DT 00/03/2008 | 1998-03-25 | 1999-03-25 | 169000 | W
105 | Semi auto analyser | B2 | Robonik-Prietest |  | 2007-10-24 | Shaun Bio Tech | Lab | TNHSP | TNHSP/TNMSC/PCE4/2007 DT 19/09/2007 | 2007-10-24 | 2008-10-23 | 69422 | W
106 | Shadowless Lamp stand model | B |  |  | 2009-03-15 | JUPITOR | Labr.Room | DMS | 47975/Sandamp;P/1/108 DT04/02/2009 | 2009-03-15 | 2010-03-14 | 13220 | W
107 | Shadowless Lamp stand model | B | Hospitech - Jupiter 18 DIA |  | 2008-03-19 | Jupiter | OT | TNHSP | TNMSC/TNHSP/P2E17/2007 DT30/10/2007 | 2008-03-19 | 2009-03-19 | 13220 | NW
108 | Shadowless Lamp stand model | B | Hospitech - Jupiter 18 DIA |  | 2008-03-19 | Jupiter | OT | TNHSP | TNHSP/TNMSC/P2E17/2007 DT30/10/2007 | 2008-03-19 | 2009-03-19 | 13220 | NW
109 | Shadowless Lamp stand model | B | Hospitech - Jupiter 18 DIA |  | 2008-03-19 | Jupiter | OT | TNHSP | TNHSP/TNMSC/P2E17/2007 DT30/10/2007 | 2008-03-19 | 2009-03-19 | 13220 | NW
110 | Shadowless Lamp stand model | B | Hospitech - Jupiter 18 DIA |  | 2008-03-19 | Jupiter | OT | TNHSP | TNHSP/TNMSC/P2E17/2007 DT 30/10/2007 | 2008-03-19 | 2009-03-19 | 13220 | W
111 | Shadowless Lamp stand model | B | Hospitech - Jupiter 18 DIA |  | 2008-03-19 | Jupiter | OT | TNHSP | TNHSP/TNMSC/P2E17/2007 DT30/10/2007 | 2008-03-19 | 2009-03-19 | 13220 | W
112 | Shadowless Lamp stand model | B | Hospitech - Jupiter 18 DIA |  | 2008-03-19 | Jupiter | OT | TNHSP | TNHSP/TNMSC/P2E17/2007 DT30/10/2007 | 2008-03-19 | 2009-03-19 | 13220 | W
113 | Slit Lamp | C | Surgicon |  | 2002-01-25 | Rites Ltd~ Delhi | Eye OP | OTHERS | L11013/1/2001 | 2002-01-25 | 2003-01-25 | 46030 | W
114 | Suction Apparatus - Electrical | C |  |  | 2009-04-15 | JUPITOR | NBW | DMS | 47975/Sandamp;P/1/2008 DT 04/02/2009 | 2009-03-15 | 2010-03-14 | 5500 | W
115 | Suction Apparatus - Electrical | C |  |  | 1996-03-08 | LEADING INDIA SURGICALS | MW | IPPV | 40/SCLAB DT 13/12/1995 | 1996-03-08 | 1997-03-07 | 5842 | W
116 | Suction Apparatus - Electrical | C |  |  | 2012-01-11 | VISHAL | PTC | TNHSP | TNMSC/TNHSP/ENGG/AG730/2010 DET 22/09/2011 | 2012-01-11 | 2013-01-10 | 4920 | W
117 | Suction Apparatus - Electrical | C |  |  | 2012-01-11 | VISHAL | PTC | TNHSP | TNMSC/TNHSP/ENGG/AG730/2010 DT 22/09/2011 | 2012-01-11 | 2013-01-10 | 4920 | W
118 | Suction Apparatus - Electrical | C |  |  | 2009-04-06 | VISHAL | OP | DMS | 51190/Sandamp;P/1/2008 DT10/11/2008 | 2009-04-06 | 2010-04-05 | 4410 | W
119 | Suction Apparatus - Electrical | C | Vin Bio Tech |  | 2008-02-14 | Vin Bio tech | OT | TNHSP | TNMSC/TNHSP/P2E/18/2007 DT30/11/2007 | 2008-02-14 | 2009-02-13 | 4148 | W
120 | Suction Apparatus - Electrical | C | Vin Bio Tech |  | 2008-02-14 | Vin Bio tech | OT | TNHSP | TNMSC/TNHSP/P2E/18/2007 DT30/11/2007 | 2008-02-14 | 2009-02-13 | 4148 | NW
121 | Suction Apparatus - Electrical | C | Vin Bio Tech |  | 2008-02-14 | Vin Bio tech | OT | TNHSP | TNHSP/TNMSC/P2E/18/2007 DT30/11/2007 | 2008-02-14 | 2009-02-13 | 4148 | NW
122 | Suction Apparatus - Electrical | C | Vin Bio Tech |  | 2008-02-14 | Vin Bio tech | OT | TNHSP | TNHSP/TNMSC/P2E/18/2007 DT30/11/2007 | 2008-02-14 | 2009-02-12 | 4148 | W
123 | Suction Apparatus - Electrical | C | Vin Bio Tech |  | 2008-02-14 | Vin Bio tech | LW | TNHSP | TNHSP/TNMSC/P2E/18-2007 DT 30/11/2007 | 2008-02-14 | 2009-02-13 | 4148 | W
124 | Suction Apparatus - Electrical | C | Vin Bio Tech |  | 2008-02-14 | Vin Bio tech | PTC | TNHSP | TNMSC/TNHSP/P2E/18/2007 DT30/11/2007 | 2008-02-14 | 2009-02-13 | 4148 | W
125 | Suction Apparatus - Electrical | C | Vin Bio Tech | MAKE JIANGSKYUYUE | 2008-02-14 | Vin Bio tech | PTC | TNHSP | TNHSP/TNMSC/P2E18/2007 DT30/11/2007 | 2008-02-14 | 2009-02-13 | 4148 | W
126 | Suction Apparatus - Electrical | C | Vin Bio Tech 7A-3D | MAKE JIANGSKYUYUE | 2008-02-14 | Vin Bio tech | OP | TNHSP | TNHSP/TNMSC/P2E18/2007 DT30/11/2007 | 2008-02-14 | 2009-02-13 | 4148 | W
127 | Suction Apparatus - Electrical | C | Vin Bio Tech 7A-3D | MAKE JIANGSKYUYUE | 2008-02-14 | Vin Bio tech | MALE WARD | TNHSP | TNHSP/TNMSC/P2E 18/2007 DT 30/11/2007 | 2008-02-14 | 2009-02-13 | 4148 | W
128 | Suction Apparatus - Electrical | C | Jupiter |  | 2006-10-04 | Jupiter | Female Ward | TNHSP | TNMSC/TNHSP/E10/2006 DT 26/06/2006 | 2006-10-04 | 2007-10-04 | 4860 | W
129 | Suction Apparatus - Electrical | C | Jupiter |  | 2006-10-04 | Jupiter | OT | TNHSP | TNHSP/TNMSC/E10/2006 DT 26/06/2006 | 2006-10-04 | 2007-10-04 | 4860 | W
130 | Ultra Sonogram -MOBILE | B | LC2-DT08 | H48122LC | 2010-10-01 | WIPRO | LABOUR WARD | TNHSP | RCH2/TNHSP/ENGG/E44/2010 DT 05/07/2011 | 2011-10-01 |  | 323800 | W
131 | Ultra Sonogram -MOBILE | B | Wipro GE / Logiq P3 | H47042LD | 2009-09-20 | Wipro GE | Scan Room | TNHSP | TNMSC/TNHSP/ICV/P3E24/2009 DT 20/05/2009 | 2009-09-20 | 2010-09-20 | 688296 | W
132 | Ventilators (Adult) | B2 | MAKE.CAREFUSION INC. USA MODEL. LTV 1000 |  | 2012-06-08 | TRANS HEALTH CARE | PTC | TNHSP | TNHSP/TNMSC/ENGG/AG73A/2010 DT 25/04/2011 | 2011-06-08 | 2012-06-07 | 420300 | W
133 | X-ray Machine 100 mA | B | Siemens-Nanophos100 |  |  |  | X-Ray |  |  |  |  | 191700 | W
[11 empty] | Total | 9262696

## GH.Avudaiyarkoil
DIRECTORATE OF MEDICAL AND RURAL HEALTH SERVICES
GOVERNMENT OF TAMIL NADU
REPORT : EQUIPMENT RECEIPT DETAILS REPORT-INSTITUTION WISE
District : PUDUKOTTAI
Institution : AVUDIYARKOIL
S.No. | Equipment Name | Category | Equipment Model No | Equipment Serial No | Date of Receipt | Supplier Name | Location of Equipment | Source of Supply | Purchase Order No | Date of Installation | Warranty Valid Upto | Cost of the item | Working Status
1 | Auto Clave HP Vertical (2 bin) | C | Vishal Hospital Surgical |  | 2009-04-04 | Vishal Hospital Surgical | OT | DMS |  | 2009-04-04 | 2010-04-04 | 16300 | W
2 | Auto Clave HP Vertical (2 bin) | C |  |  | 1996-05-28 | Muthu Meena Surgl | OT | IPPV |  | 1996-05-28 | 1997-05-28 | 19900 | W
3 | Auto Clave HP Vertical (2 bin) | C | Jupiter |  | 2008-03-05 | Jupiter | Ward | TNHSP |  | 2008-03-05 | 2009-03-05 | 21840 | W
4 | Auto Clave HP Vertical (2 bin) | C | Jupiter |  | 2008-04-07 | Jupiter | OT | TNHSP |  | 2008-04-07 | 2009-04-07 | 33250 | W
5 | Auto Clave HP Vertical (2 bin) | C | Solokrafts |  | 2009-03-04 | Solokrafts | OT | DMS |  | 2009-03-04 | 2010-03-04 | 18500 | W
6 | Autoclave vertical single bin | Avu | Jupiter |  | 2006-10-04 | Jupiter | Labour Ward | TNHSP |  | 2006-10-04 | 2007-10-04 | 19200 | W
7 | Baby Incubators | C | Nice Neotech |  | 2008-01-03 | Madras Surgicals | Labour Room | TNHSP |  | 2008-01-03 | 2009-01-02 | 49795 | W
8 | Boyles apparatus with out Circle Abosrber | B | IOL |  | 1996-03-26 |  | OT | IPPV |  | 1996-03-26 | 1997-03-26 | 170147 | W
9 | Binocular Mircroscope | B2 | BDI-13A |  | 2014-01-30 | SOLOKROFT | LAB | TNMSC | TNHSP/TNMSC/AG/87C/2013 | 2014-01-30 | 2015-01-29 | 18600 | W
10 | Cardiac Monitor | C | Orbit |  | 2006-08-10 | LandT | General Ward | TNHSP |  | 2006-08-10 | 2007-08-10 | 36000 | W
11 | Cardiac Monitor | C | Micromon NXT |  | 2008-01-18 | Landamp;T | Labour Room | TNHSP |  | 2008-01-18 | 2009-01-17 | 27810 | W
12 | Dental Unit with motor for dental OP | B2 | Confident |  | 2008-03-10 | Confident | Dental OP | DMS |  | 2008-03-10 | 2009-03-10 | 103168 | W
13 | Diathermy Machine (Electric Cautery) | B | MHS Medicare |  | 2007-07-18 | Jupiter | OT | DMS |  | 2007-07-18 | 2008-07-17 | 18000 | W
14 | ECG machine computerized | B | EDAN - SE 300 |  | 2008-03-11 | Madras Surgicals | X - Ray | TNHSP |  | 2008-03-11 | 2009-03-11 | 47580 | NW
15 | ECG machine computerized | B | Edan SE3 |  | 2011-10-04 | Madras Surgicals | OP | TNHSP |  | 2011-10-04 | 2012-10-03 | 38469 | W
16 | Electric Calorimeter | C | Prietest Easy Lab |  | 2014-03-06 | ROBONIC INDIA | lAB | TNMSC | TNHSP/TNMSC/AG87B/2013-2 | 2014-03-06 | 2015-03-05 | 20302 | W
17 | Infusion pump | C | AKAS - infu300 |  | 2007-10-19 | AKAS | Store | DMS |  | 2007-10-19 | 2008-10-18 | 25376 | W
18 | Laproscope Single Puncture | C |  |  | 2003-07-15 |  | Store | DD-FW |  | 2003-07-15 | 2004-07-14 | 180000 | W
19 | Mannual Colposcope | C | ARI II-ID |  | 2012-09-08 | SOUTHINDIANSURGICALS | NCD | TNHSP | TNHSP/TNMSC/ENGG/AG30/2011 Dt.21.04.2012 | 2012-09-08 | 2013-09-07 | 136500 | W
20 | Operation Table Hydraulic Major | B2 | Vibash |  | 2006-08-24 |  | General Ward | TNHSP |  | 2006-08-24 | 2007-08-24 | 16600 | W
21 | Operation Table Hydraulic Major | B2 | Gesco |  | 1997-06-19 |  | OT | DMS |  | 1997-06-19 | 1998-06-19 | 22750 | W
22 | Operation Table Hydraulic Major | B2 | Vibash |  | 2008-12-23 | Vibash | OT | DMS |  | 2008-12-23 | 2009-12-23 | 164268 | W
23 | Operation table Hydraulic Minor | B2 | Jupiter |  | 2007-12-10 | Jupiter | OT | TNHSP |  | 2007-12-10 | 2008-12-09 | 21204 | W
24 | PH meter | C | RPA-1GRTIOANPN | 1158 | 2014-04-28 | RLTINSTRUMENTATION | LAB | TNHSP | TNHSP/TNMSC/AG87B/2013-1 | 2014-04-28 | 2015-04-27 | 57353 | W
25 | Phototherapy Unit | C | Neotech |  | 2008-01-03 | Madras Surgicals | Labour Room | TNHSP | TNHSP/TNMSC/P2E/10107 Dt.19.09.2007 | 2008-01-03 | 2009-01-02 | 29057 | W
26 | Pulse Oximeter | B | RAD-8 |  | 2014-07-17 | Grace Mfg and Trading Co | OT | TNMSC | RCH-II/TNMSC/ENGG/E67/2014 Dt.05.03.14 | 2014-07-17 | 2019-07-16 | 68968 | W
27 | Rotor / Shaker | C | BDI-149 |  | 2014-10-25 | Solokraft Industries | Lab | TNHSP | TNHSP/TNMSC/AG87F(R)2014-2 Dr.19.05.2014 | 2014-08-15 | 2015-08-14 | 33810 | W
28 | Radiant Warmer | C | Neotech |  | 2006-08-09 | Madras Surgicals | Labr.Ward | TNHSP |  | 2006-08-09 | 2007-08-09 | 19680 | W
29 | Radiant Warmer | C | Phoenix |  | 1996-03-14 |  | Labr.Ward | IPPV |  | 1996-03-14 | 1997-03-14 | 14208 | W
30 | Radiant Warmer | C | Nice Neotech |  | 2006-08-09 | Madras Surgicals | Labour Ward | TNHSP |  | 2006-08-09 | 2007-08-09 | 17680 | W
31 | Semi auto analyser | B2 | Robonik-Prietest |  | 2007-10-24 | Shaun Bio Tech | Lab | TNHSP |  | 2007-10-24 | 2008-10-23 | 69422 | W
32 | Suction Apparatus - Electrical | C |  |  | 1994-04-22 |  | GH-Aranthangi | JDHS-PKT |  | 1994-04-22 | 1995-04-22 | 5840 | W
33 | Suction Apparatus - Electrical | C |  |  | 1996-05-28 | Leading India Surgl | General Ward | IPPV |  | 1996-05-28 | 1997-05-28 | 4930 | W
34 | Suction Apparatus - Electrical | C |  |  | 2006-10-04 | Jupiter | General Ward | TNHSP |  | 2006-10-04 | 2007-10-04 | 4930 | W
35 | Suction Apparatus - Electrical | C | Vin Bio Tech |  | 2008-02-18 | Vin Bio tech | OT | TNHSP |  | 2008-02-18 | 2009-02-17 | 4148 | W
36 | Suction Apparatus - Electrical | C | Jupiter |  | 2009-03-16 | Jupiter | OT | DMS |  | 2009-03-16 | 2010-03-16 | 5500 | W
37 | Suction Apparatus - Electrical | C | Vishal Hospital Surgical |  | 2009-04-04 | Vishal Hospital Surgical | OT | DMS |  | 2009-04-04 | 2010-04-04 | 4410 | W
38 | Suction Apparatus - Electrical | C | Gesco |  | 2009-04-30 | Gesco | OT | DMS |  | 2009-04-30 | 2010-04-30 | 3900 | W
39 | X-ray Machine 100 mA | B | Siemens-Nanophos 100 |  | 1996-04-17 |  | Lab | DMS |  | 1996-04-17 | 1997-04-17 | 283150 | W
[11 empty] | Total | 1852545

## GH.Gandarvakottai
DIRECTORATE OF MEDICAL AND RURAL HEALTH SERVICES
GOVERNMENT OF TAMIL NADU
REPORT : EQUIPMENT RECEIPT DETAILS REPORT-INSTITUTION WISE
District : PUDUKOTTAI
Institution : GANDARVAKOTTAI
S.No. | Equipment Name | Category | Model No | Equipment Serial No | Date of Receipt | Supplier Name | Location of Equipment | Source of Supply | Purchase Order No | Date of Installation | Warranty Valid Upto | Cost of the item | Working Status
1 | Auto Clave HP Vertical (2 bin) | C | Jupiter |  | 2008-04-06 | Jupiter | Store | TNHSP |  | 2008-04-06 | 2009-04-06 | 33280 | W
2 | Auto Clave HP Vertical (2 bin) | C | Solokrafts |  | 2009-03-03 | Solokrafts | Store | DMS |  | 2009-03-03 | 2010-03-03 | 18500 | W
3 | Auto Clave HP Vertical (2 bin) | C | Vishal Hospital Surgical |  | 2009-04-02 | Vishal Hospital Surgical | Store | DMS |  | 2009-04-02 | 2010-04-02 | 16300 | W
4 | Auto Clave HP Vertical (2 bin) | C | Solokrafts |  | 2009-08-20 | Solokrafts | Store | RCH / DMS | RCH-II/TNMSC/ENGG/E6/2009 Dt 29.04.2009 | 2009-08-20 | 2010-08-20 | 31300 | W
5 | Auto Clave HP Vertical (2 bin) | C | Solokrafts |  | 2009-08-20 | Solokrafts | Store | RCH / DMS | RCH-II/TNMSC/ENGG/E6/2009 Dt 29.04.2009 | 2009-08-20 | 2010-08-20 | 31300 | W
6 | Auto Clave HP Vertical (2 bin) | C | Solokrafts |  | 2009-08-20 | Solokrafts | Store | RCH / DMS | RCH-II/TNMSC/ENGG/E6/2009 Dt 29.04.2009 | 2009-08-20 | 2010-08-20 | 31300 | W
7 | Auto Clave HP Vertical (2 bin) | C | Solokrafts |  | 2009-08-20 | Solokrafts | Store | RCH / DMS | RCH-II/TNMSC/ENGG/E6/2009 Dt 29.04.2009 | 2009-08-20 | 2010-08-20 | 31300 | W
8 | Auto Clave HP Vertical (2 bin) | C | Solokrafts |  | 2009-08-20 | Solokrafts | Store | RCH / DMS | RCH-II/TNMSC/ENGG/E6/2009 Dt 29.04.2009 | 2009-08-20 | 2010-08-20 | 31300 | W
9 | Binocular Mircroscope | B2 | Labovision / BD Instrum |  | 2009-09-18 | Solokrafts | Store | TNHSP / NRHM | 05NRHM/HSP/TNMSC/2009 Dt.15.07.2009 | 2009-09-18 | 2010-09-18 | 9769 | W
10 | Blood Donor Couch | B | Saberwal |  | 2009-09-09 | Saberwal Surgical |  | TNHSP / NRHM | 05NRHM/HSP/TNMSC/2000-BDC Dt.15.07.2009 | 2009-09-09 | 2010-09-08 | 66560 | W
11 | Blood Bank Refrigerator | B | BR-70SR | BDI-1402 | 2010-04-04 | Remi Elektro |  | TNMSC |  | 2010-04-04 | 2011-04-03 | 69246 | W
12 | Boyles apparatus with out Circle Abosrber | B | IOL |  | 1996-04-30 | Ohmeda | OT | IPPV |  | 1996-04-30 | 1997-04-30 | 125000 | W
13 | Cryotheraphy | C |  |  | 2012-06-28 | Solokraft Industries |  | TNHSP | TNHSP/TNMSC/AG30A/2011 Dt.14.10.2011 | 2012-06-28 | 2013-06-27 | 23172 | W
14 | Diathermy Machine (Electric Cautery) | B | ELSY 360 M+ LITE | AG-M+1405084 | 2014-06-10 | JBS Meditac India Pvt Ltd | Store | TNMSC | 17240/TNMSC/ENGG/2014-2 Dt.16.05..14 | 2014-06-10 | 2015-06-09 | 218000 | W
15 | Diathermy Machine (Electric Cautery) | B | MHS-Medicare-Mx250 |  | 2007-07-17 | Jupiter | OT | DMS | 35047/S&P/1/2007 Dt.23.04.2007 | 2007-07-17 | 2008-07-16 | 18000 | W
16 | Electric Calorimeter | B | Prietest EasyLab |  |  | Robonik India | Lab | TNHSP | TNHSP/TNMSC/AG87b/2013-2 Dt.28.11.2013 | 2014-03-20 | 2014-03-19 | 20708 | W
17 | Focus lamp Ordinary | C | Hospitech |  | 2009-07-25 | Jupiter | Store | TNHSP / NRHM | 03/NRHM/TNHSP/TNMSC/2009 Dt.29.06.2009 | 2009-07-25 | 2010-07-25 | 12450 | W
18 | Focus lamp Ordinary | C | Hospitech |  | 2009-07-25 | Jupiter | Store | TNHSP / NRHM | 03/NRHM/TNHSP/TNMSC/2009 Dt.29.06.2009 | 2009-07-25 | 2010-07-25 | 12450 | W
19 | Infusion Pump/Infusion Syringe Pump/Insulin Syringe Pump | C | LPM 50 |  | 2010-04-03 | Jupiter |  | TNHSP | 02/NRHM/TNHSP/TNMSC/2009 Dt.25.08.2009 | 2010-04-03 | 2011-04-02 | 30680 | W
20 | Infusion Pump/Infusion Syringe Pump/Insulin Syringe Pump | C | LPM 50 |  | 2010-04-03 | JUPITER |  | TNHSP | 02/NRHM/TNHSP/TNMSC/2009 Dt.25.08.2009 | 2010-04-03 | 2011-04-02 | 30680 | W
21 | Infusion Pump/Infusion Syringe Pump/Insulin Syringe Pump | C | LPM 50 |  | 2010-04-03 | JUPITER |  | TNHSP | 02/NRHM/TNHSP/TNMSC/2009 Dt.25.08.2009 | 2010-04-03 | 2011-04-02 | 30680 | W
22 | Infusion Pump/Infusion Syringe Pump/Insulin Syringe Pump | C | LPM 50 |  | 2010-04-03 | JUPITER |  | TNHSP | 02/NRHM/TNHSP/TNMSC/2009 Dt.25.08.2009 | 2010-04-03 | 2011-04-02 | 30680 | W
23 | Infusion pump | C | AKAS - infu300 |  | 2007-09-26 | AKAS | Store | DMS |  | 2007-09-26 | 2008-09-25 | 24400 | W
24 | Infusion pump |  |  | MP1ALH243 | 2011-10-03 | Schiller |  | TNHSP | TNHSP/TNMSC/AG16/2010 | 2011-10-03 | 2014-10-02 | 26418 | W
25 | Lab Incubator | C | Labotech / BDI 54 |  | 2009-09-18 | Solokrafts | Store | TNHSP / NRHM | 05/NRHM/HSP/TNMSC/2009 Dt.15.07.2009 | 2009-09-18 | 2010-09-18 | 12431 | W
26 | Laproscope Double Puncture | C | Karlstorz |  | 2007-01-23 | Vishal Surgical | Scan Room | DD - FW |  | 2007-01-23 | 2008-01-23 | 215000 | W
27 | Multi Para Monitor | B2 | G3D | G3DL60218 |  | Trans Health Care India Pvt Ltd |  | TNMSC | 17240/TNMSC/ENGG/2014-3 Dt.16.05.2014 | 2014-07-15 | 2017-07-14 | 60000 | W
28 | Multi Para Monitor | B2 | Innoava 10CIR | CIPL1302BJ93 | 2013-03-13 | Concept Integration |  | TNHSP | TNHSP/TNMSC/AG14/2012 Dt.21.11.2012 | 2013-03-13 | 2014-03-12 | 57120 | W
29 | Mannual Colposcope | C | ARI.11-1D |  | 2012-09-07 | SURGICAL | NCD.ROOM | TNHSP | TNHSP/TNMSC/ENGG/AG30/2011 Dt.21.04.2012 | 2012-09-07 | 2013-09-06 | 130000 | W
30 | Operation Table Hydraulic Major | B2 | Vibash |  | 2008-12-24 | Vibash | OT | DMS | 51190/S&P/1/08 | 2008-12-24 | 2009-12-24 | 164268 | W
31 | PH meter | C | RPA-1GRTIOANPN | 1159 | 2014-06-09 | RLT Instrumentation Pvt Ltd | Store | TNHSP | TNHSP/TNMSC/AG87b/2013-1 Dt.28-11-2013 | 2014-06-09 | 2015-06-08 | 57353 | W
32 | Pulse Oximeter | B | RAD-8 |  | 2014-07-15 | Grace Mfg |  | TNMSC | RCH-II/TNMSC/ENGG/E67/2014 Dt 05.03.2014 | 2017-07-15 | 2017-07-14 | 68968 | W
33 | Pulse Oximeter | B | RAD-8 |  | 2014-07-15 | Grace Mfg |  | TNMSC | RCH-II/TNMSC/ENGG/E67/2014 Dt 05.03.2014 | 2017-07-15 | 2017-07-14 | 68968 | W
34 | Radiant Warmer | C | Nice Neotech / nice 2007s |  | 2009-10-09 | Madras Surgicals | Store | TNHSP / NRHM | 02/NRHM/HSP/TNMSC/2009-WAR Dt.01.09.2009 | 2009-10-09 | 2010-10-09 | 15700 | W
35 | Radiant Warmer | C | Nice Neotech / nice 2007s |  | 2009-10-09 | Madras Surgicals | Store | TNHSP / NRHM | 02/NRHM/HSP/TNMSC/2009-WAR Dt.01.09.2009 | 2009-10-09 | 2010-10-09 | 15700 | W
36 | Radiant Warmer | C | Nice Neotech / nice 2007s |  | 2009-10-09 | Madras Surgicals | Store | TNHSP / NRHM | 02/NRHM/HSP/TNMSC/2009-WAR Dt.01.09.2009 | 2009-10-09 | 2010-10-09 | 15700 | W
37 | Radiant Warmer | C | Nice Neotech / nice 2007s |  | 2009-10-09 | Madras Surgicals | Store | TNHSP / NRHM | 02/NRHM/HSP/TNMSC/2009-WAR Dt.01.09.2009 | 2009-10-09 | 2010-10-09 | 15700 | W
38 | Semi Auto Analyser |  | Prietest Touch |  | 2014-03-20 | Robonik India | Lab | TNHSP | TNHSP/TNMSC/AG87H/2013-1 Dt.31.12.2013 | 2014-03-20 | 2015-03-19 | 50343 | W
39 | Shadowless Lamp stand model | B | Jupiter |  | 2009-03-14 | Jupiter | Store | DMS |  | 2009-03-14 | 2010-03-14 | 40000 | W
40 | Shadowless Lamp stand model | B | Jupiter |  | 2009-03-14 | Jupiter | Store | DMS |  | 2009-03-14 | 2010-03-14 | 26000 | W
41 | Suction Apparatus - Electrical | C | Vin Bio Tech |  | 2008-02-14 | Vin Bio tech | Store | TNHSP |  | 2008-02-14 | 2009-02-13 | 4148 | W
42 | Suction Apparatus - Electrical | C | Jupiter |  | 2009-03-14 | Jupiter | Store | DMS |  | 2009-03-14 | 2010-03-14 | 5500 | W
43 | Suction Apparatus - Electrical | C | Vishal Hospital Surgical |  | 2009-04-02 | Vishal Hospital Surgical | Store | DMS |  | 2009-04-02 | 2010-04-02 | 4410 | W
44 | Suction Apparatus - Electrical | C | Saberwal |  | 2009-06-05 | Saberwal | Store | NRHM | 13/NRHM/HSP/TNMSC/ENGG/2009 Dt.31.03.2009 | 2009-06-05 | 2010-06-05 | 5273 | W
45 | Syringe Pump | B | LP-50BW |  | 2010-01-30 | Jupiter | General Ward | TNHSP / NRHM | 02/NRHM/TNHSP/TNMSC/2009-S1 Dt.25.06.2009 | 2010-01-30 | 2011-01-29 | 29500 | W
46 | Syringe Pump | B | LP-50BW |  | 2010-01-30 | Jupiter | General Ward | TNHSP / NRHM | 02/NRHM/TNHSP/TNMSC/2009-S1 Dt.25.06.2009 | 2010-01-30 | 2011-01-29 | 29500 | W
47 | Ultra Sonogram -MOBILE | B | Wipro GE / Logiq P3 |  | 2009-08-22 | Wipro GE | Store | TNHSP |  | 2009-08-22 | 2010-08-22 | 674800 | W
48 | Washing Machine |  | Ramsons |  | 2010-02-08 | Solokraft Industries |  | TNHSP |  |  |  | 108108 | W
49 | X-ray Machine 100 mA | B | Siemens-Nanophos |  | 1990-08-10 |  | X-Ray Room | DMS |  | 1990-08-10 | 1991-08-10 | 191700 | W
[11 empty] | Total | 3039663

## GH.Hqrs.Pudukkottai
DIRECTORATE OF MEDICAL AND RURAL HEALTH SERVICES
GOVERNMENT OF TAMIL NADU
REPORT : EQUIPMENT RECEIPT DETAILS REPORT-INSTITUTION WISE
District : PUDUKOTTAI
Institution : PUDUKKOTTAI
S.No. | Equipment Name | Category | Model No | Serial No | Date of Receipt | Supplier Name | Location of Equipment | Source of Supply | Purchase Order No | Date of Installation | Warranty | Cost | Working Status
1 | A-Scan Biometer | B | Sonomark |  |  |  | Eye |  |  |  |  | 40000 | W
2 | A-Scan Model US1000 | B2 | OPTIFINE | 007/2009-10 | 2010-02-08 | Careandamp;caare | Eye OT | TNHSP | TNHSP/TNMSC/ENGG/P3A26/09 DT7.12.09 | 2010-03-22 | 2011-02-07 | 87500 | W
3 | Applanation Tonometer | B2 | AATM5001 | AATM5001 | 2009-11-14 | Appasamy | Eye OT | TNHSP | TNHSP/TNMSC/ENNG/P3A/09 DT 24.9.09 |  | 2012-11-13 | 35000 | W
4 | Audiometer | C | Arphi-700 MK IV |  |  |  | ENT OP | DMS |  |  |  | 68000 | W
5 | Audiometer | C | Arphi-700 MK IV |  |  |  | ENT OP | DMS |  |  |  | 68000 | W
6 | Audiometer | C | RP/2001 |  | 2010-10-27 | Madras surgicals | Store | TNHSP |  | 2010-10-27 | 2011-10-27 | 85000 | W
7 | Audiometer | C | Arphi2001 |  | 2009-10-28 | Maadras surgicalandamp;Chemical | ENT OP | TNHSP | TNHSP/TNMSC/ENNG/P3A6/09 DT 14.10.10 | 2009-10-28 | 2010-09-29 | 87500 | W
8 | Audiometer | C | Arphi 2001 | 336 | 2010-03-19 | Arphi Electronics pvt ltd | ENT OP | TNHSP | TNHSP/TNMSC/ENGG/10 DT 18.2.10 |  | 2013-03-18 | 60000 | W
9 | Auto Clave HP Horizontal-CYLINDRICAL | C |  |  |  |  | OT |  |  |  |  | 117000 | W
10 | Auto Clave HP Horizontal-CYLINDRICAL | C | HZ512 |  |  | Solokraft Industries | OT |  | 2396/TNMSC/ENGG/2010 DT 23.2.11 |  | 2012-07-03 | 145000 | W
11 | Auto Clave HP Horizontal-CYLINDRICAL | C | HC2048 |  | 2010-01-22 | Reliance Instruments Corporation | OT | TNHSP | TNHSP/TNMSC/ENGG/P3A51/2009Dt 20.1.10 | 2010-01-22 | 2011-01-21 | 125200 | W
12 | Auto Clave HP Horizontal-CYLINDRICAL | C |  |  | 2009-12-14 | Solokrafts | GOT | DRHM | RCH-II/TNMSC/ENGG/E18/2009 Dt8.6.09 | 2010-01-07 | 2010-12-13 | 132000 | W
13 | Auto Clave HP Vertical (2 bin) | C | Jupiter |  | 2008-04-05 | Jupiter | MOT | TNHSP | TNHSP/TNMSC/P2E11/2007 Dt28.11.07 | 2009-11-24 | 2011-04-04 | 32000 | W
14 | Auto Clave HP Vertical (2 bin) | C | Jupiter |  | 2008-04-05 | Jupiter | MOT | TNHSP | TNHSP/TNMSC/P2E11/2007 Dt28.11.07 | 2009-11-24 | 2011-04-04 | 32000 | W
15 | Auto Clave HP Vertical (2 bin) | C |  |  | 2006-10-06 | Jupiter | GOT | TNHSP | TNHSP/TNMSC/ENGG/E10/2006 Dt 26.6.2006 |  |  | 17200 | W
16 | Auto Clave HP Vertical (2 bin) | C |  |  | 2008-03-04 | JUPITER | 44andamp;54 | TNHSP | TNHSP/TNMSC/P2E11/07 Dt 28.11.07 |  | 2009-02-22 | 21000 | W
17 | Auto Clave HP Vertical (2 bin) | C | Jupiter |  | 2008-03-04 | Jupiter | GOT | TNHSP | TNHSP/TNMSC/P2E11/07 Dt 28.11.07 | 2008-04-05 | 2009-02-22 | 21000 | W
18 | Auto Clave HP Vertical (2 bin) | C | Jupiter |  | 2008-03-04 | Jupiter | GOT | TNHSP | TNHSP/TNMSC/P2E11/07 Dt 28.11.07 | 2008-04-08 | 2009-02-22 | 21000 | W
19 | Auto Clave HP Vertical (2 bin) | C | Vishal Hospital Surgical |  | 2008-05-29 | Vishal Hospital Surgical | GOT ` Poison Treatment | NRHM | 2394/NRHM/TNMSC/2008/22 Dt18.5.08 | 2008-10-25 | 2009-05-28 | 16300 | W
20 | Auto Clave HP Vertical (2 bin) | C | Solokrafts |  | 2009-06-18 | Solokrafts | GOT | RCH | RCH-II/TNMSC/ENGG/E5/2009 Dt29.4.09 | 2009-06-17 | 2010-06-17 | 31300 | W
21 | Auto Clave HP Vertical (2 bin) | C | Solokrafts |  | 2009-06-18 | Solokrafts | EYE OT | RCH | RCH-II/TNMSC/ENGGG/E5/2009/Dt29.4.09 | 2009-06-17 | 2010-06-17 | 31300 | W
22 | Auto Clave HP Vertical (2 bin) | C |  |  | 2009-06-18 | Solokrafts | GOT | DRHM | RCH-II/TNMSC/ENGG/E5/2009 Dt29.4.09 |  | 2010-06-17 | 31300 | W
23 | Automated Cell Counter | B2 | SYSMAX KX 21 |  | 2008-08-27 | Transasia | Main Lab | DMS | 47975/Sandamp;P/1/2008 dt13.8.08 |  |  | 334952 | W
24 | Automated Perimeter | B2 | AP901H | AP901H | 2009-11-14 | Appasamy |  | TNHSP | TNHSP/TNMSC/ENNG/P3A/09 DT 24.9.09 |  | 2012-12-13 | 350000 | W
25 | Baby Incubators | C |  |  |  |  | New Born Ward |  |  |  |  | 47880 | W
26 | Baby Incubators | C |  |  |  |  | New Born Ward |  |  |  |  | 47880 | W
27 | Baby Incubators | C | Madras Surgicals | 7121186 | 2007-12-26 | Madras Surgicals | New Born Ward | TNHSP | TNHSP/TNMSC/P2E3/07/11.9.07 | 2007-12-26 | 2008-12-25 | 47880 | W
28 | Balance-Chemical | C |  |  | 2011-11-26 | Jupiter | Blood bank | RCH | RCH-II/TNMSC/ENGG/7146/2010 dt 6.10.10 |  | 2012-11-25 | 1900 | W
29 | Binocular Mircroscope | B2 | Labovision |  | 2010-07-02 | Solokrafts | Store | TNHSP |  | 2010-07-02 | 2011-07-02 | 12000 | W
30 | Binocular Mircroscope | B2 | Labovision |  | 2010-07-02 | Solokrafts | Store | TNHSP |  | 2010-07-02 | 2011-07-02 | 12000 | W
31 | Binocular Mircroscope | B2 | Labovision |  | 2010-07-02 | Solokrafts | Store | TNHSP |  | 2010-07-02 | 2011-07-02 | 12000 | W
32 | Binocular Mircroscope | B2 |  | 22341 | 2009-07-03 | Solokraft | Blood Storage point Ranees | TNHSP | TNHSP/TNMSC/ICB/PEg/09 DT 28.1.09 |  | 2010-07-02 | 9393 | W
33 | Binocular Mircroscope | B2 | Labovision | 22337 | 2009-07-03 | Solokrafts | Blood bank | TNHSP | TNHSP/TNMSC/ICB/PE2/09 DT 28.1.09 |  | 2010-07-02 | 9393 | W
34 | Binocular Mircroscope | B2 | Labovision | 22340 | 2009-07-03 | Solokrafts | GH Subramaniyapuram | TNHSP | TNHSP/TNMSC/P3E2/09 DT 28.1.09 |  | 2010-07-02 | 9393 | W
35 | Blood Bank Refrigerator | B | Jewett-6001X |  |  |  | Blood Bank |  |  |  |  | 125000 | W
36 | Blood Bank Refrigerator | B | Joue Automation |  |  |  | Blood Bank | TANSAC |  |  |  | 125000 | W
37 | Blood Bank Refrigerator | B | Jewett |  |  |  | Blood Bank |  |  |  |  | 118000 | W
38 | Blood Collection Monitor / Mechanical Agitator | C |  | CDCM-420 | 2010-04-13 | REMI ELECTORATECHNIC LTD | Blood bANK | DRHM | 18R/NRHM/HSP/TNMSC/2010/BCM Dt12.2.10 |  | 2013-04-12 | 30761 | W
39 | Blood gas analyser | B2 | Bayer Diagnostic-M348 |  |  |  | RDC Block |  |  |  |  | 124000 | W
40 | Boyles apparatus with Circle Abosrber | B | IOL |  |  |  | OT |  |  |  |  | 125000 | W
41 | Boyles apparatus with Circle Abosrber | B | Drager |  |  |  | OT |  |  |  |  | 125000 | W
42 | Boyles apparatus with Circle Abosrber | B | Life Line |  | 2009-08-03 | Madras Surgicals | GOT | NRHM |  | 2009-08-03 | 2010-08-03 | 125000 | W
43 | Boyles apparatus with Ventilator | B | Landamp;T - Compact |  | 2007-10-15 | Landamp;T | GOT | TNHSP | TNHSP/TNMSC/ICB/ICE/2007/27.6.07 | 2007-10-15 | 2008-10-14 | 279444 | W
44 | Boyles apparatus with Ventilator | B | LandT-Avulco |  |  |  | OT | TNHSP |  |  |  | 125000 | W
45 | Boyles apparatus with out Circle Abosrber | B | Model - ME - 15 | SSC00015 | 2009-06-06 | Saberwal | MOT | TNHSP | TNHSP/TNMSC/ENGG/P3A50/09 DT31.3.09 | 2009-07-16 | 2010-06-05 | 88000 | W
46 | Boyles apparatus with out Circle Abosrber | B | Model - ME - 15 | SSC00016 | 2009-06-06 | Saberwal | MOT | TNHSP | TNHSP/TNMSC/ENGG/P3A50/09 DT 31.3.09 | 2009-07-16 | 2010-06-05 | 88000 | W
47 | Boyles apparatus with out Circle Abosrber | B | IOL |  |  |  | OT |  |  |  |  | 125000 | W
48 | Boyles apparatus with out Circle Abosrber | B | IOL |  |  |  | AE.OT |  |  |  |  | 125000 | W
49 | Boyles apparatus with out Circle Abosrber | B | IOL |  |  |  | OT |  |  |  |  | 125000 | W
50 | Boyles apparatus with out Circle Abosrber | B | IOL |  |  |  | OT |  |  |  |  | 125000 | W
51 | CTG Monitor | B2 | Landamp;T - Femon |  | 2006-07-15 | Landamp;T | Ranees - 70 | TNHSP | TNHSP/TNMSC/ENGG/E4/2006 DT 22.6.2006 | 2006-09-06 | 2007-07-17 | 64822 | W
52 | CTG Monitor | B2 | Contec Medical System | 2602246 | 2007-02-23 | Madras Surgical | Ranees - 70 | TNHSP | TNHSP/TNMSC/ENGG/CE10/06 2.1.10 | 2007-04-07 | 2008-08-23 | 83896 | W
53 | CTG Monitor | B2 |  | 23529 | 2007-02-23 | MADRAS SURGICALS | 70 | TNHSP | TNHSP/TNMSC/ENGG/CE10/06 Dt 2.1.10 | 2007-04-07 | 2008-08-22 | 7858 | W
54 | Cardiac Monitor | C | Indchem |  |  |  | ICCU |  |  |  |  | 25000 | W
55 | Cardiac Monitor | C |  |  | 2008-01-12 | Sisco | Store | Ambul.Kit |  | 2008-01-12 | 2009-01-11 | 24000 | W
56 | Cardiac Monitor | C | Concept Integration |  | 2010-01-04 | Concept Integration | Store | TNHSP |  | 2010-01-04 | 2011-01-04 | 37000 | W
57 | Cardiac Monitor | C | Concept Integration |  | 2010-01-04 | Concept Integration | Store | TNHSP |  | 2010-01-04 | 2011-01-04 | 37000 | W
58 | Cardiac Monitor | C | L andamp; T - Orbit |  | 2007-07-14 | Landamp;T | GOT | TNHSP |  | 2007-07-14 | 2008-07-13 | 26000 | W
59 | Cardiac Monitor | C | Landamp;T - Micromon NXT |  | 2009-01-08 | Landamp;T | MOT | TNHSP |  | 2009-01-08 | 2010-01-08 | 26000 | W
60 | Cardiac Monitor | C | Landamp;T - Micromon NXT |  | 2009-01-08 | Landamp;T | AE OT | TNHSP |  | 2009-01-08 | 2010-01-08 | 26000 | W
61 | Cardiac Monitor | C | Landamp;T-Orbit |  |  |  | OT |  |  |  |  | 33000 | W
62 | Cardiac Monitor | C | L and T - Orbit | 5040228 | 2006-07-15 | Landamp;T | ICCU | TNHSP | RCH-II/TNMSC/ENGG/E4/2006 Dt22.6.06 |  | 2007-07-17 | 32426 | W
63 | Cardiac Monitor | C | L and T-Orbit | 6040245 | 2006-07-15 | L and T | ICCU | TNHSP | TNHSP/TNMSC/ENGG/E4/2006 DT22/6/06 |  | 2007-07-17 | 32426 | W
64 | Cardiac Monitor | C | L and T-Orbit |  | 2006-07-15 | L and T | MOT | TNHSP | TNHSP/TNMSC/ENGG/E4/2006 DT22.6.2006 | 2006-08-25 | 2007-07-17 | 32426 | W
65 | Cardiac Monitor | C | L and T-Orbit |  | 2006-07-15 | L and T | GOT | TNHSP | TNHSP/TNMSC/ENGG/E4/2006 DT 22.6.2006 |  | 2007-07-17 | 32426 | W
66 | Cardiac Monitor | C | Microman NXT | X07T0010 | 2008-01-09 | Landamp;T | MOT | TNHSP | TNHSP/TNMSC/P2E9/07 DT 30.12.07 | 2008-01-09 | 2009-01-08 | 27000 | W
67 | Cardiac Monitor | C | INTEGRA-1F | C10812AM32 | 2009-01-05 | CONCEPT INTEGRATION PVT LTD | ICCU | TNHSP | TNHSP/TNMSC/P3E13/150-24 DT 29.12.08 |  | 2010-01-04 | 24500 | W
68 | Cardiac Monitor | C | INTEGRA-1F | C10812AM33 | 2009-01-05 | CONCEPT INTEGRATION PVT LTD | ICCU | TNHSP | TNHSP/TNMSC/P3E13/150-24 DT 29.12.08 | 2009-01-05 | 2010-01-04 | 24500 | W
69 | Cardiac Monitor with defibrillator | C | L and T - Zoll m Series |  | 2006-07-15 | L and T | MOT | TNHSP | TNHSP/TNMSC/ENGG/E4/2006 dt 22.6.2006 |  | 2007-07-17 | 291701 | W
70 | Cardiac Monitor with defibrillator | C | BPL |  |  |  | ICCU |  |  |  |  | 125000 | W
71 | Cardiac Monitor with defibrillator | C | LandT - Zoll 'm' Series |  | 2007-07-14 | LandT | GOT | TNSHP |  | 2007-07-14 | 2008-07-13 | 125000 | W
72 | Cardiac Monitor with defibrillator | C | Nihon Kohden |  |  | Trivitron | OT | TNHSP |  |  |  | 125000 | W
73 | Cardiac Monitor with defibrillator | C | L and T - Zoll m Series |  | 2006-07-15 | L and T | GOT | TNHSP | TNHSP/TNMSC/ENGG/E4/2006-dt22.6.2006 |  | 2007-07-17 | 291701 | W
74 | Cardiac Monitor with defibrillator | C | TEC5521/C |  | 2007-02-08 | Trivitron | GOT | TNHSP | TNHSP/TNMSC/ENGG/CE7/2006 dt25.10.06 |  |  | 140000 | W
75 | Cell Counter | B2 | SYSMEX POCH-1001 | F2780 | 2013-01-21 | Transasia ltd | Maain laab | DRHM | 2630/TNMSC/ENGG/2012 dated6.12.2012 | 2013-01-23 | 2016-01-22 | 285120 | W
76 | Cell Counter Electronic (AUTOMATIC) | B | Sysmex-Kx21 |  |  |  | RDC Block |  |  |  |  | 180000 | W
77 | Deep Freezer | C | Joue Automation-JA 35 |  |  |  | Blood Bank |  |  |  |  | 150000 | W
78 | Defibrillator with Monitor | B2 | Heart stat frx | B12C06097 | 2012-08-14 | Philips | Ward no 70 | TNHSP | TNHSP/TNMSC/ICB/AG17/11 dt7.10.2011 | 2012-09-28 | 2013-09-27 | 58696 | W
79 | Defibrillator with Monitor | B2 | Heart stat Frx | B12C-06106 | 2012-08-14 | Phillips Electronic India ltd | 46 | TNHSP | TNHSP/TNMSC/ICB/AG17/11 dt7.10.2011 | 2012-09-28 | 2013-09-27 | 58696 | W
80 | Defibrillator with Monitor | B2 | Heart stat Frx | B12C06084 | 2012-08-14 | Phillips Electronic India ltd | GOT | TNHSP | TNHSP/TNMSC/ICB/AG17/11 dt7.10.2011 | 2012-09-28 | 2013-09-27 | 58696 | W
81 | Defibrillator with Monitor | B2 | Heart stat Frx | B12C 06004 | 2012-08-14 | Phillips Electronic India ltd | Ward no-PTC | TNHSP | TNHSP/TNMSC/ICB/AG17/11 dt7.10.2011 | 2012-09-28 | 2013-09-27 | 58696 | W
82 | Defibrillator with Monitor | B2 | Heart stat Frx | B12C-05990 | 2012-08-14 | Phillips Electronic India ltd | Casuality | TNHSP | TNHSP/TNMSC/ICB/AG17/11 dt7.10.2011 | 2012-09-28 | 2013-09-27 | 58696 | W
83 | Defibrillator with Monitor | B2 | Heart stat Frx | B12C-06059 | 2012-08-14 | Phillips Electronic India ltd | Ward no 41 | TNHSP | TNHSP/TNMSC/ICB/AG17/11 dt7.10.2011 | 2012-08-14 | 2013-09-27 | 58696 | W
84 | Dental Autoclave | C | Confident-Uniqueclave-C79 |  |  |  | Dental OP | DMS |  |  |  | 0 | W
85 | Dental Chair | B2 |  |  |  |  | Dental OP |  |  |  |  | 0 | W
86 | Dental Chair | B2 |  |  |  |  | Dental OP |  |  |  |  | 0 | W
87 | Dental Unit with motor for dental OP | B2 | Confident |  |  |  | Dental OP | DMS |  |  |  | 0 | W
88 | Dental X ray machine | C | Eltop |  |  |  | Dental OP | DMS |  |  |  | 0 | W
89 | Diathermy Machine (Electric Cautery) | B | Aesculab-GN 300 |  |  |  | OT |  |  |  |  | 0 | W
90 | Diathermy Machine (Electric Cautery) | B |  |  |  |  | OT |  |  |  |  | 0 | W
91 | Diathermy Machine (Electric Cautery) | B |  |  |  |  | OT |  |  |  |  | 0 | W
92 | Diathermy Machine (Electric Cautery) | B |  |  |  |  | AE.OT |  |  |  |  | 0 | W
93 | Diathermy Machine (Electric Cautery) | B |  |  |  |  | Eye |  |  |  |  | 0 | W
94 | Diathermy Machine (Electric Cautery) | B | Healotom-Major 500UB |  |  |  | OT |  |  |  |  | 0 | W
95 | Dielectric Tube Sealer | C | Scientific General Traders-CDS-5T |  |  |  | Blood Bank |  |  |  |  | 0 | W
96 | ECG machine computerized | B | HP-Page Writer 100 |  |  |  | ECG Room |  |  |  |  | 0 | W
97 | ECG machine computerized | B | EDAN Instruments |  |  |  | Labour Ward |  |  |  |  | 0 | W
98 | ECG machine computerized | B | Cardiotouch 3000 | T2L0900080 |  | JK Medical system | ICCU | TNHSP | TNHSP/TNMSC/AG21/11 DT22.8.11 |  | 2012-11-09 | 65000 | W
99 | ECG machine computerized | B | Edan SE300 |  |  | Madras Surgicals | [5 empty] | 0 | W
100 | ECG machine computerized | B | Edan SE300 |  |  | Madras Surgicals | [5 empty] | 0 | W
101 | ECG machine computerized | B | Edan SE300 |  |  | Madras Surgicals | [5 empty] | 0 | W
102 | ECG machine computerized | B | EDAN - SE 300 |  | 2008-01-22 | Madras Surgicals | Ranees-70 | TNHSP | TNHSP/TNMSC/P2E12/28.1.07 | 2008-01-22 | 2009-01-21 | 45750 | W
103 | ECG machine computerized | B | EDAN - SE 300 |  | 2008-01-22 | Madras Surgicals | Ward -64 | TNHSP | TNHSP/TNMSC/P2E12/28.1.07 | 2009-08-22 | 2009-01-21 | 45750 | W
104 | ECG machine computerized | B | EDAN - SE 300 |  | 2008-01-22 | Madras Surgicals | Ward-68 | TNHSP | TNHSP/TNMSC/P2E12/28.1.07 | 2008-01-22 | 2009-01-21 | 45750 | W
105 | ECG machine computerized | B | EDAN - SE 300 | 938813 | 2009-11-20 | Madras Surgicals | ECG Dept. | TNHSP | TNHSP/TNMSC/P3E12/29.8.08 | 2008-11-21 | 2010-11-20 | 48860 | W
106 | ECG machine computerized | B | EDAN - SE 300 | 3090924011 | 2009-10-26 | Madras surgicals | ICCU | TNHSP | TNHSP/TNMSC/P3A46/2009/25.8.09 | 2010-10-25 | 2011-10-25 | 44630 | W
107 | ECG machine computerized | B | EDAN - SE 300 | 3090924001 | 2009-10-26 | Madras surgicals | ECG DEPT | TNHSP | TNHSP/TNMSC/P3A46/2009/25.8.09 | 2009-10-26 | 2011-10-25 | 44630 | W
108 | ECG machine ordinary | B | BPL-108T |  |  |  | ECG Room |  |  |  |  | 33000 | W
109 | ECG machine ordinary | B | BPL-108T |  |  |  | ECG Room |  |  |  |  | 33000 | W
110 | ECG machine ordinary | B | BPL / 108T Digi |  | 2009-04-23 | BPL | ECG Room | Rotary Club |  | 2009-04-23 | 2010-04-23 | 33000 | W
111 | ECG machine ordinary | B | BPL-6108 |  |  |  | RDC Block |  |  |  |  | 27000 | W
112 | ENT Operating Scope | B1 | Crisp-1 | ENT120901 | 2009-12-24 | Sanma medicals |  | TNHSP | TNHSP/TNMSC/ENGG/P3A7/09 DT 10.7.09 | 2010-01-04 | 2010-12-23 | 265150 | W
113 | Echocardiogram Color | B1 | DC 76/Mindray |  | 2012-01-20 | Mindray Medical India |  | TNHSP | TNHSP/TNMSC/ENGG/AG10/AG22/2011 dt12.8.11 |  | 2013-01-19 | 11448$ | W
114 | Electric Calorimeter | C |  |  | 2009-04-09 | Associated Surgicals | Store | NRHM |  | 2009-04-09 | 2010-04-09 | 16000 | W
115 | Electric Stimulator | B2 | HMT-1003517 | 1003507 | 2010-04-05 | Care andamp; care | Physiotherapy | TNHSP | TNHSP/TNMSC/ENGG/P3A37/09 DT25.1.10 |  | 2011-04-04 | 5452 | W
116 | Elisa Plate analyzer cum washer | B | readwell touch | RTO121209 | 2010-01-12 | Robonik India pvt ltd | Blood Bank | TNHSP | TNHSP/TNMSC/P3431 Dt 3.12.09 | 2010-01-20 |  | 189000 | W
117 | Elisa Reader cum washer | B | Readwell touch | AW0131209RBK | 2010-01-12 | Robonik India | GH Arantangi | TNHSP | TNHSP/TNMSC/P3A3/2009 Dt3.12.09 |  |  | 189000 | W
118 | Endoscope fibre Optic (OGD) | C |  |  |  |  | OT |  |  |  |  | 528190 | W
119 | Endoscope fibre Optic (OGD) | C | Pentax FG29W |  |  | East India Surgicals | [5 empty] | 528190 | W
120 | Endoscope fibre Optic (OGD) | C | OLYMPUS |  | 2013-04-17 | HEALTH WARE PRIVATE LTD | M.O.T | TNHSP | 1549/TNMSG/ENGG/2012/DATE 4/3/13 | 2013-04-17 | 2014-04-16 | 528190 | W
121 | Endoscope fibre Optic (OGD) | C | Pentax |  | 2006-10-27 | East India Surgical | MOT | TNHSP | 69/TNHSP/TNMSC/ENGG/2006/E6 dT14.8.2006 | 2007-06-11 | 2007-10-26 | 528190 | W
122 | Flatwork Ironer | B2 | RE101-01 |  | 2010-07-22 | Ramsons | Laundry | TNHSP | TNHSP/TNMSC/P3A44/09 DT23.10.09 |  |  | 277661 | W
123 | Flatwork Ironer | B2 | RE101-01 |  | 2010-05-24 | Ramsons | Laundry(Ranees) | TNHSP | TNHSP/TNMSC/P3A44/09 DT23.10.09 |  |  | 277661 | W
124 | Flatwork Ironer | B2 | RE101-01 |  | 2010-07-22 | Ramsons | Laundry | TNHSP | TNHSP/TNMSC/P3A44/09 DT23.10.09 |  |  | 277661 | W
125 | Hot Air oven | C |  |  |  |  | Lab |  |  |  |  | 11953 | W
126 | Hot Air oven | C | MC Dalal |  |  |  | VCTC Lab | TANSAC |  |  |  | 11953 | W
127 | Hydro Extractor | B2 |  |  | 2010-05-24 | Ramsons | Laundry(Ranees) | TNHSP | TNHSP/TNMSC/P3A44/09 DT23.10.09 |  |  | 299112 | W
128 | Hydro Extractor | B2 |  |  | 2010-07-22 | Ramsons | Laundry | TNHSP | TNHSP/TNMSC/P3A44/09 DT23.10.09 |  |  | 225599 | W
129 | Hydro Extractor | B2 |  |  | 2010-07-22 | Ramsons | Laundry | TNHSP | TNHSP/TNMSC/P3A44/09 DT23.10.09 |  | 2013-07-21 | 225599 | W
130 | I.F.T-Interferential Therapy Equipment | B2 | HMT-1003413 | 1003413 | 2010-04-05 | Care andamp; care | Physiotheraphy | TNHSP | TNHSP/TNMSC/ENGG/P3A37/09 DT25.1.10 | 2010-04-12 | 2011-04-04 | 14855 | W
131 | Impendence audiometer | B2 | GS139 Autotymp | AY101627 | 2010-04-20 | Alliance | ENT OP | TNHSP | 10979/TNHSP/TNMSC/ENGG/10 DT18.2.10 |  | 2013-04-19 | 215000 | W
132 | Infusion Pump/Infusion Syringe Pump/Insulin Syringe Pump | C | ST670 | 10103123 | 2010-12-16 | SCHILLER HEALTH CARE | NEW BORN | RCH | RCH-II/TNMSC/ENGG/E37 Dt 23.9.2010 |  | 2013-12-15 | 25500 | W
133 | Infusion Pump/Infusion Syringe Pump/Insulin Syringe Pump | C |  | 10103124 | 2010-12-16 | SCHILLER HEALTH CARE | NEW BORN | RCH | RCH-II/TNMSC/ENGG/E37/DT 30.9.10 |  | 2013-12-15 | 26500 | W
134 | Infusion Pump/Infusion Syringe Pump/Insulin Syringe Pump | C |  | 10103125 | 2010-12-16 | SCHILLER HEALTH CARE | NEW BORN WARD | RCH | RCH-II/TNMSC/ENGG/E37/2010 dT 30.9.10 |  | 2013-12-15 | 26500 | W
135 | Infusion Pump/Infusion Syringe Pump/Insulin Syringe Pump | C |  | 10103122 | 2010-10-16 | SCHILLER HEALTH CARE | NEW BORN WARD | RCH | RCH-II/TNMSC/ENGG/E37 Dt29.3.2010 |  | 2013-12-15 | 26500 | W
136 | Infusion Pump/Infusion Syringe Pump/Insulin Syringe Pump | C | ST6000 | 31659T/05 | 2011-08-17 | Transhealth care Media | New born ward | TNHSP | TNHSP/TNMSC/AG15/2011 dt 1.7.11 | 2011-08-17 | 2012-08-16 | 25200 | W
137 | Infusion Pump/Infusion Syringe Pump/Insulin Syringe Pump | C |  |  | 2007-02-26 | Trivitron | New born ward | TNHSP | TNHSP/TNMSC/ENGG/CE7/2006 DT 25.10.2006 |  |  | 21000 | W
138 | Infusion Pump/Infusion Syringe Pump/Insulin Syringe Pump | C |  |  | 2007-02-26 | Trivitron | New born ward | TNHSP | TNHSP/TNMSC/ENGG/CE7/2006 DT 25.10.2006 |  |  | 21000 | W
139 | Infusion Pump/Infusion Syringe Pump/Insulin Syringe Pump | C | ST6000 | 31686T/05 | 2011-08-17 | Transhealth care Media | NEW BORN WARD | TNHSP | TNHSP/TNMSC/AG15/2011 dt 1.7.11 | 2011-08-17 | 2012-08-16 | 25200 | W
140 | Infusion pump | C | ST1000 | 90027677 | 2010-10-09 | TRANSHEALTHCARE | 51 | RCH | RCH-II/TNMSC/ENG/E37/10-11 Dt30.7.10 |  | 2011-10-09 | 26100 | W
141 | Infusion pump | C | ST1000 | 9002911 | 2010-10-09 | TRANSHEALTHCARE | 51 | RCH | RCH-II/TNMSC/ENG/E37/10-11 Dt30.7.10 |  | 2011-10-09 | 26100 | W
142 | Infusion pump | C | ST1000 | 900293T | 2010-10-09 | TRANSHEALTHCARE | 51 | RCH | RCH-II/TNMSC/ENG/E37/10-11 Dt30.7.10 |  | 2011-10-08 | 26100 | W
143 | Infusion pump | C | ST1000 | 900298T | 2010-10-09 | TRANSHEALTHCARE | Ward 51 | RCH | RCH-II/TNMSC/ENG/E37/10-11 Dt30.7.10 |  | 2011-10-08 | 26100 | W
144 | Infusion pump | C | ST1000 | 900272T | 2010-10-08 | TRANSHEALTHCARE | Ward-51 | RCH | RCH-II/TNMSC/ENG/E37/10-11 Dt30.7.10 | 2010-10-12 | 2011-10-08 | 26100 | W
145 | Infusion pump | C | ST1000 | 900275T | 2010-10-09 | TRANSHEALTHCARE | Ward-51 | RCH | RCH-II/TNMSC/ENG/E37/10-11 Dt30.7.10 | 2010-10-17 | 2011-10-08 | 26100 | W
146 | Infusion pump | C | ST1000 | 900344T | 2010-10-08 | TRANSHEALTHCARE | Ward-51 | RCH | RCH-II/TNMSC/ENG/E37/10-11 Dt30.7.10 |  | 2011-10-09 | 26100 | W
147 | Infusion pump | C | ST670 | 37725D/28 | 2010-09-30 | TRANSHEALTHCARE | ICCU | RCH | RCH-II/TNMSC/ENGG/E38/2010 DT 19.10.2010 |  | 2011-10-03 | 21600 | W
148 | Infusion pump | C | ST670 | 376780/28 | 2010-09-30 | Transhealth care | ICCU | RCH | RCH-II/TNMSC/ENGG/E38/2010-// dT 19.8.10 |  | 2011-10-03 | 21600 | W
149 | Keratometer | C |  | V1K11 | 2009-12-30 | MC Dalalandamp;Co | 44andamp;54 | TNHSP | TNHSP/TNMSC/ENGG/P3A20//2009 dt 24.9.09 |  |  | 14398 | W
150 | Lab Incubator | C | Associated Surgicals |  |  |  | Blood Bank |  |  |  |  | 17000 | W
151 | Lab Incubator | C | Memmert |  |  |  | Lab |  |  |  |  | 17000 | W
152 | Lab Incubator | C | MC Dalal |  |  |  | Blood Bank |  |  |  |  | 17000 | W
153 | Laproscope Double Puncture | C | Karlstorz |  | 2007-05-21 | Vishal Surgical | GOT | TNHSP | TNHSP/TNMSC/ICB/CE2/06/12.12.06 | 2007-05-21 | 2008-05-20 | 215000 | W
154 | Laproscope Double Puncture | C |  |  |  |  | OT |  |  |  |  | 215000 | W
155 | Laproscope Single Puncture | C |  |  |  |  | OT |  |  |  |  | 175000 | W
156 | Laproscope Single Puncture | C |  |  |  |  | OT |  |  |  |  | 175000 | W
157 | Laproscope Single Puncture | C |  |  |  |  | OT |  |  |  |  | 175000 | W
158 | Laproscope Single Puncture | C |  |  |  |  | OT |  |  |  |  | 175000 | W
159 | Laproscope Single Puncture | C |  |  |  |  | OT |  |  |  |  | 175000 | W
160 | Magnavision Lamp | C |  |  | 2011-04-20 | Jupiter | NCD clinicRanees | DRHM | NRHM/TNMSC/ENG/11 DT 12.2.11 | 2011-08-16 | 2012-04-19 | 4400 | W
161 | Mono cular Microscope | C |  |  | 2011-03-19 | Jupiter | Mwing storege point | RCH | RCH-II/TNMSC/ENGG/7146/2010 Dt 6.10.10 |  | 2012-03-18 | 12500 | W
162 | Multi Channel Pressure Monitor | B2 | S61 | 10232150085 | 2010-09-30 | TRANSHEALTH CARE | WARD 51 | RCH | RCH-II/TNMSC/ENGG/E37/2010 DT 30.7.2010 |  | 2011-09-29 | 45500 | W
163 | Multi Para Monitor | B | Landamp;T / Planet 50 | T08W60247 | 2008-03-26 | Landamp;T | GOT | NRHM | 2394/NRHM/TNMSC/2008/10.3.08 | 2008-03-26 | 2009-03-25 | 103000 | W
164 | Multi Para Monitor | B | Sylicon Labs | 6051 | 2007-02-12 | Sylicon Labs | GOT | TNHSP | TNHSP/TNMSC/ENGG/CE9/06 DT 25.10.06 | 2007-04-27 | 2008-02-08 | 70000 | W
165 | Muscle Stimulator | C | HMT-1003307 | 1003307 | 2010-04-05 | Care andamp; care | Physiotherapy | TNHSP | TNHSP/TNMSC/ENGG/P3A37/09 DT25.1.10 | 2010-04-12 | 2011-04-04 | 5144 | W
166 | Neonatal Ventilator | B2 |  | 1062 | 2011-03-04 | PHOENIX | NEW BORN | RCH | RCH-II/TNMSC/ENGG/E37/2010 DT 30.7.10 | 2011-07-27 |  | 124999 | W
167 | Neonatal Ventilator | B2 | NCPAP | 1061 | 2011-03-04 | PHOENIX | NEW BORN | RCH | RCH-II/TNMSC/ENGG/E37/10 DT 30.7.10 | 2011-07-27 |  | 124999 | W
168 | OAE Analyser | B2 | Audx pro OAE screener |  | 2011-12-27 | Pika medical pvt ltd | ENT OP | RCH | 10980/TNMSC/ENGG/2011 dt 30.11.11 | 2012-06-07 | 2014-12-26 | 262142 | W
169 | Operating Microscope (ENT) | B2 | ENT120901 |  | 2009-12-24 | Samna medi | MOT | TNHSP | TNHSP/TNMSC/ENGG/P3A7/09 DT 10.7.09 |  | 2010-12-23 | 265150 | W
170 | Operating Microscope (ENT) | B2 | ZENTI |  | 2010-06-11 | ALAN MEDICAL | MOT | OTHERS | 10979/TNMSC/ENGG/2010 DT 21.1.2010 |  | 2013-06-10 | 133966 | W
171 | Operating Microscope(Eye) | B1 | Brilliant AAOM250 | Brilliant AAOM250 | 2009-09-14 | Appasamy | Eye OT | TNHSP | TNHSP/TNMSC/ENNG/P3A/09 DT 24.9.09 | 2009-11-30 | 2012-11-13 | 175000 | W
172 | Operation Table Hydraulic Major | B2 |  |  |  |  | OT |  |  |  |  | 16000 | W
173 | Operation Table Hydraulic Major | B2 |  |  |  |  | OT |  |  |  |  | 18000 | W
174 | Operation Table Hydraulic Major | B2 |  |  |  |  | AE.OT |  |  |  |  | 47000 | W
175 | Operation Table Hydraulic Major | B2 |  |  |  |  | AE.OT |  |  |  |  | 47000 | W
176 | Operation Table Hydraulic Major | B2 | Jupiter |  |  |  | Eye | TNHSP |  |  |  | 53000 | W
177 | Operation Table Hydraulic Major | B2 | Arko |  |  |  | OT |  |  |  |  | 30000 | W
178 | Operation Table Hydraulic Major | B2 |  |  |  |  | OT |  |  |  |  | 27000 | W
179 | Operation Table Hydraulic Major | B2 |  |  |  |  | OT |  |  |  |  | 27000 | W
180 | Operation Table Hydraulic Major | B2 | Reico |  | 2008-04-16 | Reico | GOT | TNHSP |  | 2008-04-16 | 2009-04-16 | 27000 | W
181 | Operation Table Hydraulic Major | B2 | Jupiter |  |  |  | OT | TNHSP |  |  |  | 37000 | W
182 | Operation Table Hydraulic Major | B2 | Jupiter |  | 2008-05-01 | Jupiter | GOT | DRHM | 2394/NRHM/TNMSC/2008-1 dT8.3.08 |  |  | 53000 | W
183 | Operation Table Hydraulic Major | B2 |  |  | 2009-01-13 | Vibash | MOT | DMS | 51190/Sandamp;P/1/2008 dt10.11.2008 |  |  | 157950 | W
184 | Operation Table Hydraulic Major | B2 | Jupiter |  | 2007-12-08 | Jupiter | MOT | TNHSP | TNHSP/TNMSC/P2E6/2007 DT 11.9.2007 | 2007-12-08 | 2010-12-07 | 53000 | W
185 | Operation Table Hydraulic Major | B2 | Jupiter |  | 2007-12-08 | Jupiter | GOT | TNHSP | TNHSP/TNMSC/P2E6/2007 DT 11.9.2007 | 2007-12-08 | 2010-12-07 | 53000 | W
186 | Operation Table Hydraulic Major | B2 | Jupiter |  | 2007-12-08 | Jupiter | EYE OT | TNHSP | TNHSP/TNMSC/P2E6/2007 DT 11.9.2007 | 2007-12-08 | 2010-12-07 | 53000 | W
187 | Operation Table Hydraulic Major | B2 | Jupiter |  | 2007-12-08 | Jupiter | Eye OT | TNHSP | TNHSP/TNMSC/P2E6/2007 DT 11.9.2007 | 2007-12-08 | 2010-12-07 | 53000 | W
188 | Operation Table Hydraulic Major | B2 | Jupiter |  | 2007-12-08 | Jupiter | GPHC~ANDAKKULAM | TNHSP | TNHSP/TNMSC/P2E6/2007 DT 11.9.2007 | 2007-12-08 | 2010-12-07 | 53000 | W
189 | Operation Table Hydraulic Major | B2 | Jupiter |  | 2008-05-01 | Jupiter | GOT | NRHM | 2394/NRHM/TNMSC/2008-/DT 8.3.2008 | 2008-05-01 | 2010-04-30 | 53000 | W
190 | Operation Table Hydraulic Major | B2 | Reico |  | 2007-04-17 | RELIANCE INSTRUMENTS CORPORATION | GOT | TNHSP | TNHSP/TNMSC/CF6/2006 DT 7.9.2006 |  |  | 33267 | W
191 | Operation Table Hydraulic Major | B2 | Reico |  | 2007-04-17 |  | GOT | TNHSP | TNHSP/TNMSC/ENGG/CF6/2006 DT 7.9.2006 | 2007-04-17 |  | 33267 | W
192 | Operation table Hydraulic Minor | B2 |  |  |  |  | OT |  |  |  |  | 14500 | W
193 | Operation table Hydraulic Minor | B2 |  |  | 2008-04-21 | Associated Surgicals | store | DRHM | 2394/NRHM/TNMSC/2008 dT11.3.2008 |  |  | 12450 | W
194 | Operation table Hydraulic Minor | B2 | Vibash |  | 2006-08-23 | Vibash | GOT | TNHSP | 69/TNHSP/TNMSC/ENGGG/F11 DT23.5.2006 | 2006-08-23 | 2008-08-21 | 30000 | W
195 | PH meter | C | MC Dalal |  |  |  | RDC Block |  |  |  |  | 53653 | W
196 | Photo Calorie Meter - Analog / Digital | C |  |  | 2008-04-10 | Associated surgicals | Blood bank | OTHERS | 2394/NRHM/TNMSC/2008-09 Dt 11.3.08 |  |  | 5650 | W
197 | Photo Calorie Meter - Analog / Digital | C |  |  | 2008-04-10 | Associated surgicals | Main lab | RCH | 2394/NRHM/TNMSC/2008 dt 11.3.08 |  |  | 5650 | W
198 | Photo Calorie Meter - Analog / Digital | C |  |  | 2011-03-19 | Associated surgicals | Mat wing lab | RCH | RCH-II/TNMSC/4538/2010-5 dt 6.10.10 |  | 2012-03-18 | 5300 | W
199 | Photo Calorie Meter - Analog / Digital | C |  |  | 2011-03-19 | Jupiter | Main lab | RCH | RCH-II/TNMSC/ENGG/4538/2010-5 dt 6.10.10 |  | 2012-03-18 | 5300 | W
200 | Photo Calorie Meter - Analog / Digital | C | NCM508 | 8041/12/2010 | 2010-12-15 | Jupiter Scientific | Blood bank | RCH | RCH-II/TNMSC/7146/2010-2 dt6.10.10 |  | 2011-12-14 | 6057 | W
201 | Phototherapy Unit | C | Nice Neotech | 612513 | 2007-02-21 | Madras Surgicals | New Born Ward | TNHSP | TNHSP/TNMSC/ENG/CE8/06 Dt25.10.2006 | 2007-03-27 | 2010-03-15 | 12062 | W
202 | Phototherapy Unit | C | Nice Neotech | 612514 | 2007-02-21 | Madras Surgicals | New Born Ward | TNHSP | TNHSP/TNMSC/ENG/CE8/06 Dt25.10.2006 | 2007-02-27 | 2010-03-15 | 12062 | W
203 | Phototherapy Unit | C | Nice Neotech |  | 2007-02-21 | Madras Surgicals | New Born Ward | TNHSP | TNHSP/TNMSC/ENG/CE8/06 Dt25.10.2006 | 2008-02-20 | 2010-03-15 | 12062 | W
204 | Phototherapy Unit | C | Nice Neotech | 711985 | 2007-12-26 | Madras Surgicals | New Born Ward | TNHSP | TNHSP/TNMSC/ENG/CE8/06 Dt25.10.2006 | 2008-02-20 | 2009-02-19 | 10260 | W
205 | Phototherapy Unit | C | CFL101 | 5614 | 2012-05-19 | Phoenix | New born ward | RCH | RCH/TNMSC/ENGG/E46/2011-12 ddt 17.4.12 | 2012-06-07 | 2013-06-04 | 14710 | W
206 | Pulse Oximeter | B |  | T08W60247 | 2008-03-26 | Landamp;T | GOT | DRHM | 2394/NRHM/TNMSC/2008 dt10.3.08 | 2008-04-12 | 2009-03-26 | 103000 | W
207 | Pulse Oximeter | B | Sylicon Labs | 6106 | 2007-02-14 | Sylicon Labs | MOT | TNHSP | TNHSP/TNMSC/ENG/CE9/06 Dt25.10.2006 | 2007-03-01 | 2008-02-28 | 18500 | W
208 | Pulse Oximeter | B | SILICON | 6099 | 2007-02-14 | SILICON | MOT | TNHSP | TNHSP/TNMSC/ENGG/CE9/DT 25.10.06 | 2007-03-01 | 2008-02-28 | 18500 | W
209 | Pulse Oximeter | B | JERRY | 11009038 | 2010-11-08 | CAREandamp;CARE | GOT | TNHSP | TNHSP/TNMSC/ENGG/P3A3/2010 DT22.9.10 | 2010-12-11 | 2011-11-07 | 15673 | W
210 | Pulse Oximeter | B | China - TOP 800 | T80010812049 | 2011-01-09 | Southern Medical Systems | MOT | TNHSP | TNHSP/TNMSC/P3E13/2008/10.10.2009 | 2011-01-09 | 2010-01-08 | 18450 | W
211 | Pulse Oximeter | B | China - TOP 801 | T80010812050 | 2011-01-09 | Southern Medical Systems | MOT | TNHSP | TNHSP/TNMSC/ENGG/P3E13/2008 DT 10.10.08 | 2009-01-08 | 2010-01-08 | 18450 | W
212 | Pulse Oximeter | B | JERRY T | 11009026 | 2010-11-08 | CAREandamp;CARE | NEW BORN | TNHSP | TNHSP/TNMSC/ENGG/P3A3/2010 DT 22.9.10 | 2011-07-27 | 2011-11-07 | 15763 | W
213 | Pulse Oximeter | B | Landamp;T-Stellar |  | 2006-07-15 | Landamp;T | MOT | TNHSP | TNHSP/TNMSC/ENGG/E4/2006 Dt22.6.2006 |  | 2007-07-17 | 40514 | W
214 | Pulse Oximeter | B | L and T / Stellar P |  | 2006-07-15 | L and T | GOT | TNHSP | TNHSP/TNMSC/ENGG/E4/2006 DT22.6.2006 |  | 2007-07-17 | 40514 | W
215 | Pulse Oximeter | B | L and T - Stellar P | S08P25567 | 2008-04-03 | L and T | PTC | DRHM | 2394/NRHM/TNMSC/2006/36 /25.3.08 | 2008-04-10 | 2009-04-03 | 33750 | W
216 | Pulse Oximeter | B | L and T - Stellar P | S08P25395 | 2008-03-26 | Landamp;T | MOT | DRHM | 2394/NRHM/TNMSC/2008/10.3.08 | 2008-04-12 | 2009-03-25 | 34763 | W
217 | Pulse Oximeter | B | L and T / Stellar P | S08P25479 | 2008-04-08 | L and T | GOT | DRHM | 2394/NRHM/TNMSC/2006-36/25.3.08 | 2008-04-08 | 2009-04-07 | 33750 | W
218 | Pulse Oximeter | B |  | T057528 | 2008-01-24 | Masimo | NICU | DRHM | RCH-II/TNMSC/ENGG/E-49-12Dt24.10.12 | 2008-01-24 | 2009-01-24 | 86500 | W
219 | Pulse Oximeter | B |  | 10155166 | 2008-01-24 | Masimo | NICU | DRHM | RCH-II/TNMSC/ENGG/E-49/12 dt 26.12.12 | 2008-01-24 | 2016-01-30 | 86500 | W
220 | Pulse Oximeter | B |  | 1061604 | 2013-01-24 | Masimo | NICU | DRHM | RCH-II/TNMSC/ENGG/E-49/12 dt 24.12.12 | 2013-01-24 | 2016-01-30 | 86500 | W
221 | Pulse Oximeter | B |  | 1061665 | 2012-01-24 | Masimo | NICU | DRHM | RCH-II/TNMSC/ENGG/E-49-12 dt 24.12.12 | 2013-01-24 | 2016-01-30 | 86500 | W
222 | Pulse Oximeter | B | Masimo Radical-7 | 1061841 | 2013-01-24 | Masimo | NICU | DRHM | RCH-II/TNMSC/ENGG/E-49/12 Dt24.12.12 | 2013-01-24 | 2016-01-30 | 86500 | W
223 | Radiant Warmer | C | Nice Neotech |  | 2006-08-08 | Madras Surgicals | New Born Ward | TNHSP | TNHSP/TNMSC/E7/05 Dt21.11.05 | 2006-09-06 | 2007-08-07 | 19680 | W
224 | Radiant Warmer | C | Nice Neotech |  | 2006-08-08 | Madras Surgicals | New Born Ward | TNHSP | TNHSP/TNMSC/E7/05 Dt21.11.05 | 2006-09-06 | 2009-08-07 | 19680 | W
225 | Radiant Warmer | C | Nice Neotech |  | 2006-08-08 | Madras Surgicals | New Born Ward | TNHSP | TNHSP/TNMSC/E7/05 Dt21.11.05 | 2006-09-06 | 2008-08-06 | 19680 | W
226 | Radiant Warmer | C | Nice Neotech | 612558 | 2007-02-21 | Madras Surgicals | New Born Ward | TNHSP | TNHSP/TNMSC/ENG/CE8/06 Dt25.10.2006 | 2007-03-27 | 2010-03-15 | 20473 | W
227 | Radiant Warmer | C | Nice Neotech | 612561 | 2007-02-21 | Madras Surgicals | New Born Ward | TNHSP | TNHSP/TNMSC/ENG/CE8/06 Dt25.10.2006 | 2007-03-27 | 2010-03-15 | 20473 | W
228 | Radiant Warmer | C | Nice Neotech | 612555 | 2008-02-20 | Madras Surgicals | New Born Ward | TNHSP | TNHSP/TNMSC/ENG/CE8/06 Dt25.10.2006 | 2007-03-27 | 2009-02-19 | 20423 | W
229 | Radiant Warmer | C | Nice Neotech | 612544 | 2007-02-21 | Madras Surgicals | Ward - 51 | TNHSP | TNHSP/TNMSC/ENG/CE8/06 Dt25.10.2006 | 2007-05-17 | 2010-03-15 | 20423 | W
230 | Radiant Warmer | C | Nice Neotech |  | 2007-12-26 | Madras Surgicals | New Born Ward | TNHSP | TNHSP/TNMSC/ENG/P2E10/06 Dt19.9.2007 | 2008-12-25 | 2008-12-25 | 17680 | W
231 | Radiant Warmer | C | Neotech-Nice 2000B | 101107000-572 | 2010-11-17 | Madras Surgicals | New Born Ward | RCH | RCH-II/TNMSC/ENGG/E37/2010-3 Dt 30.7.10 |  | 2013-11-16 | 17472 | W
232 | Radiant Warmer | C | Neotech-Nice 2000B | 101107000000 | 2010-11-17 | Madras Surgicals | New Born Ward | RCH | RCH-II/TNMSC/ENGG/E37/2010-3 Dt 30.7.10 |  | 2013-11-16 | 17472 | W
233 | Radiant Warmer | C | Neotech-Nice 2000B | 101107000000 | 2010-11-17 | Madras Surgicals | New Born Ward | RCH | RCH-II/TNMSC/ENGG/E37/2010-3 Dt 30.7.10 |  | 2013-11-16 | 17472 | W
234 | Radiant Warmer | C | Neotech-Nice 2000B | 101107000000 | 2010-11-17 | Madras Surgicals | New Born Ward | RCH | RCH-II/TNMSC/ENGG/E37/2010-3 Dt 30.7.10 |  | 2013-11-16 | 17472 | W
235 | Radiant Warmer | C | Neotech-Nice 2000B | 101107000000 | 2010-11-17 | Madras Surgicals | New Born Ward | RCH | RCH-II/TNMSC/ENGG/E37/2010-3 Dt 30.7.10 | 2010-11-17 |  | 17472 | W
236 | Radiant Warmer | C | Neotech-Nice 2000B | 101107000000 | 2010-11-10 | Madras Surgicals | OT | RCH | RCH-II/TNMSC/ENGG/E37/2010-3 Dt 30.7.10 |  | 2013-11-16 | 17472 | W
237 | Radiant Warmer | C | Neotech-Nice 2000B | 101107000000 | 2010-11-17 | Madras Surgicals | Labr.Ward | RCH | RCH-II/TNMSC/ENGG/E37/2010-3 Dt 30.7.10 |  | 2013-11-16 | 17472 | W
238 | Radiant Warmer | C | Neotech | 101107000000 | 2010-11-17 | Madras Surgicals | New Born Ward | RCH | RCH-II/TNMSC/ENGG/E37/2010-3 Dt 30.7.10 |  | 2013-11-16 | 17472 | W
239 | Radiant Warmer | C | NICC 2007S | 121309000000 | 2012-09-13 | MADRAS CHEMICALandamp; SURGICAL CHENNAI | Newborn ward | RCH | RCH-II/TNMSC/ENGG/E62/2011 dt 25.6.2012 | 2012-10-17 | 2013-10-16 | 18269 | W
240 | Radiant Warmer | C | NICE 2007 S | 121309000000 | 2012-09-13 | MADRAS SURGICALandamp;CHEMICAL CHENNAI | NEW BORN WARD | RCH | RCH-II/TNMSC/ENGG/E62 Gt 27.7.2012 | 2012-10-17 | 2013-10-16 | 18269 | W
241 | Radiant Warmer | C | NICE 2007 S | 121308000000 | 2012-09-13 | MADRAS CHEMICALandamp; SURGICAL CHENNAI | NEW BORN WARD | RCH | RCH-II/TNHSP/ENGG/E62/dt27.7.12 | 2012-10-17 | 2013-10-16 | 18269 | W
242 | Refrigerator | C | LG281NMS | 7324 | 2010-11-29 | Standard Electronics | CASUALITY | TNHSP | TNHSP/TNMSC/ENNG/P3A40/2010 DT20.4.2010 |  | 2011-11-29 | 12755 | W
243 | Retino scope | C |  |  | 2009-08-17 | South India surgical | 44andamp;54 | TNHSP | TNHSP/TNMSC/P3E2/09 DT 28.1.09 | 2009-11-30 |  | 16200 | W
244 | Ringlense system with illumination | C | Magnavision Lamp |  | 2012-06-29 | Solokraft | NCD OP | TNHSP | TNHSP/TNMSCICB/AG3/11 DT19.10.11 |  | 2015-06-28 | 6987 | W
245 | Semi auto analyser | B2 | RX50 | TN16J062 | 2010-11-08 | Micro lab instruments | Main lab | RCH | RCH-II/TNMSC/ENGG/10-12 Dt 19.8.10 | 2011-01-27 | 2011-11-13 | 44400 | W
246 | Semi auto analyser | B2 | Robonik - Prietest | ATO560807 RBK | 2007-10-26 | Shan Bio Tech | Ranees Lab | TNHSP | TNHSP/TNMSC/P2E4/2007 dt19.9.07 | 2007-10-30 | 2008-10-25 | 67400 | W
247 | Semi auto analyser | B2 | Robonik - Prietest | AT-12402099RBK | 2009-04-13 | Robonik | Ranees Lab | TNHSP | TNHSP/TNMSC/ICB/P3E3/09 DT 28.1.09 | 2009-04-13 | 2010-04-12 | 59500 | W
248 | Semi auto analyser | B2 | Robonik - Prietest | AT1230209RBK | 2009-04-13 | Robonik | Lab | TNHSP | TNHSP/TNMSC/ICB/P3E2/09 dt28.1.09 | 2009-04-13 | 2010-04-13 | 59500 | W
249 | Shadowless Lamp stand model | B | Jupiter |  | 2008-03-18 | Jupiter | CASUALITY | TNHSP | TNHSP/TNMSC/ENGG/P2E17/2007-dt30.10.07 | 2008-03-18 | 2011-03-17 | 13220 | W
250 | Shadowless Lamp stand model | B | Jupiter |  | 2008-03-18 | Jupiter | CASUALITY | TNHSP | TNHSP/TNMSC/ENGG/P2E17/2007-dt30.10.07 | 2008-03-18 | 2011-03-17 | 13220 | W
251 | Shadowless Lamp stand model | B | Jupiter |  | 2008-03-18 | Jupiter | 70 | TNHSP | TNHSP/TNMSC/ENGG/P2E17/2007-dt30.10.07 | 2008-03-18 | 2011-03-17 | 13220 | W
252 | Shadowless Lamp stand model | B | Jupiter |  | 2008-03-18 | Jupiter | 70 | TNHSP | TNHSP/TNMSC/ENGG/P2E17/2007-dt30.10.07 | 2008-03-18 | 2011-03-17 | 13220 | W
253 | Shadowless Lamp stand model | B | Jupiter |  | 2008-03-18 | Jupiter | MOT | TNHSP | TNHSP/TNMSC/ENGG/P2E17/2007-dt30.10.07 | 2008-03-18 | 2011-03-17 | 13220 | W
254 | Shadowless Lamp stand model | B | Jupiter |  | 2008-03-18 | Jupiter | MOT | TNHSP | TNHSP/TNMSC/ENGG/P2E17/2007-dt30.10.07 | 2008-03-18 | 2011-03-17 | 13220 | W
255 | Shadowless Lamp stand model | B | Jupiter |  | 2008-03-18 | Jupiter | MOT | TNHSP | TNHSP/TNMSC/ENGG/P2E17/2007-dt30.10.07 | 2008-02-27 | 2011-03-17 | 13220 | W
256 | Shadowless Lamp stand model | B | Apollo Surgicals |  | 2007-02-23 | Apollo Surgicals | GOT | TNHSP | 23440/TNMSC/ENGG/2006- DT 2.2.06 | 2007-02-23 | 2009-02-26 | 11250 | W
257 | Shadowless Lamp stand model | B | Apollo Surgicals |  | 2007-02-28 | Apollo Surgicals | GOT | TNHSP | 23440/TNMSC/ENG/2006-6/2.2.06 | 2007-02-28 | 2009-02-26 | 11250 | W
258 | Shadowless lamp ceiling type major | B | Model - CS 3005 |  | 2009-06-23 | MC Dalal | MOT | TNHSP | 2394/TNMSC/ENGG/2009 Dt 19.2.2009 | 2009-07-16 | 2010-06-22 | 113900 | W
259 | Short Wave Diathermy | B2 | HMT-1003213 | 1003213 | 2010-04-05 | Care andamp; care | Physiotheraphy Dept | TNHSP | TNHSP/TNMSC/ENGG/P3A37/09 DT25.1.10 | 2010-04-12 | 2011-04-04 | 19202 | W
260 | Short Wave Diathermy | B2 |  | 70326 | 2007-05-08 | PARAG SURGICAL | Physiotherapy | TNHSP | TNHSP/TNMSC/ENGG/2006/DE15 dT16.12.06 |  |  | 28080 | W
261 | Slit Lamp | C |  |  |  |  | Eye |  |  |  |  | 27000 | W
262 | Slit Lamp | C |  |  |  |  | Eye |  |  |  |  | 25000 | W
263 | Slit Lamp | C | Supreme |  | 2010-10-12 | Suraj Hi tech | Eye ward | TNHSP | TNHSP/TNMSC/ENG/BA17/10 DT17.9.10 | 2010-10-12 | 2011-10-11 | 31500 | W
264 | Suction Apparatus - Electrical | C |  |  | 2006-12-01 | JUPITER | MOT | TNHSP | TNHSP/TNMSC/ENGG/CE11/06 Dt19.9.2006 |  |  | 4400 | W
265 | Suction Apparatus - Electrical | C |  |  | 2006-12-01 | JUPITER | 70 | TNHSP | TNHSP/TNMSC/ENGG/CE11/06 Dt19.9.2006 |  |  | 4400 | W
266 | Suction Apparatus - Electrical | C |  |  | 2006-12-01 | JUPITER | NEW BORN | TNHSP | TNHSP/TNMSC/ENGG/CE11/06 Dt19.9.2006 |  |  | 4400 | W
267 | Suction Apparatus - Electrical | C | JUPITER |  | 2006-12-01 | JUPITER | GOT | TNHSP | TNHSP/TNMSC/ENGG/CE11/06 Dt19.9.2006 |  |  | 4400 | W
268 | Suction Apparatus - Electrical | C |  |  | 2007-02-23 | JUPITER | 68 | TNHSP | 29698/Pandamp;D111/(2)05 dT3.5.05 |  |  | 4210 | W
269 | Suction Apparatus - Electrical | C |  |  | 2008-02-14 | Vin Bio Tech | 66 | TNHSP | TNHSP/TNMSC/P2/18/2007 Dt30.10.2007 |  | 2009-02-13 | 4148 | W
270 | Suction Apparatus - Electrical | C |  |  | 2008-02-14 | Vin Bio Tech | MOT | TNHSP | TNHSP/TNMSC/P2/18/2007 Dt30.10.2007 |  | 2009-02-13 | 4148 | W
271 | Suction Apparatus - Electrical | C |  |  | 2008-02-14 | Vin Bio Tech | MOT | TNHSP | TNHSP/TNMSC/P2/18/2007 Dt30.10.2007 |  | 2009-02-13 | 4148 | W
272 | Suction Apparatus - Electrical | C |  |  | 2008-02-14 | Vin Bio Tech | MOT | TNHSP | TNHSP/TNMSC/P2/18/2007 Dt30.10.2007 |  | 2009-02-13 | 4148 | W
273 | Suction Apparatus - Electrical | C |  |  | 2008-02-14 | Vin Bio Tech | GOT | TNHSP | TNHSP/TNMSC/P2/18/2007 Dt30.10.2007 |  | 2009-02-13 | 4148 | W
274 | Suction Apparatus - Electrical | C |  |  | 2008-02-14 | Vin Bio Tech | GOT | TNHSP | TNHSP/TNMSC/P2/18/2007 Dt30.10.2007 |  | 2009-02-13 | 4148 | W
275 | Suction Apparatus - Electrical | C |  |  | 2008-02-14 | Vin Bio Tech | Ward 51 | TNHSP | TNHSP/TNMSC/P2/18/2007 Dt30.10.2007 |  | 2009-02-13 | 4148 | W
276 | Suction Apparatus - Electrical | C |  |  | 2008-02-14 | Vin Bio Tech | AE OT | TNHSP | TNHSP/TNMSC/P2/18/2007 Dt30.10.2007 |  | 2009-02-13 | 4148 | W
277 | Suction Apparatus - Electrical | C |  |  | 2008-02-14 | Vin Bio Tech | AEOT | TNHSP | TNHSP/TNMSC/P2/18/2007 Dt30.10.2007 |  | 2009-02-13 | 4148 | W
278 | Suction Apparatus - Electrical | C |  |  | 2008-02-14 | Vin Bio Tech | 41 | TNHSP | TNHSP/TNMSC/P2/18/2007 Dt30.10.2007 |  | 2009-02-13 | 4148 | W
279 | Suction Apparatus - Electrical | C |  |  | 2008-02-14 | Vin Bio Tech | GOT | TNHSP | TNHSP/TNMSC/P2/18/2007 Dt30.10.2007 | 2008-02-14 | 2009-02-13 | 4148 | W
280 | Suction Apparatus - Electrical | C |  |  | 2008-02-14 | Vin Bio Tech | New Born Ward | TNHSP | TNHSP/TNMSC/P2/18/2007 Dt30.10.2007 | 2008-02-14 | 2009-02-13 | 4148 | W
281 | Suction Apparatus - Electrical | C | Vin Bio Tech |  | 2008-02-14 | Vin Bio Tech | 42 | TNHSP | TNHSP/TNMSC/P2/18/2007 Dt30.10.2007 | 2008-02-14 | 2009-02-13 | 4148 | W
282 | Suction Apparatus - Electrical | C | VIBASH |  | 2009-04-04 | VIBASH | GOT | TNHSP | TNHSP/TNMSC/ENGG/P3E19/08/ Dt11.8.08 | 2010-09-07 | 2010-04-03 | 4140 | W
283 | Suction Apparatus - Electrical | C | VISHAL |  | 2010-04-30 | VISHAL | GOT | TNHSP | TNHSP/TNMSC/ENGG/P3A45-2/2010 Dt13.4.10 | 2010-09-07 | 2011-04-29 | 4400 | W
284 | Suction Apparatus - Electrical | C | VIBASH |  | 2010-04-30 | VIBASH | 48andamp;49 | TNHSP | TNHSP/TNMSC/ENGG/P3A45-2/2010 Dt16.2.10 | 2010-04-30 | 2011-04-29 | 4400 | W
285 | Suction Apparatus - Electrical | C | VIBASH |  | 2010-04-30 | VIBASH | CASUALITY | TNHSP | TNHSP/TNMSC/ENGG/P3A45-2/2010 Dt16.2.10 | 2010-04-30 | 2011-04-29 | 4400 | W
286 | Suction Apparatus - Electrical | C | VIBASH |  | 2009-02-13 | VIBASH | 70 | TNHSP | TNHSP/TNMSC/ENGG/P3A45-2/2010 Dt16.2.10 | 2010-04-30 | 2011-04-29 | 4400 | W
287 | Suction Apparatus - Electrical | C | VIBASH |  | 2010-04-30 | VIBASH | OPD | TNHSP | TNHSP/TNMSC/ENGG/P3A45-2/2010 Dt16.2.10 | 2010-04-30 | 2011-04-29 | 4400 | W
288 | Suction Apparatus - Electrical | C | VIBASH |  | 2010-04-30 | VIBASH | CH OP | TNHSP | TNHSP/TNMSC/ENGG/P3A45-2/2010 Dt16.2.10 | 2010-04-30 | 2011-04-29 | 4400 | W
289 | Suction Apparatus - Electrical(Hivacuam) | B2 |  |  | 2012-04-04 | Vishal | Newborn | TNHSP | RCH-II/TNMSC/ENGG//E46 ddt21.11.2011 | 2012-04-04 | 2013-04-03 | 4800 | W
290 | Suction Apparatus - Electrical(Hivacuam) | B2 |  |  | 2012-04-04 | Vishal | GOT | TNHSP | RCH-II/TNMSC/ENGG/E46/2011-12 DT21.11.2011 | 2012-06-07 | 2013-04-03 | 4800 | W
291 | Syringe Pump | B |  |  |  |  | Ward 51 |  |  |  |  | 32000 | W
292 | Traction Unit/Electronic Traction Unit | C | HMT-1003613 | 1003613 | 2010-04-05 | Care andamp; care | Physiotheraphy | TNHSP | TNHSP/TNMSC/ENGG/P3A37/09 DT25.1.10 | 2010-04-12 | 2011-04-04 | 16058 | W
293 | Traction set | C | Technomed |  |  |  | Physiotherapy |  |  |  |  | 18000 | W
294 | Tube Sealer / Portable Electronic Tube Sealer | C | ASTS-10 | JAN-221-09-10 | 2010-01-25 | Solocraft | Blood bank | TNHSP | TNHSP/TNMSC/ENGG/P3A32/09 DT 8.12.09 | 2010-02-13 | 2011-01-24 | 69000 | W
295 | Tumble Dryer / Laundry Dryer | B2 | RTD50 | RTD50 | 2010-07-22 | Ramsons | Laundry | TNHSP | TNHSP/TNMSC/P3A44/09 DT23.10.09 |  |  | 147495 | W
296 | Tumble Dryer / Laundry Dryer | B2 | RTD50 |  | 2010-07-22 | Ramsons | Laundry | TNHSP | TNHSP/TNMSC/P3A44/09 DT23.10.09 |  |  | 147495 | W
297 | Tumble Dryer / Laundry Dryer | B2 | RTD50 |  | 2010-05-24 | Ramsons | Laundry(Ranees) | TNHSP | TNHSP/TNMSC/P3A44/09 DT23.10.09 |  |  | 147495 | W
298 | Ultra Sonogram -MOBILE | B | Selectra LSC | MO8I548 | 2008-08-04 | L and T | 70 | DRHM | 2394/NRHM/TNMSC//2008-37 Dt25.3.08 |  | 2011-08-03 | 186430 | W
299 | Ultra Sonogram -MOBILE | B | Landamp;T-Sonata |  | 2003-10-03 | Landamp;T | X-Ray block-Scan Room | DMS | 103079/1/03/9.9.03 dt of DMS |  |  | 277366 | W
300 | Ultra Sonogram -MOBILE | B | LandT / Selectra |  | 2009-08-03 | LandT | Ranee's - 70 | NRHM |  | 2009-08-03 | 2010-08-03 | 186430 | W
301 | Ultrasound Therapy | B2 | HMT-1003110 | 1003110 | 2010-04-05 | Care andamp; care | Physiotherapy | TNHSP | TNHSP/TNMSC/ENGG/P3A37/09 DT25.1.10 | 2010-04-12 | 2011-04-04 | 6481 | W
302 | Ultrasound scanner system B and W | B2 | Loggiq p3 | 56557W55 | 2009-08-21 | Wipro GE health care | Radiology department | TNHSP | TNHSP/TNMSC/ICB/P3E24/09 DT 12.1.09 | 2009-11-26 |  | 674800 | W
303 | Ventilators (Adult) | B | Takaoka-Montery |  |  |  | ICCU |  |  |  |  | 383500 | W
304 | Ventilators (Adult) | B | Drager / Savina |  | 2009-05-07 | Madras Surgicals | ICCU | NRHM |  | 2009-05-07 | 2010-05-07 | 385000 | W
305 | Ventilators (Adult) | B | Erkadi - Advent | ADS OX 719022 | 2007-12-26 | Erkadi~ Bangalore | Ranees-70 | TNHSP | TNHSP/TNMSC/E5/2007/12.10.2007 | 2007-12-26 | 2010-01-07 | 483486 | W
306 | Ventilators (Paediatrics | B | Erkadi - Advent | ADSOX 71516 | 2007-05-17 | Erkadi~ Bangalore | Ranees - New born | TNHSP | TNHSP/TNMSC/OCB/CE3/2006 dT 29.12.2006 | 2007-05-19 | 2008-05-17 | 493399 | W
307 | Washing Machine | B2 | RHW100 |  | 2010-07-22 | Ramsons | Laundry | TNHSP | TNHSP/TNMSC/P3A44/09 DT23.10.09 |  |  | 299112 | W
308 | Washing Machine | B2 | RHW100 |  | 2010-07-22 | Ramsons | Laundry | TNHSP | TNHSP/TNMSC/P3A44/09 DT23.10.09 |  |  | 299112 | W
309 | Washing Machine | B2 | RHW100 | RHW100 | 2010-05-24 | Ramsons | Laundry( Raanees) | TNHSP | TNHSP/TNMSC/P3A44/09 DT23.10.09 |  |  | 299122 | W
310 | X-ray Machine 300 mA | B | Siemens-Pleophos D |  |  | Siemens | X-Ray block | DMS |  |  |  | 170000 | W
311 | X-ray Machine 300 mA | B | Adonis-AE 300 |  |  |  | RDC Block |  |  |  |  | 170000 | W
312 | Yag Laser | B2 | Nidex-YC 1600~ Japan | 307 | 2009-11-14 | Appasamy | Eye OT | TNHSP | TNHSP/TNMSC/ENNG/P3A/09 DT 24.9.09 | 2009-11-30 | 2012-11-13 | 650000 | W
[11 empty] | Total | 23626279

## GH.ILLuppur
DIRECTORATE OF MEDICAL AND RURAL HEALTH SERVICES
GOVERNMENT OF TAMIL NADU
REPORT : EQUIPMENT RECEIPT DETAILS REPORT-INSTITUTION WISE
District : PUDUKOTTAI
Institution : ILLUPPUR
S.No. | Equipment Name | Equipment Category | Equipment Model No | Equipment Serial No | Date of Receipt | Supplier Name | Location of Equipment | Source of Supply | Purchase Order No | Date of Installation | Warranty Valid Upto | Cost of the item | Working Status
1 | Auto Clave HP Vertical (2 bin) | C | Jupiter |  | 2006-10-06 | Jupiter | OT | TNHSP |  | 2006-10-06 | 2007-10-06 | 22000 | W
2 | Auto Clave HP Vertical (2 bin) | C | Jupiter |  | 2008-08-06 | Jupiter | OT | TNHSP |  | 2008-08-06 | 2009-08-06 | 17000 | W
3 | Auto Clave HP Vertical (2 bin) | C | Solokrafts |  | 2009-03-02 | Solokrafts | Store | DMS |  | 2009-03-02 | 2010-03-02 | 18000 | W
4 | Auto Clave HP Vertical (2 bin) | C | Vishal Hospital Surgical |  | 2009-04-03 | Vishal Hospital Surgical | Store | DMS |  | 2009-04-03 | 2010-04-03 | 18000 | W
5 | Autoclave vertical single bin | C | Jupiter |  | 2008-03-04 | Jupiter | Store | TNHSP |  | 2008-03-04 | 2009-03-04 | 12000 | W
6 | Autoclave vertical single bin | C | Jupiter |  | 2008-03-04 | Jupiter | Store | TNHSP |  | 2008-03-04 | 2009-03-04 | 12000 | W
7 | Baby Incubators | C | Nice Neotech / nice 3010R |  | 2007-12-06 | Madras Surgicals | Ward | TNHSP |  | 2007-12-06 | 2008-12-05 | 37500 | W
8 | Binocular Mircroscope | B2 | Labovision / BD Instruments |  | 2009-09-29 | Solokrafts | Store | TNHSP / NRHM |  | 2009-09-29 | 2010-09-29 | 18000 | W
9 | Boyles apparatus with out Circle Abosrber | B | IOL |  | 2002-12-26 |  | OT | GH-Alangudi |  | 2002-12-26 | 2003-12-26 | 125000 | W
10 | Cardiac Monitor | C | Orbit |  | 2006-07-31 | Landamp;T | Labour Ward | TNHSP |  | 2006-07-31 | 2007-07-31 | 32426 | W
11 | Cardiac Monitor | C | Micromon NXT |  | 2008-01-09 | Landamp;T | Store | TNHSP |  | 2008-01-09 | 2009-01-08 | 37000 | W
12 | Dental Unit with motor for dental OP | B2 | Confident |  | 2007-12-19 |  | Dental OP | DMS |  | 2007-12-19 | 2008-12-18 | 175000 | W
13 | ECG machine computerized | B | EDAN - SE 300 |  | 2008-01-27 | Madras Surgicals | Ward | TNHSP |  | 2008-01-27 | 2009-01-26 | 47000 | W
14 | Electric Calorimeter | C | Photochem |  | 2000-09-29 |  | Lab | GH-Aranthangi |  | 2000-09-29 | 2001-09-29 | 32000 | W
15 | Focus lamp Ordinary | C | Jupiter |  | 2009-07-24 | Jupiter | Store | TNHSP / NRHM |  | 2009-07-24 | 2010-07-24 | 14000 | W
16 | Focus lamp Ordinary | C | Jupiter |  | 2009-07-24 | Jupiter | Store | TNHSP / NRHM |  | 2009-07-24 | 2010-07-24 | 14000 | W
17 | Infusion pump | C | AKAS - infu300 |  | 2007-09-26 |  | Store | DMS |  | 2007-09-26 | 2008-09-25 | 27000 | W
18 | Lab Incubator | C | Labotech / BD 54 |  | 2009-09-29 | Solokrafts | Store | TNHSP / NRHM |  | 2009-09-29 | 2010-09-29 | 13000 | W
19 | Laproscope Double Puncture | C | KLI |  | 2003-07-08 |  | OT | DD-FW |  | 2003-07-08 | 2004-07-07 | 215000 | W
20 | Operation Table Hydraulic Major | B2 | Vibash |  | 2008-12-24 | Vibash | OT | DMS |  | 2008-12-24 | 2009-12-24 | 37000 | W
21 | Operation Table Hydraulic Major | B2 | Pikays Medical |  | 1988-01-24 | Pikays Medical | OT | DMS |  | 1988-01-24 | 1989-01-23 | 10850 | W
22 | Operation Table Hydraulic Major | B2 | Gesco |  | 1996-06-04 | Gesco | OT | DMS |  | 1996-06-04 | 1997-06-04 | 23842 | W
23 | Operation Table Hydraulic Major | B2 | Jupiter |  | 2008-01-03 | Jupiter | OT | TNHSP | TNHSP/TNMSC/P2E6/2007 Dt.1.1.2008 | 2008-01-03 | 2009-01-02 | 53000 | W
24 | Operation Table Hydraulic Major | B2 | Jupiter |  | 2008-01-03 | Jupiter | OT | TNHSP | TNHSP/TNMSC/P2E6/2007 Dt.1.1.2008 | 2008-01-03 | 2009-01-02 | 53000 | W
25 | Operation table Hydraulic Minor | B2 | Vibash |  | 2006-08-23 | Vibash | OT | TNHSP |  | 2006-08-23 | 2007-08-23 | 33344 | W
26 | Phototherapy Unit | C | Neotech |  | 2006-08-08 | Madras Surgicals | Labr.Room | TNHSP |  | 2006-08-08 | 2007-08-08 | 13000 | W
27 | Phototherapy Unit | C | Nice Neotech |  | 2007-12-16 | Madras Surgicals | Ward | TNHSP | TNHSP/TNMSC/P2E10/2007 Dt.19.09.2007 | 2007-12-16 | 2008-12-15 | 10260 | W
28 | Phototherapy Unit | C | Sunshine |  | 2009-09-06 | Jupiter | Store | TNHSP / NRHM | 02/NRHM/HSP/TNMSC/2009 Dt.25.06.2009 | 2009-09-06 | 2010-09-06 | 10200 | W
29 | Phototherapy Unit | C | Sunshine |  | 2009-09-06 | Jupiter | Store | TNHSP / NRHM | 02/NRHM/HSP/TNMSC/2009 Dt.25.06.2009 | 2009-09-06 | 2010-09-06 | 10200 | W
30 | Phototherapy Unit | C | (Model- 4000 PT |  |  | Madras Surgicals | [5 empty] | 13000 | W
31 | Phototherapy Unit | C | Nice 4000CF1 |  |  | Madras Surgicals | [5 empty] | 13000 | W
32 | Pulse Oximeter | B | Silicon Labs |  | 2009-03-13 | Silicon Labs | Store | DMS | 8623 S&P/1/2009 Dt.24.2.2009 | 2009-03-13 | 2010-03-13 | 25672 | W
33 | Pulse Oximeter | B | Medi Aid / M900 |  | 2009-07-30 | Madras Surgicals | Store | TNHSP / NRHM | 02/NRHM/HSP/TNMSC/2009/P041 Dt.25.06.2009 | 2009-07-30 | 2010-07-30 | 23700 | W
34 | Pulse Oximeter | B | Landamp;T - Stellar P |  | 2006-07-14 | Landamp;T | OT | TNHSP |  | 2006-07-14 | 2007-07-14 | 40514 | W
35 | Pulse Oximeter | B | Landamp;T - Stellar P |  | 2006-07-31 | Landamp;T | OT | TNHSP |  | 2006-07-31 | 2007-07-31 | 40514 | W
36 | Radiant Warmer | C | Nice Neotech / nice 2007s |  | 2009-10-07 | Madras Surgicals | Store | NRHM | 02/NRHM/TNMSC/2009-WAR Dt.25.06.2009 | 2009-10-07 | 2010-10-07 | 15700 | W
37 | Radiant Warmer | C | Phoenix |  | 1999-04-28 |  | Labr.Room | IPPV-JDHS~PKT |  | 1999-04-28 | 2000-04-27 | 18000 | W
38 | Radiant Warmer | C | Nice Neotech |  | 2007-12-16 | Madras Surgicals | Ward | TNHSP | TNHSP/TNMSC/P2E10/2007 Dt.19.09.2007 | 2007-12-16 | 2008-12-15 | 17680 | W
39 | Radiant Warmer | C | Nice Neotech / nice 2007s |  | 2009-10-07 | Madras Surgicals | Store | NRHM | 02/NRHM/TNMSC/2009-WAR Dt.25.06.2009 | 2009-10-07 | 2010-10-07 | 15700 | W
40 | Radiant Warmer | C | Nice Neotech / nice 2007s |  | 2009-10-07 | Madras Surgicals | Store | NRHM | 02/NRHM/TNMSC/2009-WAR Dt.25.06.2009 | 2009-10-07 | 2010-10-07 | 15700 | W
41 | Radiant Warmer | C | Nice Neotech / nice 2007s |  | 2009-10-07 | Madras Surgicals | Store | NRHM | 02/NRHM/TNMSC/2009-WAR Dt.25.06.2009 | 2009-10-07 | 2010-10-07 | 15700 | W
42 | Semi auto analyser | B2 | Robonik-Prietest |  | 2007-10-16 | Shaun Bio Tech | OP | TNHSP |  | 2007-10-16 | 2008-10-15 | 67900 | W
43 | Shadowless Lamp stand model | B | Hospitech - Jupiter |  | 2008-03-17 | Jupiter | OT | TNHSP | TNHSP/TNMSC/P2E17/2007 Dt.30.10.2007 | 2008-03-17 | 2009-03-17 | 13220 | W
44 | Shadowless Lamp stand model | B | Hospitech - Jupiter |  | 2008-03-17 | Jupiter | OT | TNHSP | TNHSP/TNMSC/P2E17/2007 Dt.30.10.2007 | 2008-03-17 | 2009-03-17 | 13220 | W
45 | Shadowless Lamp stand model | B | Hospitech - Jupiter |  | 2008-03-17 | Jupiter | OT | TNHSP | TNHSP/TNMSC/P2E17/2007 Dt.30.10.2007 | 2008-03-17 | 2009-03-17 | 13220 | W
46 | Shadowless Lamp stand model | B | Hospitech - Jupiter |  | 2008-03-17 | Jupiter | OT | TNHSP | TNHSP/TNMSC/P2E17/2007 Dt.30.10.2007 | 2008-03-17 | 2009-03-17 | 13220 | W
47 | Suction Apparatus - Electrical | C | Jupiter |  | 2006-10-06 | Jupiter | OT | TNHSP | 69/TNHSP/TNMSC/ENGG/E10/06 Dt.26.06.06 | 2006-10-06 | 2007-10-06 | 4930 | W
48 | Suction Apparatus - Electrical | C | Vin Bio Tech |  | 2008-03-06 | Vin Bio tech | OT | TNHSP | TNHSP/TNMSC/P2E18/2007 Dt.30.10.2007 | 2008-03-06 | 2009-03-06 | 4148 | W
49 | Suction Apparatus - Electrical | C | Vin Bio Tech |  | 2008-03-06 | Vin Bio tech | Ward | TNHSP | TNHSP/TNMSC/P2E18/2007 Dt.30.10.2007 | 2008-03-06 | 2009-03-06 | 4148 | W
50 | Suction Apparatus - Electrical | C | Vin Bio Tech |  | 2008-03-06 | Vin Bio tech | Store | TNHSP | TNHSP/TNMSC/P2E18/2007 Dt.30.10.2007 | 2008-03-06 | 2009-03-06 | 4148 | W
51 | Suction Apparatus - Electrical | C | Vin Bio Tech |  | 2008-03-06 | Vin Bio tech | Store | TNHSP | TNHSP/TNMSC/P2E18/2007 Dt.30.10.2007 | 2008-03-06 | 2009-03-06 | 4148 | W
52 | Suction Apparatus - Electrical | C | Vin Bio Tech |  | 2008-03-06 | Vin Bio tech | Store | TNHSP | TNHSP/TNMSC/P2E18/2007 Dt.30.10.2007 | 2008-03-06 | 2009-03-06 | 4148 | W
53 | Suction Apparatus - Electrical | C | Vin Bio Tech |  | 2008-03-06 | Vin Bio tech | Store | TNHSP | TNHSP/TNMSC/P2E18/2007 Dt.30.10.2007 | 2008-03-06 | 2009-03-06 | 4148 | W
54 | Suction Apparatus - Electrical | C | Vishal Hospital Surgical |  | 2009-04-03 | Vishal Hospital Surgical | Store | DMS |  | 2009-04-03 | 2010-04-03 | 5300 | W
55 | Suction Apparatus - Electrical | C | Gesco |  | 2009-04-28 | Gesco | Store | DMS |  | 2009-04-28 | 2010-04-28 | 5300 | W
56 | Suction Apparatus - Electrical | C | Saberwal / Supreme |  | 2009-06-05 | Saberwal / Supreme | Store | NRHM |  | 2009-06-05 | 2010-06-05 | 5300 | W
57 | Ultra Sound Scanner - Portable | B2 | Sonata | 3S6352 | 2003-03-21 | L&T | Scan Room | JDHS | 7014/SPS/1/2003 Dt.10.02.2003 | 2003-03-21 | 2004-03-20 | 299999 | W
58 | X-ray Machine 100 mA | B | GE-Elpro-Stallion 100 |  | 1988-10-20 |  | X-Ray Room | DMS |  | 1988-10-20 | 1989-10-20 | 170000 | W
[11 empty] | Total | 2031999

## GH.Keeranur
DIRECTORATE OF MEDICAL AND RURAL HEALTH SERVICES
GOVERNMENT OF TAMIL NADU
REPORT : EQUIPMENT RECEIPT DETAILS REPORT-INSTITUTION WISE
District : PUDUKOTTAI
Institution : KEERANUR
S.No. | Equipment Name | Category | Model No | Serial No | Date of Receipt | Supplier Name | Location of Equipment | Source of Supply | Purchase Order No | Date of Installation | Warranty Valid Upto | Cost of the item | Working Status
1 | Air Rotor/Air Rotor-DENTAL | C |  |  | 2007-06-26 | Confident Dental Equipments |  | DMS | 100134/Sandamp;P/1/06 Dated-26/2/2007 | 2007-06-26 | 2008-06-25 | 16500 | W
2 | Auto Clave HP Vertical (2 bin) | C | Jupiter |  | 2008-04-05 | Jupiter | Store | TNHSP | TNHSP/TNMSC/P2E11/2007 Dt. 28.11.2007 | 2008-04-05 | 2009-04-05 | 32000 | W
3 | Auto Clave HP Vertical (2 bin) | C |  |  | 2009-03-02 | Solokrafts Industries | Store | DMS | 51190/Sandamp;P/1/2008 Dated-10/11/2008 | 2009-03-02 | 2010-03-02 | 18500 | W
4 | Auto Clave HP Vertical (2 bin) | C |  |  | 2009-08-20 | Vishal Hospital Surgical | Store | DMS | 51190/Sandamp;P/01/2008 Dated-10/11/2008 | 2009-08-20 | 2010-08-20 | 16300 | W
5 | Autoclave vertical single bin | C | Jupiter |  | 2006-10-06 |  | OT | TNHSP | TNHSP/TNMSC/E10/2005 Dated-21/11/2005 | 2006-10-06 | 2007-10-06 | 17200 | W
6 | Autoclave vertical single bin | C | Jupiter |  | 2008-03-04 | Jupiter | Store | TNHSP |  | 2008-03-04 | 2009-03-04 | 22000 | W
7 | Autoclave vertical single bin | C | Jupiter |  | 2008-03-04 | Jupiter | OT | TNHSP | TNHSP/TNMSC/P2E11/2007 Dated-28/11/2007 | 2008-03-03 | 2009-03-04 | 21840 | W
8 | Baby Incubators | C | Nice - Neo Tech |  | 2007-12-17 | Madras Surgicals | Labour Ward | TNHSP | TNHSP/TNMSC/P2E3/2007 Dated-11/09/2007 | 2007-12-17 | 2008-12-16 | 47880 | W
9 | Binocular Mircroscope | B2 |  |  | 2009-09-17 | Solokraft Industries | Store | TNHSP | 05/NRHM/HSP/TNMSC/2009BM15 Dated-15/07/2009 | 2009-09-17 | 2010-09-17 | 9393 | W
10 | Binocular Mircroscope | B2 | Solokrafts |  | 2009-09-17 | Jupiter | Store | TNHSP |  | 2009-09-17 | 2010-09-17 | 12000 | W
11 | Blood Donor Couch | B2 |  |  | 2009-09-08 | Saberwal Surgicals |  | TNHSP | 05/NRHM/HSP/TNMSC2009BDC Dated-15/07/2009 | 2009-09-08 | 2010-09-07 | 64000 | W
12 | Cardiac Monitor | C | Landamp;T - Micromon NXT |  | 2008-01-17 | Larson and Toubro | OT | TNHSP | TNHSP/TNMSC/P2E9/2007 Dated-30/12/2007 | 2008-01-17 | 2009-01-16 | 27000 | W
13 | Compressor-Dental | C |  |  | 2007-10-29 | Confident |  | DMS | 100134/Sandamp;P/1/06 Dated-21/09/2007 | 2007-10-29 | 2008-10-28 | 20248 | W
14 | Cryo Surgery/Cryocautery Unit | B2 |  |  | 2012-06-28 | Solokraft Industries~ Chennai | NCD Room | TNHSP | TNHSP/TNMSC/AG30A/2011 Dated-14/10/2011 | 2012-06-28 | 2013-06-29 | 24331 | W
15 | Dental Unit with motor for dental OP | B2 | Confident |  | 2007-10-29 | Confident | Dental OP | DMS | 31095/TNMSC/Engg/207 Dated-31/07/2007 | 2007-10-29 | 2008-10-28 | 103487 | W
16 | Diathermy Machine (Electric Cautery) | B | MHS Medicare-Mx250 |  | 2007-07-20 | Jupiter | Store | DMS | 35047/Sandamp;P/1/07 Dated-23/04/2007 | 2007-07-20 | 2008-07-19 | 18000 | W
17 | ECG machine computerized | B | EDAN - SE 300 | SE300B5A0207C2585 | 2008-02-01 | Madras Surgicals | Ward | TNHSP | TNHSP/TNMSC/P2E12/2007-2 Dated-28/11/2007 | 2008-03-07 | 2009-01-31 | 45750 | W
18 | ECG machine ordinary | B | BPL-108T-MK VII | BAMBTC1016 | 2007-03-27 |  | Store | OTHERS |  | 2007-03-27 | 2008-03-26 | 9500 | W
19 | Electric Calorimeter | C |  |  | 2001-10-06 | MC Dalal | Lab | DMS | 2001/2 Dated-11/09/2001 | 2001-10-06 | 2002-10-06 | 4500 | W
20 | Infusion Pump/Infusion Syringe Pump/Insulin Syringe Pump | C | LPM50 |  | 2010-04-03 | Jupiter |  | TNHSP | 02/NRHM/HSP/TNMSC/2009-IP Dated-25/08/2009 | 2010-04-03 | 2011-04-02 | 30680 | W
21 | Infusion Pump/Infusion Syringe Pump/Insulin Syringe Pump | C | LPM 50 |  | 2010-04-03 | Jupiter |  | TNHSP | 02/NRHM/HSP/TNMSC/2009-IP Dated-25/08/2009 | 2010-04-03 | 2011-04-02 | 30680 | W
22 | Infusion Pump/Infusion Syringe Pump/Insulin Syringe Pump | C | LPM 50 |  | 2010-04-03 | Jupiter |  | TNHSP | 02/NRHM/HSP/TNMSC/2009-IP Dated-25/08/2009 | 2010-04-03 | 2011-04-02 | 30680 | W
23 | Infusion Pump/Infusion Syringe Pump/Insulin Syringe Pump | C | LPM 50 |  | 2010-04-03 | Jupiter |  | TNHSP | 02/NRHM/HSP/TNMSC/2009-IP Dated-25/08/2009 | 2010-03-04 |  | 30680 | W
24 | Infusion pump | C | AKAS - infu300 |  | 2007-10-03 | AKAS | Store | DMS | 103928/Sandamp;P/1/2006 Dated-7/3/2007~ 587/SRM/TNMSC/05 Dated-13/4/2005 | 2007-10-03 | 2008-10-02 | 24400 | W
25 | Laproscope Double Puncture | C | Karlstorz |  | 2007-01-09 | Vishal Surgical | OT | DD-FW |  | 2007-01-09 | 2008-01-09 | 215000 | W
26 | Laproscope Single Puncture | C | KLI |  | 2003-07-09 |  | OT | DD-FW |  | 2003-07-09 | 2004-07-08 | 150000 | W
27 | Mannual Colposcope | C | ARI11-1D |  | 2012-09-07 | South India Surgicals | NCD Room | TNHSP | TNHSP/TNMSC/Engg/AG30/2011 Dated-21-04-2012 | 2012-09-20 | 2013-09-21 | 136500 | W
28 | Micromotor - Dental | C |  |  | 2007-06-26 | Confident |  | DMS | 100134/Sandamp;P/1/2006 Dated-26/02/2007 | 2007-06-26 |  | 18500 | W
29 | Operation Table Hydraulic Major | B2 |  |  | 2009-01-12 | Vibash Coimbatore Surgicals | OT | DMS | 51190/Sandamp;P/1/2008 Dated-10/11/2008 | 2009-01-12 | 2010-01-11 | 164268 | W
30 | Operation Table Hydraulic Major | B2 |  |  | 1997-03-18 | General Surgical Corporation | OT | DMS |  | 1997-03-18 | 1998-03-18 | 22750 | W
31 | Operation Table Hydraulic Major | B2 |  |  | 2003-09-18 |  | OT | DD-FW |  | 2003-09-18 | 2004-09-17 | 32000 | W
32 | Operation Table Hydraulic Major | B2 |  |  | 2007-12-11 | Jupiter | OT | TNHSP | TNHSP/TNMSC/P2E6/2007 Dated-11/09/2007 | 2007-12-11 | 2008-12-10 | 55120 | W
33 | Operation table Hydraulic Minor | B2 | Vibash Coimbatore Surgicals |  | 2006-08-23 |  | OT | TNHSP | 69/TNHSP/TNMSC/Engg/2005/E11 Dated-23/05/2006 | 2006-08-23 | 2007-08-23 | 32000 | W
34 | Phototherapy Unit | C | Neotech | 607257 | 2006-08-31 | Madras Surgicals | Store | TNHSP | TNHSP/TNMSC/Engg/E7/2006 Dated-11/05/2006 | 2006-08-31 | 2007-08-31 | 9900 | W
35 | Phototherapy Unit | C |  |  | 2009-09-17 | Jupiter | Store | TNHSP | 02/NRHM/HSP/TNMSC/2009-PU Dated-25/06/2009 | 2009-09-17 | 2009-09-16 | 10200 | W
36 | Phototherapy Unit | C | Nice - Neo Tech |  | 2007-12-17 | Madras Surgicals | Labour Ward | TNHSP | TNHSP/TNMSC/P2E10/2007 Dated-19/09/2007 | 2007-12-17 | 2008-12-16 | 10260 | W
37 | Phototherapy Unit | C |  |  | 2009-09-17 | Jupiter |  | TNHSP | 02/NRHM/HSP/TNMSC/2009-PU Dated-25/06/2009 | 2009-09-17 | 2010-09-16 | 10200 | W
38 | Pulse Oximeter | B | Nonin-8600 | 104004906 | 1999-01-08 | Transhealthcare India | OT | DMS | 14262/PD/TNMSC/Equip/98 Dated-14/11/1998 | 1999-01-08 | 2000-01-08 | 34000 | W
39 | Pulse Oximeter | B | Baby |  | 2006-08-08 | Larsen and Toubro | OT | TNHSP |  | 2006-08-08 | 2007-08-08 | 27000 | W
40 | Pulse Oximeter | B | Futura pleth |  | 2009-03-12 | Silicon Labs | Store | DMS | 8623/Sandamp;P/1/2009 Dated-24/02/2009 | 2009-03-12 | 2010-03-12 | 25672 | W
41 | Pulse Oximeter | B | Medi Aid / M 900 | EE07F01192/U8014520 | 2009-07-28 | Madras Surgicals | OT | NRHM / HSP | 02/NRHM/HSP/TNMSC/2009 Dated-25/06/2009 | 2009-07-28 | 2010-07-28 | 23700 | W
42 | Pulse Oximeter | B | Stellar P | 90131436 | 2008-01-17 | Larsen and Toubro | OT | TNHSP | TNHSP/TNMSC/P2E9/2007 Dated-11/09/2007 | 2008-01-17 | 2009-01-16 | 33750 | W
43 | Radiant Warmer | C | Nice - 2007S | 9000094 | 2009-10-02 | Madras Surgicals | Labour Ward | TNHSP | 02/NRHM/HSP/TNMSC/2009-WAR Dated-1/09/2009 | 2009-10-07 | 2010-10-06 | 15700 | W
44 | Radiant Warmer | C | Nice -2007 | 9000097 | 2009-10-02 | Madras Surgicals | Store | TNHSP | 02/NRHM/HSP/TNMSC/2009-WAR Dated-1/09/2009 | 2009-10-07 | 2011-10-06 | 15700 | W
45 | Radiant Warmer | C | Nice - 2007S | 9000098 | 2009-10-02 | Madras Surgicals | Store | TNHSP | 02/NRHM/HSP/TNMSC/2009-WAR Dated-1/09/2009 | 2009-10-07 | 2011-10-06 | 15700 | W
46 | Radiant Warmer | C | Nice - 2007S | 9000100 | 2009-10-02 | Madras Surgicals | Store | TNHSP | 02/NRHM/HSP/TNMSC/2009-WAR Dated-1/09/2009 | 2009-10-07 | 2010-10-06 | 15700 | W
47 | Radiant Warmer | C | Nice - Neo Tech |  | 2007-12-17 | Madras Surgicals | Store | TNHSP | TNHSP/TNMSC/P2E10/07 Dated-19/09/2007 | 2007-12-17 | 2008-12-16 | 17680 | W
48 | Semi auto analyser | B2 | Erba-Chem5+ |  | 2004-01-09 | Trans Asia | Lab | DMS | 64109/Sandamp;P/12003 Dated-8/12/2003 | 2004-01-09 | 2005-01-08 | 140000 | W
49 | Semi auto analyser | B2 | Robonik-Prietest | AT0540807RBK | 2007-10-22 | Shaun Bio Tech | Lab | TNHSP | TNHSP/TNMSC/P2E4/2007 Dated-19/09/2007 | 2007-10-22 | 2008-10-21 | 67400 | W
50 | Shadowless Lamp stand model | B | Pedestrial |  | 2007-02-28 | Apollo Surgicals | Store | TNHSP | 69/TNHSP/TNMSC/Engg/2005DE9 Dated-05/12/2005 | 2007-02-28 | 2008-02-27 | 11250 | W
51 | Shadowless Lamp stand model | B | Hospitech - Jupiter |  | 2008-04-05 | Jupiter | Store | TNHSP | TNHSP/TNMSC/P2E17/2007 Dated-30/10/2007 | 2008-04-05 | 2009-04-05 | 13749 | W
52 | Shadowless Lamp stand model | B |  |  | 2009-03-13 | Jupiter Manufacturers | Store | DMS | 4795/Sandamp;P/1/2008 Dated-04/02/2009 | 2009-03-13 | 2010-03-13 | 26000 | W
53 | Shadowless Lamp stand model | B | Mobile W4 Halogen bulbs |  | 2009-03-13 | Jupiter Manufacturers | Store | DMS | 47975/Sandamp;P/1/2008 Dated-04/02/2009 | 2009-03-13 | 2010-03-13 | 40000 | W
54 | Suction Apparatus - Electrical | C |  |  | 2009-03-13 | Jupiter Manufacturers | Store | DMS | 4795/Sandamp;P/1/2008 Dated-4/2/2009 | 2009-06-04 | 2010-06-04 | 5500 | W
55 | Suction Apparatus - Electrical | C |  |  | 2006-10-06 | Jupiter | OT | TNHSP | TNHSP/TNMSC/E10/2005 Dated-21/11/2005 | 2006-10-06 | 2007-10-06 | 4930 | W
56 | Suction Apparatus - Electrical | C | 7A23D |  | 2008-03-05 | Vin Bio tech | Labour Ward | TNHSP | TNHSP/TNMSC/P2E18/07 Dated-30/10/2007 | 2008-03-05 | 2009-03-05 | 4148 | W
57 | Suction Apparatus - Electrical | C | 7A23D |  | 2008-03-05 | Vin Bio tech | Labour Ward | TNHSP | TNHSP/TNMSC/P2E18/07 Dated-30/10/2007 | 2008-03-05 | 2009-03-05 | 4148 | W
58 | Suction Apparatus - Electrical | C | Supreme ISI |  | 2009-06-04 | Saberwal Surgicals | Store | TNHSP | 13/NRHM/HSP/TNMSC/Engg2009 Dated-31/03/2009 | 2009-06-04 | 2010-06-03 | 5070 | W
59 | Suction Apparatus - Electrical | C | Cabinet Model |  | 2009-04-05 | Vishal Hospital Surgical | Store | DMS | 51190/Sandamp;P/1/2008-2 Dated-10/11/2008 | 2009-04-05 | 2010-04-05 | 4410 | W
60 | Syringe Pump | B | LP50BW |  | 2010-01-30 | Jupiter Manufacturers |  | TNHSP | 02/NRHM/HSP/TNMSC/2009-S1 Dated-25/06/2009 | 2010-01-30 | 2011-01-29 | 29500 | W
61 | Syringe Pump | B | LP50BW |  | 2010-01-30 | Jupiter Manufacturers |  | TNHSP | 02/NRHM/HSP/TNMSC/2009-S1 Dated-25/06/2009 | 2010-01-30 | 2011-01-29 | 29500 | W
62 | Washing Machine | B2 |  |  | 2010-02-08 | Solokraft Industries |  | TNHSP | 01/NRHM/HSP/TNMSC/2009-WM Dated-25/06/2009 | 2010-02-08 | 2011-02-07 | 108108 | W
63 | X-ray Machine 100 mA | B | Allengers-100 |  | 2004-04-21 |  | X-Ray Room | DMS | 101643/Sandamp;P/1/2003-2 | 2004-04-21 | 2005-04-21 | 191700 | W
[11 empty] | Total | 2454262

## GH.Manamelgudi
DIRECTORATE OF MEDICAL AND RURAL HEALTH SERVICES
GOVERNMENT OF TAMIL NADU
REPORT : EQUIPMENT RECEIPT DETAILS REPORT-INSTITUTION WISE
District : PUDUKOTTAI
Institution : MANAMELGUDI
S.No. | Equipment Name | Category | Model No | Equipment Serial No | Date of Receipt | Supplier Name | Location of Equipment | Source of Supply | Purchase Order No | Date of Installation | Warranty Valid Upto | Cost of the item | Working Status
1 | Auto Clave HP Vertical (2 bin) | C |  |  |  |  | OT |  |  |  |  | 17500 | W
2 | Auto Clave HP Vertical (2 bin) | C | Solokratfs |  | 2009-03-04 | Solokratfs | Store | DMS | 51190/S&P/1/08 Dt.10.11.2008 | 2009-03-04 | 2010-03-04 | 18500 | W
3 | Autoclave vertical single bin | C | Jupiter |  | 2008-03-05 | Jupiter | Store | TNHSP |  | 2008-03-05 | 2009-03-05 | 22000 | W
4 | Baby Incubators | C | Madras Surgicals |  | 2007-12-17 | Madras Surgicals | Store | TNHSP | TNHSP/TNMSC/P2E3/7 Dated-11/09/2007 | 2007-12-17 | 2008-12-16 | 47930 | W
5 | Baby Incubators | C | Nice Neotech |  | 2006-08-09 | Madras Surgicals | Store | TNHSP | TNHSP/TNMSC/E7/2005 Dated-21/11/2005 | 2006-08-09 | 2007-08-09 | 69900 | W
6 | Binocular Mircroscope | B2 |  |  | 2014-01-27 | Solokraft Industries | Store | TNHSP |  | 2014-01-27 |  | 18600 | W
7 | Boyles apparatus with Circle Abosrber | B2 | Elegant Std Plus | R1/MC/302/2013 | 2013-03-13 | Danmed Healthcare Pvt Ltd | OT | OTHERS |  | 2013-03-14 |  | 145000 | W
8 | Boyles apparatus with out Circle Abosrber | B | IOL |  | 1999-09-01 |  | OT |  |  | 1999-09-01 | 2000-08-31 | 125000 | W
9 | CTG Monitor | B2 | Madras Surgicals |  | 2006-07-28 | Madras Surgicals | Store | TNHSP |  | 2006-07-28 | 2007-07-28 | 115000 | NW
10 | Defibrillator with Monitor | B2 | Heartstart FRx | B12C-05931 | 2012-08-16 | Philips | Emergency OP | TNHSP |  |  |  | 58696 | W
11 | Dental Unit with motor for dental OP | B2 | Confident |  | 2007-12-20 | Confident | Dental OP | DMS |  | 2007-12-20 | 2008-12-19 | 147000 | W
12 | Diathermy Machine (Electric Cautery) | B | MHS Medicare-Mx250 |  | 2007-07-18 | Jupiter | Store |  |  | 2007-07-18 | 2008-07-17 | 185000 | W
13 | Electric Calorimeter | C |  |  | 2014-03-27 | ROBONIK India Pvt | Lab | TNHSP | TNHSP/TNMSC/AG87B/2013-2 |  |  | 20302 | W
14 | Infusion Pump/Infusion Syringe Pump/Insulin Syringe Pump | C | MS100 | B062 | 2013-03-13 | Danmed Healthcare Pvt Ltd | OT | OTHERS |  |  |  | 21000 | W
15 | Infusion pump | C | AKAS - infu 300 |  | 2007-09-27 | AKAS - infu 300 | Store | DMS |  | 2007-09-27 | 2008-09-26 | 30680 | W
16 | Laproscope Double Puncture | C | Karl Storz |  | 2007-01-04 | Vishal Surgical | Store | DD-FW |  | 2007-01-04 | 2008-01-04 | 215000 | W
17 | Laproscope Single Puncture | C | KLI |  |  |  | OT |  |  |  |  | 180000 | W
18 | Mannual Colposcope | C |  |  | 2012-04-17 | Danmed Health Care | NCD OP | OTHERS |  |  |  | 136500 | W
19 | Multi Para Monitor | B2 |  |  | 2012-04-17 | Danmed Health Care | Operation Theatre | OTHERS |  |  |  | 300000 | W
20 | Operation Table Hydraulic Major | B2 | Vibash |  | 2009-01-12 | Vibash | Store | DMS |  | 2009-01-12 | 2010-01-12 | 56500 | W
21 | Operation Table Hydraulic Major | B2 | Jupiter |  | 2007-12-10 | Jupiter | Store | TNHSP |  | 2007-12-10 | 2008-12-09 | 33000 | W
22 | Operation Table Hydraulic Major | B2 | Jupiter |  | 2007-12-10 | Jupiter | Store | TNHSP |  | 2007-12-10 | 2008-12-09 | 33000 | W
23 | Operation table Hydraulic Minor | B2 | Vibash |  | 2006-08-24 | Vibash | Scan Room | TNHSP |  | 2006-08-24 | 2007-08-24 | 51400 | W
24 | PH meter | C | RPA IGRT10ANPN |  | 2014-06-09 | RLT Instrument Pvt Ltd | Store | TNHSP |  |  |  | 57353 | W
25 | Pulse Oximeter | B | Landamp;T - Stellar P |  | 2006-08-10 | Landamp;T | OT | TNHSP |  | 2006-08-10 | 2007-08-10 | 35000 | W
26 | Radiant Warmer | C | Madras Surgicals |  | 2007-12-17 | Madras Surgicals | Store | TNHSP |  | 2007-12-17 | 2008-12-16 | 23500 | W
27 | Rotor / Shaker | C | BDI-149 |  | 2014-10-14 | Solokraft Industries | Lab | TNHSP | TNHSP/TNMSC/AG87F(R)2014-2 Dr.19.05.2014 | 2014-10-14 | 2015-10-13 | 33810 | W
28 | Semi auto analyser | B2 | Robonik-Prietest |  | 2007-10-24 | Shaun Bio Tech | Store | TNHSP |  | 2007-10-24 | 2008-10-23 | 67000 | W
29 | Shadowless Lamp stand model | B | Hospitech - Jupiter |  | 2008-03-20 | Jupiter | Store | TNHSP | TNHSP/TNMSC/P2EM/07 Dt.30.10.2007 | 2008-03-20 | 2009-03-20 | 13200 | W
30 | Shadowless Lamp stand model | B | Hospitech - Jupiter |  | 2008-03-20 | Jupiter | Store | TNHSP | TNHSP/TNMSC/P2EM/07 Dt.30.10.2007 | 2008-03-20 | 2009-03-20 | 13200 | W
31 | Shadowless Lamp stand model | B | Hospitech - Jupiter |  | 2008-03-20 | Jupiter | Store | TNHSP | TNHSP/TNMSC/P2EM/07 Dt.30.10.2007 | 2008-03-20 | 2009-03-20 | 13200 | W
32 | Shadowless Lamp stand model | B | Hospitech - Jupiter |  | 2008-03-20 | Jupiter | Store | TNHSP | TNHSP/TNMSC/P2EM/07 Dt.30.10.2007 | 2008-03-20 | 2009-03-20 | 13200 | W
33 | Shadowless Lamp stand model | B | Jupiter |  | 2009-03-16 | Jupiter | Store | DMS | 47975/S&P/1/08 Dt.04.02.2008 | 2009-03-16 | 2010-03-16 | 40000 | W
34 | Suction Apparatus - Electrical | C | Vin Bio Tech |  | 2008-02-18 | Vin Bio tech | Store | TNHSP | TNHSP/TNMSC/P&E/8/07 Dt.30.10.2007 | 2008-02-18 | 2009-02-17 | 4313 | W
35 | Suction Apparatus - Electrical | C | Vin Bio Tech |  | 2008-02-18 | Vin Bio tech | Store | TNHSP | TNHSP/TNMSC/P&E/8/07 Dt.30.10.2007 | 2008-02-18 | 2009-02-17 | 4313 | W
36 | Suction Apparatus - Electrical | C | Vin Bio Tech |  | 2008-02-18 | Vin Bio tech | Store | TNHSP | TNHSP/TNMSC/P&E/8/07 Dt.30.10.2007 | 2008-02-18 | 2009-02-17 | 4313 | W
37 | Suction Apparatus - Electrical | C | Vin Bio Tech |  | 2008-02-18 | Vin Bio tech | Store | TNHSP | TNHSP/TNMSC/P&E/8/07 Dt.30.10.2007 | 2008-02-18 | 2009-02-17 | 4313 | W
38 | Suction Apparatus - Electrical | C | Jupiter |  | 2009-03-16 | Jupiter | Store | DMS |  | 2009-03-16 | 2010-03-16 | 4200 | W
39 | Suction Apparatus - Electrical(Hivacuam) | B | Gesco |  | 2009-05-06 | Gesco | Store | DMS |  | 2009-05-06 | 2010-05-06 | 5115 | W
40 | Ultra Sound Scanner - Portable | B2 |  |  | 2012-04-17 | Danmed Health Care | Scan Room | OTHERS |  |  |  | 340000 | W
41 | Washing Machine | B2 | WAI3WPMEH/XTL | P9R5DBCA00148 | 2013-03-16 | New Delux Electronics | Wash Room | OTHERS |  | 2013-03-16 |  | 22000 | W
42 | X-ray Machine 100 mA | B | Allengers / 100 RS |  | 2009-07-10 | Allengers | X - Ray | TNHSP |  | 2009-07-10 | 2010-07-10 | 191000 | W
[11 empty] | Total | 2936538

## GH.Subramaniapuram
DIRECTORATE OF MEDICAL AND RURAL HEALTH SERVICES
GOVERNMENT OF TAMIL NADU
REPORT : EQUIPMENT RECEIPT DETAILS REPORT-INSTITUTION WISE
District : PUDUKOTTAI
Institution : SUBRAMANIYAPURAM
S.No. | Equipment Name | Equipment Category | Equipment Model No | Equipment Serial No | Date of Receipt | Supplier Name | Location of Equipment | Source of Supply | Purchase Order No | Date of Installation | Warranty Valid Upto | Cost of the item | Working Status
1 | Autoclave Mini | B |  |  | 2006-10-05 |  | Store | TNHSP |  | 2006-10-05 | 2007-10-05 | 17200 | W
2 | Binocular Mircroscope | B2 | BDI-13A | 22773 | 2014-01-25 | SOLOKRAFTS INDUSTRIES | LAB | TNHSP | TNHSP/TNMSC/AG87c/2013 | 2014-02-10 | 2015-01-17 | 19530 | W
3 | Boyles apparatus with out Circle Abosrber | B | IOL |  | 2002-12-18 |  | OT | GH-Manalmelgudi |  | 2002-12-18 | 2003-12-18 | 22425 | W
4 | Cryotheraphy |  | Cryo00413ONOFF Super Delux |  | 2012-06-28 | Solokraft Industries | NCD Room | TNHSP | TNHSP/TNMSC/AG30A/2011 Dt.14.10.2011 | 2012-06-28 | 2013-06-27 | 24331 | W
5 | ECG Machine | B2 |  |  | 2011-08-16 | wipro GE Healthcare | ECG ROOM (OP) | OTHERS |  | 2011-08-16 | 2012-08-16 | 42857 | W
6 | Infusion pump | C | AKAS - infu 300 |  | 2007-09-26 | AKAS | Store | DMS |  | 2007-09-26 | 2008-09-25 | 25376 | W
7 | Laproscope Single Puncture | C |  |  | 2003-07-08 |  | GH-Aranthangi | DD-FW |  | 2003-07-08 | 2004-07-07 | 12580 | W
8 | Mannual Colposcope |  | ARI-II-ID | R20130248 | 2013-02-26 | South India Surgicals | NCD Room | TNHSP | TNHSP/TNMSC/ENGG/AG30/2011 Dt.21.04.2013 | 2013-02-26 | 2014-02-25 | 136500 | W
9 | Mono cular Microscope | C | Olympus |  | 2012-10-26 | Artek Scientific | Lab | DMS |  | 2012-10-26 | 2013-10-25 | 14029 | W
10 | Multi Para Monitor | B2 | G3D |  | 2014-07-15 | TNMSC LLTD | WARD | TNMSC | 17240 TNMSC /ENGG 2014-3 DT 16.5.14 | 2014-07-15 | 2017-07-07 | 63000 | W
11 | Operation Table Hydraulic Major | B2 | Gesco |  | 1996-08-07 |  | OT |  |  | 1996-08-07 | 1997-08-07 | 23842 | W
12 | Operation Table Hydraulic Major | B2 |  |  | 2004-04-21 |  | OT |  |  | 2004-04-21 | 2005-04-21 | 42000 | W
13 | Operation table Hydraulic Minor | B2 | Vibash |  | 2006-08-24 |  | OT | TNHSP |  | 2006-08-24 | 2007-08-24 | 33344 | W
14 | PH meter | C | RPA -1GRTIOANPN |  | 2014-03-24 | TNHSP Rlt Instrume p Ltd | Lab | TNHSP | TNHSP/TNMSC/AG87B/2013 | 2014-06-09 | 2015-03-23 | 60221 | W
15 | Phototherapy Unit | C | NeoTech |  | 2006-08-03 | Madras Surgicals | labour ward | TNHSP |  | 2006-09-02 | 2007-08-03 | 9900 | W
16 | Pulse Oximeter | B | Bio-Sys-BPM 200 |  | 2003-07-03 | Miti Electronics | GH-Aranthangi |  |  | 2003-07-03 | 2004-07-02 | 33000 | W
17 | Rotor / Shaker | C | BDI-149 |  | 2014-10-14 | Solokraft Industries | Lab | TNHSP | TNHSP/TNMSC/AG87F(R)2014-2 Dr.19.05.2014 | 2014-10-14 | 2015-10-13 | 33810 | W
18 | Semi Auto Analyser | B2 | Prietest Touch | AT1181013RBK | 2014-02-27 | ROBONIK INDIA PVT.LTD | LAB | TNHSP | TNHSP/TNMSC/AG87h/2013Date~31/12/2013 | 2014-02-27 | 2017-02-26 | 49356 | W
19 | Shadowless Lamp stand model | B | Jupiter |  | 2009-03-16 | Jupiter | OT | DMS | 47975/S&P/1/2008 Dt.04.02.2009 |  |  | 40000 | W
20 | Shadowless Lamp stand model | B | Jupiter |  | 2009-03-16 | Jupiter | OT | DMS | 47975/S&P/1/2008 Dt.04.02.2009 |  |  | 26000 | W
21 | Suction Apparatus - Electrical | C | Vishal Hospital Surgical |  | 2009-04-04 | Vishal Hospital Surgical | OT | DMS | 51190/S&P/1/2005-2 Dt.10.11.2008 |  |  | 4410 | W
22 | Suction Apparatus - Electrical | C | Jupiter |  | 2009-03-16 | Jupiter | OT | DMS | 479715/S&P/1/2008 Dt.04.02.2009 |  |  | 5500 | W
23 | Ultra Sonogram -MOBILE | B | 600 A | 3 | 2012-03-22 | Surya Surgical Industries ~ Chennai | Scan Room | DMS | 2684/TNMSC/ENGG/2011 | 2013-04-02 | 2015-03-22 | 272950 | W
24 | X-ray Machine 100 mA | B | Allengers100 |  |  |  | X-Ray |  |  |  |  | 170000 | W
[11 empty] | Total | 1182161

## GH.Thirumayam
DIRECTORATE OF MEDICAL AND RURAL HEALTH SERVICES
GOVERNMENT OF TAMIL NADU
REPORT : EQUIPMENT RECEIPT DETAILS REPORT-INSTITUTION WISE
District : PUDUKOTTAI
Institution : THIRUMAYAM
S.No. | Equipment Name | Equipment Category | Equipment Model No | Equipment Serial No | Date of Receipt | Supplier Name | Location of Equipment | Source of Supply | Purchase Order No | Date of Installation | Warranty Valid Upto | Cost of the item | Working Status
1 | Auto Clave HP Vertical (2 bin) | C | Jupiter |  | 2006-10-05 | Jupiter | OT | TNHSP |  | 2006-10-05 | 2007-10-05 | 22000 | W
2 | Auto Clave HP Vertical (2 bin) | C | Jupiter |  | 2006-10-05 | Jupiter | OT | TNHSP |  | 2006-10-05 | 2007-10-05 | 22000 | W
3 | Auto Clave HP Vertical (2 bin) | C | Jupiter |  | 2008-04-06 | Jupiter | Store | TNHSP |  | 2008-04-06 | 2009-04-06 | 32000 | W
4 | Auto Clave HP Vertical (2 bin) | C | Vishal Hospital Surgical |  | 2009-04-06 | Vishal Hospital Surgical | Store | DMS |  | 2009-04-06 | 2010-04-06 | 17000 | W
5 | Auto Clave HP Vertical (2 bin) | C | Solokrafts |  | 2009-08-14 | Solokrafts | Store | RCH |  | 2009-08-14 | 2010-08-14 | 17000 | W
6 | Auto Clave HP Vertical (2 bin) | C | Solokrafts |  | 2009-08-14 | Solokrafts | Store | RCH |  | 2009-08-14 | 2010-08-14 | 17000 | W
7 | Auto Clave HP Vertical (2 bin) | C | Solokrafts |  | 2009-08-14 | Solokrafts | Store | RCH |  | 2009-08-14 | 2010-08-14 | 17000 | W
8 | Auto Clave HP Vertical (2 bin) | C | Solokrafts |  | 2009-08-14 | Solokrafts | Store | RCH |  | 2009-08-14 | 2010-08-14 | 17000 | W
9 | Auto Clave HP Vertical (2 bin) | C | Solokrafts |  | 2009-08-14 | Solokrafts | Store | RCH |  | 2009-08-14 | 2010-08-14 | 17000 | W
10 | Autoclave vertical single bin | C | Jupiter |  | 2008-03-03 | Jupiter | NCD ROOM | TNHSP |  | 2008-03-03 | 2009-03-03 | 16000 | W
11 | Autoclave vertical single bin | C | Solokrafts |  | 2009-03-03 | Solokrafts | dental room | DMS - Tsunami |  | 2009-03-03 | 2010-03-03 | 17000 | W
12 | Baby Incubators | C | Nice Neotech |  | 2007-12-17 | Madras Surgicals | Store | TNHSP |  | 2007-12-17 | 2008-12-16 | 47880 | W
13 | Blood Bank Refrigerator | B2 |  |  |  | REMI ELECTRO TECK | BLOOD BANK ROOM | OTHERS |  | 2010-06-05 | 2013-04-02 | 69246 | W
14 | Blood Donor Couch | B2 |  |  |  | Saberwal sugical | Blood bank | TNMSC |  |  | 2013-09-30 | 66560 | W
15 | Boyles apparatus with Circle Abosrber | B2 |  | 1126M1/96 | 1995-09-16 |  | OT | OTHERS |  |  |  | 145000 | W
16 | Boyles apparatus with out Circle Abosrber | B |  |  | 2010-11-24 |  | OT | TNHSP |  | 2010-11-24 | 2012-09-07 | 170000 | W
17 | Cardiac Monitor | C | Orbit | 306040262 | 2006-08-08 |  | OT | TNHSP | TNHSP/TNMSC/ENGG/E4/2006 | 2006-08-08 | 2007-08-08 | 33000 | W
18 | Cardiac Monitor | C | Micromon NXT |  | 2008-01-09 | Landamp;T | Store | TNHSP |  | 2008-01-09 | 2009-01-08 | 33000 | W
19 | Cryo Surgery/Cryocautery Unit | B2 | cryo 004B ON OFF SUPER DELUX |  | 2013-06-29 | Solokrafts | NCD ROOM | TNHSP | TNHSP/TNMSC/AG30A/2011 |  | 2013-06-01 | 24331 | W
20 | Deep Freezer | C | Vestfrost |  |  |  | Store | DD - FW |  |  |  | 150000 | W
21 | Dental Chair(Electric/Hydraulic/Manual) | B2 |  |  |  | S.S.CHEMIICAL | DENTAL ROOM | TNHSP |  | 2011-11-18 |  | 121680 | W
22 | Diathermy Machine (Electric Cautery) | B | MHS Medicare |  | 2007-07-19 | Jupiter | OT | TNHSP |  | 2007-07-19 | 2008-07-18 | 145000 | W
23 | ECG machine computerized | B | CARDIANT 6108T |  | 2014-01-10 | SRI VIGNESH MEDI EQUIPMENT | ICU ROOM | OTHERS |  | 2014-01-10 |  | 34000 | W
24 | ECG machine computerized | B | Edan SE300 | SC300B5A020792595 | 2008-01-25 | Madras Surgicals | X RAY |  |  | 2008-01-25 | 2009-01-24 | 45750 | W
25 | Electric Calorimeter | C | R0bonik | PEL0511213RBK | 2014-03-05 | Robinik | LAB | TNHSP | TNHSP/TNMSC/AGP7G/2013 | 2014-03-05 |  | 20302 | W
26 | Infusion Pump/Infusion Syringe Pump/Insulin Syringe Pump | C | LP50-BW |  | 2010-01-30 | JUPITOR | STORE | TNMSC |  | 2010-01-30 |  | 29500 | W
27 | Infusion pump | C | AKAS - infu300 |  | 2007-09-27 | AKAS | Store | DMS |  | 2007-09-27 | 2008-09-26 | 27000 | W
28 | Lab Incubator | C | Labotech / BDI 54 |  | 2009-09-19 | Solokrafts | Store | HSP / NRHM |  | 2009-09-19 | 2010-09-19 | 17000 | W
29 | Mannual Colposcope | C | ARI 11-ID |  |  | SOUTH INDIA SURGICAL | NCD ROOM | TNHSP | TNHSP/TNMSC/ENGG/AG30/2011 | 2012-09-21 | 2013-08-20 | 136500 | W
30 | Multi Para Monitor | B2 | G3D |  | 2014-07-17 | TRANS HEALTH CARE INDIA PRIVATE LIMITED | OT | TNMSC | 17240/TNMSC/ENGG/2013 | 2014-07-17 |  | 60000 | W
31 | Operation Table Hydraulic Major | B2 | Vibash |  | 2008-12-26 | Vibash | Store | DMS |  | 2008-12-26 | 2009-12-26 | 55120 | W
32 | Operation Table Hydraulic Major | B2 | Jupiter |  | 2007-12-10 | Jupiter | Store | TNHSP |  | 2007-12-10 | 2008-12-09 | 35000 | W
33 | Operation table Hydraulic Minor | B2 |  |  | 2006-08-24 | Vibash | CH.Ward | TNHSP |  | 2006-08-24 | 2007-08-24 | 48000 | W
34 | Operation table Hydraulic Minor | B2 | Vibash |  | 2006-08-24 | Vibash | CH.Ward | TNHSP |  | 2006-08-24 | 2007-08-24 | 48000 | W
35 | PH meter | C |  |  | 2014-06-09 | RLT INSTRUMAMENAATION | LAB | TNMSC |  | 2014-06-09 |  | 57353 | W
36 | Pulse Oximeter | B2 | RAD-8 |  | 2014-07-12 | M/S GRACE Mfg AND TRADING CO |  | TNMSC | RCH-11/TNMSC/ENGG/E67/2014 | 2014-07-12 | 2019-07-17 | 68968 | W
37 | Pulse Oximeter | B | LandT-Stellar P |  | 2006-08-08 |  | OT | TNHSP |  | 2006-08-08 | 2007-08-08 | 18450 | W
38 | Pulse Oximeter | B |  |  | 2008-10-13 |  | OT | TNHSP - Ambulance Kit |  | 2008-10-13 | 2009-10-13 | 22500 | W
39 | Pulse Oximeter | B | Silicon Labs - Futura pleth |  | 2009-03-11 | Silicon Labs - Futura pleth | Store | DMS |  | 2009-03-11 | 2010-03-11 | 18450 | W
40 | Pulse Oximeter | B | Medi Aid / M 900 |  | 2009-07-27 | Madras Surgicals | OT | NRHM / HSP |  | 2009-07-27 | 2010-07-27 | 18450 | W
41 | Pulse Oximeter | B | Landamp;T - Stellar P |  | 2006-08-08 | L | OT | TNHSP |  | 2006-08-08 | 2007-08-08 | 24000 | W
42 | Radiant Warmer | C | Nice Neotech |  | 2007-12-17 | Madras Surgicals | Ward | TNHSP |  | 2007-12-17 | 2008-12-16 | 16000 | W
43 | Radiant Warmer | C | Nice Neotech / nice 2007S |  | 2009-10-01 | Madras Surgicals | Store | HSP / NRHM |  | 2009-10-01 | 2010-10-01 | 17680 | W
44 | Radiant Warmer | C | Nice Neotech / nice 2007S |  | 2009-10-01 | Madras Surgicals | Store | HSP / NRHM |  | 2009-10-01 | 2010-10-01 | 17680 | W
45 | Radiant Warmer | C | Nice Neotech |  | 2006-08-08 | Madras Surgicals | Ward | TNHSP |  | 2006-08-08 | 2007-08-08 | 18000 | W
46 | Radiant Warmer | C | Nice Neotech / nice 2007S |  | 2009-10-01 | Madras Surgicals | Store | HSP / NRHM |  | 2009-10-01 | 2010-10-01 | 17472 | W
47 | Radiant Warmer | C | Nice Neotech / nice 2007S |  | 2009-10-01 | Madras Surgicals | Store | HSP / NRHM |  | 2009-10-01 | 2010-10-01 | 17472 | W
48 | Semi auto analyser | B2 | Robonik-Prietest |  | 2007-10-31 | Shaun Bio Tech | Store | TNHSP |  | 2007-10-31 | 2008-10-30 | 14500 | W
49 | Shadowless Lamp stand model | B | Hospitech - Jupiter |  | 2008-03-18 | Jupiter | OT | TNHSP |  | 2008-03-18 | 2009-03-18 | 13220 | W
50 | Shadowless Lamp stand model | B | Hospitech - Jupiter |  | 2008-03-18 | Jupiter | OT | TNHSP |  | 2008-03-18 | 2009-03-18 | 13220 | W
51 | Shadowless Lamp stand model | B | Hospitech - Jupiter |  | 2008-03-18 | Jupiter | OT | TNHSP |  | 2008-03-18 | 2009-03-18 | 13220 | W
52 | Shadowless Lamp stand model | B | Jupiter |  | 2009-03-14 | Jupiter | Store | DMS |  | 2009-03-14 | 2010-03-14 | 16000 | W
53 | Shadowless Lamp stand model | B | Jupiter |  | 2009-03-14 | Jupiter | Store | DMS |  | 2009-03-14 | 2010-03-14 | 16000 | W
54 | Shadowless Lamp stand model | B | Hospitech |  | 2009-07-24 | Jupiter | Store | HSP / NRHM |  | 2009-07-24 | 2010-07-24 | 16000 | W
55 | Shadowless Lamp stand model | B | Hospitech |  | 2009-07-24 | Jupiter | Store | HSP / NRHM |  | 2009-07-24 | 2010-07-24 | 16000 | W
56 | Suction Apparatus - Electrical | C | Vin Bio Tech |  | 2008-02-20 | Vin Bio tech | Store | TNHSP |  | 2008-02-20 | 2009-02-19 | 27000 | W
57 | Suction Apparatus - Electrical | C | Vin Bio Tech |  | 2008-02-20 | Vin Bio tech | Store | TNHSP |  | 2008-02-20 | 2009-02-19 | 27000 | W
58 | Suction Apparatus - Electrical | C | Vin Bio Tech |  | 2008-02-20 | Vin Bio tech | Store | TNHSP |  | 2008-02-20 | 2009-02-19 | 27000 | W
59 | Suction Apparatus - Electrical | C | Vin Bio Tech |  | 2008-02-20 | Vin Bio tech | Store | TNHSP |  | 2008-02-20 | 2009-02-19 | 27000 | W
60 | Suction Apparatus - Electrical | C | Jupiter |  | 2009-03-14 | Jupiter | Store | DMS |  | 2009-03-14 | 2010-03-14 | 5200 | W
61 | Suction Apparatus - Electrical | C | Vishal Hospital Surgical |  | 2009-04-06 | Vishal Hospital Surgical | Store | DMS - Tsunami |  | 2009-04-06 | 2010-04-06 | 5200 | W
62 | Suction Apparatus - Electrical | C | Gesco |  | 2009-04-30 | Gesco | Store | TNHSP |  | 2009-04-30 | 2010-04-30 | 4800 | W
63 | Suction Apparatus - Electrical | C | Saberwal |  | 2009-06-05 | Saberwal | Store | TNHSP |  | 2009-06-05 | 2010-06-05 | 5400 | W
64 | Syringe Pump | B | LP50-BW |  | 2010-01-30 | JUPITOR | STORE | TNMSC |  | 2010-01-30 |  | 29500 | W
65 | Ultra Sonogram -MOBILE | B | Wipro GE / Logic P3 |  | 2009-08-21 | Wipro GE | Store | TNHSP |  | 2009-08-21 | 2010-08-21 | 380000 | W
66 | Washing Machine | B2 |  |  | 2010-03-01 | SOLOKRAFT | WARD | DRHM |  | 2011-04-29 | 2013-03-01 | 103950 | W
67 | X-ray Machine 100 mA | B2 | GESRS-300 |  | 2010-10-15 |  |  | DMS |  |  |  | 170000 | W
[11 empty] | Total | 3035554

## GH.Valayapatti
DIRECTORATE OF MEDICAL AND RURAL HEALTH SERVICES
GOVERNMENT OF TAMIL NADU
REPORT : EQUIPMENT RECEIPT DETAILS REPORT-INSTITUTION WISE
PERIOD : 01/01/1990-04/03/2015
District : PUDUKOTTAI
Institution : VALAYAPATTI
S.No. | Equipment Name | Equipment Category | Equipment Model No | Equipment Serial No | Date of Receipt | Supplier Name | Location of Equipment | Source of Supply | Purchase Order No | Date of Installation | Warranty Valid Upto | Cost of the item | Working Status
1 | Auto Clave HP Vertical (2 bin) | C | Jupiter |  | 2008-04-06 | Jupiter | Surgical | TNHSP | TNHSP/TNMSC/P2E11/2007 Dt.28.11.2007 | 2008-04-06 | 2009-04-06 | 33280 | W
2 | Autoclave vertical single bin | C | Jupiter |  | 2008-03-03 | Jupiter | Ward | TNHSP | TNHSP/TNMSC/P2E11?2007 Dt.28.11.2007 | 2008-03-03 | 2009-03-03 | 21840 | W
3 | Autoclave vertical single bin | C | Jupiter |  | 2006-10-06 | Jupiter | OT | TNHSP | TNHSP/TNMSC/ENGG/E10/2006 Dt.26.06.2006 | 2006-10-06 | 2007-10-06 | 17200 | W
4 | Boyles apparatus with out Circle Abosrber | B |  |  | 1985-11-01 |  | OT | PHC-Andakulam |  | 1985-11-01 | 1986-11-01 | 1597160 | W
5 | Cardiac Monitor | C | Micromon NXT |  | 2008-01-09 | L&T | OP Ward | TNHSP | TNHSP/TNMSC/P2E9/2007 Dt.11.09.2007 | 2008-01-09 | 2009-01-08 | 27810 | W
6 | Defibrillator with Monitor | B2 | Heart Start FRx | B12C-06092 | 2012-08-15 | Philips Electronics |  | TNHSP | TNHSP/TNMSC/ICB/AG17/2012 Dt.12.03.2012 | 2012-10-19 | 2013-10-18 | 56696 | W
7 | Dental Chair(Electric/Hydraulic/Manual) | B2 |  |  | 2010-04-07 | TNMSC |  | TNMSC | 9214/TNMSC/ENGG/2009 |  |  | 11369 | W
8 | Dental X ray machine | C |  |  |  |  | STORE | TNHSP |  |  |  | 71917 | W
9 | Electri centrifuger | C | BDI-152 |  | 2012-01-12 | Solokraft Industries |  | TNHSP | TNHSP/TNMSC/AG20E/2011 Dt.04.10.2011 |  |  | 5345 | W
10 | Infusion pump | C | AKAS - infu 300 |  | 2007-09-26 | AKAS | Ward | DMS | 1039/28S&P1/2006 Dt.07.03.2007 | 2007-09-26 | 2008-09-25 | 25376 | W
11 | Laproscope Double Puncture | C | Karlstorz |  | 2006-12-20 | Visha Surgicals | OT | DD - FW |  | 2006-12-20 | 2007-12-20 | 215000 | W
12 | Laproscope Single Puncture | C | KLI |  | 2003-07-04 |  | OT | OTHERS |  | 2003-07-04 | 2004-07-03 | 180000 | W
13 | Magnavision Lamp | C |  |  | 2012-01-13 | Solokraft Industries | NCD Screening room | TNHSP | TNHSP/TNMSC/AG31/2011 Dt.19.10.2011 | 2012-01-13 | 2013-01-12 | 7377 | W
14 | Operation Table Hydraulic Major | B2 |  |  | 2001-06-04 |  | OT |  |  | 2001-06-04 | 2002-06-04 | 32000 | W
15 | Operation Table Hydraulic Major | B2 |  |  | 2003-12-31 |  | OT | GH - Thirumayam |  | 2003-12-31 | 2004-12-30 | 27000 | W
16 | Operation Table Hydraulic Major | B2 |  |  |  |  | GH-Viralimalai |  |  |  |  | 18000 | W
17 | Phototherapy Unit | C | Nice - Neo Tech |  | 2007-11-19 | Madras Surgicals | PS.Ward | TNHSP | TNHSP/TNMSC/P2E 10/2007 Dt.19.09.2007 Dt | 2007-11-19 | 2008-12-19 | 10260 | W
18 | Pulse Oximeter | B | Silicon Labs - Futura pleth |  | 2009-03-10 | Silicon Labs | Store | DMS | 8626/S&P/1/2009 Dt.24.02.2009 | 2009-03-12 | 2010-03-12 | 26698 | W
19 | Radiant Warmer | C | Nice - Neo Tech |  | 2007-12-20 | Madras Surgicals | PS.Ward | TNHSP | TNHSP/TNMSC/P2E10/2007 Dt.19.09.2007 | 2007-12-20 | 2008-12-19 | 17680 | W
20 | Semi auto analyser | B2 | Erba-Chem5+ |  | 2004-01-09 | Trans Asia | Lab | DMS |  | 2004-01-09 | 2005-01-08 | 145600 | W
21 | Shadowless Lamp stand model | B |  |  | 2002-02-05 |  | OT |  |  | 2002-02-05 | 2003-02-05 | 14000 | W
22 | Shadowless Lamp stand model | B |  |  | 2001-09-05 |  | OT |  |  | 2001-09-05 | 2002-09-05 | 18000 | W
23 | Shadowless Lamp stand model | B |  |  | 2001-09-05 |  | OT |  |  | 2001-09-05 | 2002-09-05 | 18000 | W
24 | Suction Apparatus - Electrical | C | Vin Bio Tech |  | 2008-02-20 | Vin Bio tech | Female ward | TNHSP | TNHSP/TNMSC/P2E18/2007 Dt.30.10.2007 | 2008-02-20 | 2009-02-19 | 4314 | W
25 | Suction Apparatus - Electrical | C | Vin Bio Tech |  | 2008-02-20 | Vin Bio tech | Male Ward | TNHSP | TNHSP/TNMSC/P2E18/2007 Dt.30.10.2007 | 2008-02-20 | 2009-02-19 | 4321 | W
26 | Suction Apparatus - Electrical | C | Jupiter |  | 2009-03-14 | Jupiter | OT | DMS | 47975/S&P/1/2008 Dt.14.02.2009 | 2009-03-14 | 2010-03-14 | 5720 | W
27 | Suction Apparatus - Electrical | C | Vishal Hospital Surgical |  | 2009-04-05 | Vishal Hospital Surgical | Store | DMS | 51190/S&P/1/2008-2 Dt.10/11/2008 | 2009-04-05 | 2010-04-05 | 4410 | W
28 | X-ray Machine 100 mA | B | GE-Stallion 100 |  | 1980-03-06 |  | X-Ray Room | DMS |  | 1980-03-06 | 1981-03-06 | 170000 | W
[11 empty] | Total | 2786373