## Sheet2
DIRECTORATE OF MEDICAL AND RURAL HEALTH SERVICES
GOVERNMENT OF TAMIL NADU
REPORT : EQUIPMENT RECEIPT DETAILS REPORT-INSTITUTION WISE
District : Thiruvannamalai
S.No. | Institution Name | Equipment Name | Equipment Category | Equipment Model No | Equipment Serial No | Date of Receipt | Supplier Name | Location of Equipment | Source of Supply | Purchase Order No | Date of Installation | Warranty Valid Upto | Cost of the item | Working Status | Remarks
1 | Arani | Color Doppler | A | LOGIQ P3 | 56412WSO | 2009-06-27 | WIPRO GE HEALTHCARE~ BANGALORE | SCAN ROOM | TNHSP | TNHSP/TNMCS/ICB/P3E2/4/2009~DT.02.01.2009 | 2009-07-15 | 2010-06-26 | 674800 | working | available
2 | Arani | Boyles Apparatus with Fluotec and circle absorber | B | OHMEDA | BBNZ00042 | 1996-02-05 | BOC India | OPERATION THEARTER | IPPV | 40/S1/(1)/ICB/1-95~DT.29.12.1995 | 1996-07-16 |  | 162354 | working | available
3 | Arani | Foetal Monitor | B | FC 700 | FN1000081 | 2014-02-22 | INDIAN MEDICAL SYSTEMS AND TECHNOLOGIES~CHENNAI-37 | LABOUR WARD | OTHERS | 255/JA/S/2014~DATED.21.02.2014 OF THE CSMO.~GOVT.HOSPITAL~ ARNI. | 2014-02-24 | 2017-02-23 |  | working | available
4 | Arani | ECG machine computerized | B | Cardio care 2000 plus | EN0800114 | 2014-02-22 | INDIAN MEDICAL SYSTEMS AND TECHONOLOGIES~ CHENNAI -37 | LABOUR WARD | OTHERS | 253/JA/S/2014~DATED.21.02.2014 OF THE CSMO.~GOVT.HOSPITAL~ARNI. | 2014-02-24 | 2017-02-23 |  | working | available
5 | Arani | Ultra Sonogram -MOBILE | B | CHISON 600A (2009 VERSION ) | 6AP 1112047 | 2012-03-27 | SURYA SURGICAL INDUSTRIES~ CHENNAI -600 031. | SCAN ROOM ( NEW LABOUR WARD ) | TNMSC | 2684/TNMSC/ENGG/2011~DT.11.11.2011 | 2012-04-17 | 2015-03-26 | 286598 | working | transfer to Thanipadi GH
6 | Arani | Foetal Monitor | B |  |  | 2007-05-02 | Madras Surgicals | L W | TNHSP |  | 2007-05-02 |  |  | not working | available
7 | Arani | Boyles apparatus with Ventilator | B | Compact AC 20 |  | 2007-06-09 | L&T | OT | TNHSP | TNHSP/TNMSC/ICB/CE1/2007, Dated : 27.06.2007 | 2007-06-09 | 9.6.08 | 279444 | working | available
8 | Arani | Pulse Oximeter | B |  |  | 2007-01-27 | Silicon Labs | OT | TNHSP |  | 2007-01-27 |  | 18500 | working | available
9 | Arani | Pulse Oximeter | B |  |  | 2007-01-27 | Silicon Labs | Casuality | TNHSP |  | 2007-01-27 |  | 18500 | working | available
10 | Arani | Diathermy Machine (Electric Cautery) | B | MX-250 |  | 2007-07-21 | Jupitor Manufacturing Works | OT | DMS | 35047/S&P/1/2007 dt. 19.4.07 | 2007-07-21 |  | 18000 | working | available
11 | Arani | Shadowless Lamp stand model | B |  |  | 2000-11-20 | Associated surgicals | OT |  |  | 2000-11-20 |  |  | working | available
12 | Arani | Shadowless Lamp stand model | B |  |  | 2000-11-20 | Associated surgicals | OT |  |  | 2000-11-20 |  |  | working | available
13 | Arani | Ventilators (Adult) | B | Advent |  | 2007-05-24 | Erkadi Systems | Ch W | TNHSP | TNHSP/TNMSC/ICB/CE3/2006, Dated : 29.12.2006 | 2007-05-24 | 23.5.08 | 508201 | not working | recommended for condemnation
14 | Arani | ECG Monitor | B | CARDIO 2800 | 907001 | 2011-05-05 | ROTARY CLUB OF ARANI. ( DONATION ) | OPERATION THEATER | OTHERS |  | 5.5.11 |  |  | working | available
15 | Arani | Syringe Pump | B | ST670 | 37841D/28-2010 | 2010-11-22 | TRANS HEALTH CARE IND PVT LTD | NEW BORN WARD | RCH | RCH-II/TNMSC/ENGG/E38/2010-1~DT.19.08.2010 | 2010-11-26 | 2011-11-21 | 43200 | working | available
16 | Arani | Syringe Pump | B | ST670 | 37787D/28-2010 | 2010-11-22 | TRANS HEALTH CARE IND PVT LTD | NEW BORN WARD | RCH | RCH-II/TNMSC/ENGG/E38/2010-1~DT.19.08.2010 | 2010-11-26 | 2011-11-21 | 43200 | working | available
17 | Arani | Shadowless Lamp stand model | B | HOSPILITE | 1 | 2008-12-26 | JUPITER MANUFACTURING WORKS~COIMBATORE. | OPERATION THEATRE | TNHSP | TNHSP/TNMSC/P3E3/2008~DT.29.08.2008 | 2008-12-29 |  |  | working | available
18 | Arani | Shadowless Lamp stand model | B | HSOPILITE | 2 | 2008-12-26 | JUPITER MANUFACTURING WORKS~COIMBATORE. | OPERATION THEATRE | TNHSP | TNHSP/TNMSC/P3E3/2008~DT.29.08.2008 | 2008-12-29 |  |  | working | available
19 | Arani | Operating Microscope(Eye) | B1 | ASM-930 TG | 903261 | 2010-03-17 | ASCON MEDICAAL INSTRUMENTS PVT.LTD~CHENNAI - 97 | OPERATION THEATER | TNMSC | 3093/TNMSC/ENGG/2009~DT.01.03.2010 | 2010-03-22 | 2013-03-23 |  | working | available
20 | Arani | Pulse Oximeter | B2 | RAD 8 | M71671 | 2014-04-03 | GRACE MFG andamp; TRADING CO.(DELHI) | LABOUR WARD | RCH | RCH II / TNMSC/ENGG/E67/2014~DT.05.03.2014 | 2014-04-03 | 2019-12-02 |  | working | available
21 | Arani | Pulse Oximeter | B2 | INNOVA 10 CIR | CI 1302BJ50 | 2013-03-12 | CONCEPT INTERGATION(I)PVT.LTD | CASUALITY | TNHSP | TNHSP/TNMSC/AG/14/2012~DT.21-NOV-2012 | 2013-03-12 | 2014-03-11 | 56000 | working | available
22 | Arani | Binocular Mircroscope | B2 | BDI-13A | 22716 | 2014-01-06 | SOLOKRAFTS INDUSTERIES CHENNAI-50 | LABORATORY | TNHSP | TNHSP/TNMSC/AG87c/2013~DT.22.10.2013 | 2014-01-30 | 2015-01-29 | 19530 | working | available
23 | Arani | Binocular Mircroscope | B2 | BDI-13A | 22549 | 2014-01-06 | SOLOKRAFTS INDUSTERIES CHENNAI-50 | LABORATORY | TNHSP | TNHSP/TNMSC/AG87c/2013~DT.22.10.2013 | 2014-01-30 | 2015-01-30 | 19530 | working | available
24 | Arani | Binocular Mircroscope | B2 | BDI-13A | 22552 | 2014-01-06 | SOLOKRAFTS INDUSTERIES CHENNAI-50 | LABORATORY | TNHSP | TNHSP/TNMSC/AG87c/2013~DT.22.10.2013 | 2014-01-30 | 2015-01-29 | 19530 | working | available
25 | Arani | Pulse Oximeter with NIB.P | B2 | RADICAL 7 | 208237/Q18557 | 2014-02-22 | INDIAN MEDICAL SYSTEMS AND TECHNOLOGIES | NBSU | OTHERS | 254/JA/S/2014~DT. 21/02/2014 OF THE CSMO~ GOVT.HOSPITAL~ ARNI. | 2014-02-24 | 2017-02-23 |  | working | available
26 | Arani | Pulse Oximeter | B2 | RAD 8 | M71773 | 2014-04-03 | GRACE MFG and TRADING CO.(DELHI) | OPERATION THEATER | RCH | RCH II / TNMSC / ENGG /E67/2014~DATED.05.03.2014 | 2014-04-03 | 2019-04-02 |  | working | available
27 | Arani | Operation Table Hydraulic Major | B2 |  |  | 2006-12-30 | Reliance Instruments | OT | TNHSP |  | 2006-12-30 |  |  | working | available
28 | Arani | Bipolar Coagulator(Diathermy) | B2 | ELSY360M+ | ASG-1M 1406126 | 2014-06-24 | JBS MEDIITEE INDIA PVT LTD.COIMBATORE | OPERATION THEATER | TNMSC | 17240/TNMSC/ENGG/2014-2 | 2014-06-24 | 2017-06-23 | 228900 | working | available
29 | Arani | Dental Chair | B2 |  |  | 2003-10-07 | Associated surgicals | Dental OP | DMS | 30901/S&P/1/02 dt30/12/2002 | 2003-10-07 | 6.10.05 | 187400 | working | available
30 | Arani | Deep Freezer | B2 | JA DF 20 | DF11121268 | 2012-03-09 | PAWAR ELECTRO SYSTEM PVT LTD. | BLOOD STORAGE CENTRE | RCH | RCH -II/TNMSC/ENGG/7146/2010~ DT.10/02/2011 | 2012-03-09 | 2013-03-08 | 51750 | not working | available
31 | Arani | Pulse Oximeter | B2 | OXI - SAT 1010 PLUS | 3091435 | 2011-05-19 | ROTARY CLUB OF ARANI. ( DONATION ) | OPERATION THEATER | OTHERS |  |  |  |  | not working | available
32 | Arani | Deep Freezer | B2 | JA -R05 JOVE AUTOMATIONS | R0608TN19 | 2011-09-29 | JDHS THIRUVANNAMALAI ON 29.09.2011 | BLOOD STORAGE CENTRE | OTHERS | TANSACS/TNMSC/E2/06~DT.11.05.2006 |  |  |  | not working | available
33 | Arani | Semi auto analyser | B2 | RX-50 | TN10J037 | 2010-10-23 | MICROLAB INSTRUMENTS | LABORATORY | RCH | RCH-II/TNMSC/E38/2010-2~ DT.19.08.2010 | 2010-10-27 | 2011-10-26 | 44400 | working | available
34 | Arani | Cryo Surgery/Cryocautery Unit | B2 | Cryo 004B |  | 2012-06-09 | SOLOKRAFTS INDUSTERIES CHENNAI | OPERATION THEATER | TNHSP | TNHSP/TNMSE/AG30A/2011 DT14/10/2011 | 2012-06-13 | 12.6.13 | 23172 | working | available
35 | Arani | Binocular Mircroscope | B2 | BDI-13 | 22758 | 2009-09-03 | SOLOKRAFTS INDUSTERIES CHENNAI-50 | LABORATORY | TNHSP | TNHSP/TNMSC/ICB/P3E2/2009 DT.28.01.2009 | 3.9.09 | 2.9.10 | 9393 | working | available
36 | Arani | Binocular Mircroscope | B2 | BDI-13 | 22764 | 2009-09-03 | SOLOKRAFTS INDUSTERIES CHENNAI-50 | LABORATORY | TNHSP | TNHSP/TNMSC/ICB/P3E2/2009 DT.28.01.2009 | 3.9.09 | 2.9.10 | 9393 | working | available
37 | Arani | X-ray Machine 300 mA | B2 | 325 FCFLOATEX.VBS | E030664 | 2004-02-19 | ALLENGERS MEDICAL SYSTEMS LTD. | X - RAY DEPARTMENT | DMS | 1011643/S&P/1/2003 | 2009-07-23 |  | 413000 | working | available
38 | Arani | Semi auto analyser | B2 | Prietest touch | AT0720209 RBK | 2009-04-21 | Robinik India pvt.Ltd | LABORATORY | TNHSP | TNHSP/TNMSC/ICB/P3E2/2009 DT.28/01/2009 | 2009-04-21 | 20.4.10 | 60690 | working | available
39 | Arani | Defibrillator with Monitor | B2 | HEART START FRX | B2C-05530 | 2012-08-21 | PHILIPS ELETRONICS INDIA LTD | OPERATION THEATER | TNHSP | TNHSP/TNMSC/ICB/AG17/2012 | 2012-10-17 | 16.10.15 | 58696 | not working | available
40 | Arani | Defibrillator with Monitor | B2 | HEART START FRX | B12D-00434 | 2012-08-21 | PHILIPS ELETRONICS INDIA LTD | LABOUR WARD | TNHSP | TNHSP/TNMSC/ICB/AG17/2012 | 2012-10-17 | 16.10.15 | 58696 | not working | available
41 | Arani | Defibrillator with Monitor | B2 | HEART START FRX | B12C-05547 | 2012-08-21 | PHILIPS ELETRONICS INDIA LTD | CASUALITY | TNHSP | TNHSP/TNMSC/ICB/AG17/2012 | 2012-10-17 | 16.10.15 | 58696 | not working | available
42 | Arani | A-Scan Biometer | B2 | APPA SCAN 2000 | 1910612-1254 | 2012-11-21 | APPASAMY ASSOCIATES~CHENNAI. | EYE OPD | OTHERS | SCSMO~GH ARNI. | 2012-11-21 | 2013-11-20 |  | working | available
43 | Arani | Automated Cell Counter | B2 | XP-100 |  |  | TVL TRANSASIA BIO MEDICALS LTD | LAB | DMS | 78217/S&P/1/2013-1 DATED 29/09/2014 |  |  | 407056 | working | available
44 | Arani | Nebuliser Adult | C | EC-7011 EASY CARE | 631404 | 2014-08-18 | SVR PHARMA TV MALAI | FEMALE WARD | OTHERS | 256/JA/S/14~DT.12/08/2014 | 2014-12-16 |  |  | working | available
45 | Arani | Foetal Doppler | C | A100H | H11060873 | 2014-11-01 | MEDI WAVES INC.DELHI. | LABOUR WARD | TNMSC | 17240/TNMSC/2014-15DT~16.05.2014 | 2014-11-01 | 2017-10-31 |  | working | available
46 | Arani | Inverter | C | MICROTEK ( UPSEB 1500 ) | INVERTER SR.NO.12JGCNB304926~BATTERY SL.NO.314837 | 2013-02-11 | ESB ELECTRICALS~ARNI. | PHARMACY | OTHERS | 220/JA/S/2013~DT.11.02.2013~OF THE SENIOR CIVIL SURGEON MEDICAL OFFICER~GH ARNI. |  | 2015-02-17 |  | working | available
47 | Arani | Inverter | C | MICROTEK 2KV ( UPSEB2000) | INVERTER SR.No 12JGMNB31536~BATTERY SR.No.1)007558 2)016600 | 2013-02-18 | ESB ELECTRICALS ARNI. | CASUALITY | OTHERS | 220/JA/S/2013~DT.18.02.2013 OF THE SENIOR CIVIL SURGEON MEDICAL OFFICER~GH ARNI. | 2013-02-19 | 2015-02-17 |  | working | available
48 | Arani | Inverter | C | MICROTEK INVERTER 2 KV ( USPSEB 2000 ) | INVERTER SR NO.12JGMNB31218 | 2013-02-18 | ESB ELECTRICALS~ ARNI | MALE WARD | OTHERS | 220/JA/S/2013~DT.18.02.2013 OF THE SENIOR CIVIL SURGEON MEDICAL OFFIER GH ARNI (PURCHASED CMCHIS) | 2013-02-19 | 2015-02-17
49 | Arani | B.P.apparatus table model | C | BPDG 031 ( DIAMOND LCD BAR ) | 031 SEP.12 00086 | 2012-12-10 | S.V.R. PHARMA TIRUVANNAMALAI |  | OTHERS | SCSMO GH ARNI | 2012-12-10
50 | Arani | Stethoscope | C | MICROTONE |  | 2012-12-10 | S.V.R PHARMA TIRUVANNAMALAI | CH/WARD | OTHERS | SCSMO~GH ARNI |  |  |  | working | available
51 | Arani | Mannual Colposcope | C | ARI II- D | R0130128 | 2013-03-04 | SOYTH INDIA SURGICALS CO.LTD | NCD CLINIC | TNHSP | TNHSP/TNMSC/ENGG/AG30/2011 | 2013-04-25 | 2014-04-24 | 136500 | working | available
52 | Arani | Air-Conditioner - Window / Split | C | CARRIER NOVELLO 1.5 TR | 5.0026e+17 | 2014-04-23 | SHYAM AIR FRIGE VELLORE-632004 | OPD ROOM NO.3 | OTHERS |  | 2013-06-15 | 2014-06-14 |  | working | available
53 | Arani | Air-Conditioner - Window / Split | C | CARRIER NOVELLO 1.5 TR | 5.0026e+17 | 2013-04-23 | SHYAM AIR FRIGE VELLORE 632 004 | OPD ROOM NO.4 | OTHERS | SCSMO GH ARNI | 2013-06-15 | 2013-06-14 |  | working | available
54 | Arani | Air-Conditioner - Window / Split | C | DURAKOOL PLUS CARRIER 2.0 TR | 5.0021e+17 | 2013-05-07 | SHYAM AIR FRIGE VELLORE 632004 | LABOUR WARD | OTHERS | 766/JA/2013~SCSMO GH ARRNI. | 2013-05-07 | 2013-05-27 |  | working | available
55 | Arani | Air-Conditioner - Window / Split | C | DURAKOOL PLUS CARRIER 2.0 TR | 50021200213900000 | 2013-05-07 | SHHYAM AIR FRIGE VELLORE 632 004 | NEW BORN WARD NBSU | OTHERS |  | 2013-06-04 | 2013-06-03 |  | working | available
56 | Arani | Fumigator | C | 1013 ULV FOGGER | 4509 | 2013-05-31 | JOMED HEALTH CARE CHENNAI 600014 | OT | OTHERS | SCSMO GH ARNI | 2013-06-03 | 2013-06-02 |  | working | available
57 | Arani | B.P.apparatus table model | C | MCP CM/L 8677709 | 13110123 | 2014-01-18 | MADHA SUDHANAN ~ CHENNAI 600029 | NCD CLINIC | TNHSP | TNHSP/TNMSC/ENGG/AG26/11 | 2014-01-21 |  |  | working | available
58 | Arani | Computer | C | HP - PRO BOOK 6570B LABTOP 15.6 INCH | 5CB3260MYN | 2013-07-19 | TH E ZIGMA TECHNOLOGIES INDIA(A) LIMITED ERODE. | LABOUR WARD | DRHM |  | 2013-06-26 |  |  | working | available
59 | Arani | Electric Calorimeter | C | PRIETEST EASY LAB | PEL0991213RBK | 2014-03-11 | ROBONIK (INDIA) PVT.LTD. | LABORATORY | TNHSP | TNHSP/TNMSC/AG87B/2013DATED28/11/2013 | 2014-03-11 | 2015-03-10 | 20302 | working | available
60 | Arani | Water Bath/Ultrasonic Water Bath | C | SMI-143 |  | 2014-05-15 | S.M.SCIENTIFIC INSTRUMENTS PVT LTD | LABORATORY | TNHSP | TNHSP/TNMSC/AG87h(R)/2014 DT.15/05/2014 | 2014-07-15 | 2016-07-14 | 8362 | working | available
61 | Arani | UPS | C | OL5000 (5 KVA ONLINE UPS) | AN 275891402 | 2014-02-19 | JR COMMUNICATIONS andamp; POWER CONTROLS PVT LTD.~ TRICHY-18 | MALE WARD ( COMPUTER SYSTEM) | TNHSP |  | 2014-02-21 | 2015-02-20 |  | working | available
62 | Arani | B.P.apparatus table model | C | BP APPARATUS MERCURY FREE (SUPER DELUXE DIAMOND) | 241 JUL.13 00159 | 2014-02-21 | SVR PHARMA TIRUVANNAMALAI | INJECTION OP | OTHERS | SCSMO GH ARNI |  | 2015-02-20 |  | working | available
63 | Arani | Stethoscope | C | MICRO-TONE STETHOSCOPE |  | 2014-02-21 | SVR PHARMA TIRUVANNAMALAI | INJECTION OP | OTHERS | SCSMO GH ARNI |  |  |  | working | available
64 | Arani | Radiant Warmer | C | OCW100 | 2889 | 2008-11-09 | DATEX-OHMEDA( INDIA )~ CHENNAI -600 017. | NEW BORN WARD | TNHSP | TNMSC/P3E9/TNHSP/08~DT.29.08.2008 | 2008-12-04 | 2009-11-08 | 37440 | working | available
65 | Arani | Printer | C | P2055d LASER JET |  | 2012-03-27 | SURYA SURGICAL INDUSTRIES~ CHENNAI -600 031. | SCAN ROOM ( NEW LABOUR WARD) | TNMSC |  | 2012-04-17 | 2015-03-26 |  | working | available
66 | Arani | Phototherapy Unit | C |  |  | 2007-04-01 | Madras Surgicals | Ch W | TNHSP |  | 2007-04-01 |  |  | working | available
67 | Arani | Radiant Warmer | C | NICE 2000 B |  | 4.1.07 | Madras surgicals | Ch W | TNHSP | TNHSP/TNMSC/ENGG/CE8/2006/, Dt.25.10.2006 | 27.1.07 | 26.1.08 | 20473 | working | available
68 | Arani | Phototherapy Unit | C |  |  | 2007-04-01 | Madras Surgicals | Ch W | TNHSP |  | 2007-04-01 |  |  | working | available
69 | Arani | Radiant Warmer | C | NICE 2000 B |  | 4.1.07 | Madras surgicals | Ch W | TNHSP | TNHSP/TNMSC/ENGG/CE8/2006/, Dt.25.10.2006 | 27.1.07 | 26.1.08 | 20473 | working | available
70 | Arani | Phototherapy Unit | C |  |  | 2007-04-01 | Madras Surgicals | Ch W | TNHSP |  | 2007-04-01 |  |  | working | available
71 | Arani | Radiant Warmer | C | NICE 2000 B |  | 4.1.07 | Madras surgicals | Ch W | TNHSP | TNHSP/TNMSC/ENGG/CE8/2006/, Dt.25.10.2006 | 27.1.07 | 26.1.08 | 20473 | working | available
72 | Arani | Phototherapy Unit | C |  |  | 2007-04-01 | Madras Surgicals | Ch W | TNHSP |  | 2007-04-01
73 | Arani | Radiant Warmer | C | NICE 2000 B |  | 4.1.07 | Madras surgicals | Ch W | TNHSP | TNHSP/TNMSC/ENGG/CE8/2006/, Dt.25.10.2006 | 27.1.07 | 26.1.08 | 20473 | working | available
74 | Arani | Infusion pump | C | Trivinfusa | TF00288 | 2007-02-15 | Trivitron | Ch W | TNHSP |  | 2007-02-15 |  | 23000 | working | available
75 | Arani | Infusion pump | C | Trivinfusa |  | 2007-02-15 | Trivitron | L W | TNHSP |  | 2007-02-15 |  | 23000 | working | available
76 | Arani | Infusion pump | C | Infu 300 | E04070511 | 2007-04-28 | AKASMEDICAL EQUIPMENT | Ch W | DMS | 103928/S&P/1/2006 dt. 7.3.07 | 2007-04-28 |  | 25375 | working | available
77 | Arani | Cardiac Monitor with defibrillator | C | TEC-5521K | 03133 | 2007-03-02 | Trivitron | Casuality | TNHSP | TNHSP/TNMSC/P2E12/2007 DT. 28.11.07 | 2007-03-02 | 1.3.08 | 140000 | working | available
78 | Arani | Suction Apparatus - Electrical | C |  |  | 2006-12-27 | Jupitor Manufacturing Works | F W | TNHSP |  | 2006-12-27 |  |  | working | available
79 | Arani | Suction Apparatus - Electrical | C |  |  | 2006-12-27 | Jupitor Manufacturing Works | L W | TNHSP |  | 2006-12-27 |  |  | working | available
80 | Arani | Suction Apparatus - Electrical | C |  |  | 2006-12-27 | Jupitor Manufacturing Works | Ch W | TNHSP |  | 2006-12-27 |  |  | working | available
81 | Arani | Focus lamp Ordinary | C |  |  | 2006-10-19 | South India Surgicals | L W | DMS |  | 2006-10-19 |  |  | working | available
82 | Arani | Nebuliser Adult | C |  |  | 2006-09-23 | South India Surgicals | Ch W |  |  | 2006-09-23 |  |  | working | available
83 | Arani | Nebuliser Adult | C |  |  | 2006-09-23 | South India Surgicals | Casuality |  |  | 2006-09-23 |  |  | working | available
84 | Arani | Inverter | C | Pasonic 1KVA |  | 2006-07-17 | Numeric Power Systems | Store |  |  | 2006-07-17 |  |  | working | available
85 | Arani | Generator | C | Kirlosker 10KVA |  | 2005-10-18 | saotagim | Store |  |  | 2005-10-18 |  |  | working | available
86 | Arani | Dental Autoclave | C |  |  | 2003-10-22 | Confident Dental Equipments | Dental OP |  |  | 2003-10-22 |  |  | working | available
87 | Arani | Suction Apparatus - Electrical | C |  |  | 2006-12-27 | Jupitor Manufacturing Works | Ch W | TNHSP |  | 2006-12-27 |  |  | working | available
88 | Arani | Focus lamp Ordinary | C |  |  | 2006-10-19 | South India Surgicals | L W | DMS |  | 2006-10-19 |  |  | working | available
89 | Arani | Focus lamp Ordinary | C |  |  | 2006-10-19 | South India Surgicals | L W | DMS |  | 2006-10-19 |  |  | working | available
90 | Arani | Generator | C | Honda |  | 2007-02-21 | Fermir Engineering | L W | TNHSP |  | 2007-02-21 |  |  | working | available
91 | Arani | Generator | C |  |  | 2007-02-21 | Fermir Engineering | M W | TNHSP |  | 2007-02-21 |  |  | working | available
92 | Arani | UPS | C | HOME UPS 800VA | HU800SWLCL78172 | 2012-03-29 | ESB ELECTRICALS~ ARNI 632 301 | LABOUR WARD | OTHERS |  | 2012-03-29 | 2014-03-28 |  | working | available
93 | Arani | Stethoscope | C | MICRO TONE |  | 2012-03-29 | VAISHNAVI EQUIPMENT andamp;SURGICAL~ CHENNAI -03 | FEMALE WARD | OTHERS |  |  | 2012-04-09 |  | working | available
94 | Arani | Stethoscope | C | MICRO TONE |  | 2012-03-29 | VAISHNAVI EQUIPMENT andamp; SURGICAL~CHENNAI -03 | CH/WARD | OTHERS |  |  | 2012-04-09 |  | working | available
95 | Arani | Stethoscope | C | MICRO TONE |  | 2012-03-29 | VAISHNAVI EQUIPMENT andamp; SURGICALS~CHENNAI -03 | LABOUR WARD | OTHERS |  | 2012-03-29 | 2012-04-09 |  | working | available
96 | Arani | Stethoscope | C | MICRO TONE |  | 2012-03-29 | VAISHNAVI EQUIPMENT andamp;SURGICAL~CHENNAI-03 | POSTNATAL WARD | OTHERS |  | 2012-03-29 | 2012-04-09 |  | working | available
97 | Arani | Stethoscope | C | MICRO TONE |  | 2012-03-29 | VAISHNAVI EQUIPMENT andamp; SURGICAL~ CHENNAI -03 | LABOUR WARD | OTHERS |  | 2012-03-29 | 2012-04-09 |  | working | available
98 | Arani | Stethoscope | C | MICRO TONE |  | 2012-03-29 | VAISHANAVI EQUIPMENT andamp; SURGICAL | OT | OTHERS |  | 2012-03-29 | 2012-04-09 |  | working | available
99 | Arani | B.P.apparatus table model | C | BPDG241 ( MERCURY FREE ) | 534 | 2012-03-29 | VAISHNAVI EQUIPMENT andamp; SURGICALS ~ CHENNAI -03 | CH/WARD | OTHERS |  | 2012-04-04 | 2013-03-28 |  | working | available
100 | Arani | B.P.apparatus table model | C | BPDG241 ( MERCURY FREE) | 545 | 2012-03-29 | VAISHNAVI EQUIPMENTS andamp; SURGICALS ~CHENNAI-03 | FEMALE WARD | OTHERS |  | 2012-04-04 | 2013-03-28 |  | working | available
101 | Arani | B.P.apparatus table model | C | BPDG241 (MERCURY FREE ) | 543 | 2012-03-29 | VAISHNAVI EQUIPMENTS andamp; SURGICAL~ CHENNAI-03 | LABOUR WARD | OTHERS |  | 2012-04-06 | 2013-03-28 |  | working | available
102 | Arani | B.P.apparatus table model | C | BPDG241 ( MERCURY FREE ) | 631 | 2012-03-29 | VAISNAVI EQUIPMENT andamp; SURGICALS~ CHENNAI -03 | POSTNATAL WARD | OTHERS |  | 2012-04-06 | 2012-03-29 |  | working | available
103 | Arani | B.P.apparatus table model | C | BPDG241 ( MERCURY FREE ) | 630 | 2012-03-29 | VAISHANAVI EQUIPMENT andamp; SURGICALS~ CHENNAI -03 | LABOUR WARD | OTHERS |  | 2012-04-06 | 2013-03-28 |  | working | available
104 | Arani | B.P.apparatus table model | C | BPDG241 (MERCURY FREE ) | 632 | 2012-03-29 | VAISHANAVI EQUIPMENT andamp; SURGICALS~ CHENNAI -03 | FEMALE WARD | OTHERS |  | 2012-04-10 | 2013-03-28 |  | working | available
105 | Arani | Infusion Pump/Infusion Syringe Pump/Insulin Syringe Pump | C | ST6000 | 32046T/05 | 2011-08-26 | TRANS HEALTH CARE IND PVT LTD | NB WARD | TNHSP | TNHSP/TNMSC/AG15/2011 | 2011-08-29 | 2012-08-25 | 25200 | working | available
106 | Arani | Weighing Machine-Suspension | C | AIWA |  | 2012-02-16 | ALAN MEDICAL andamp; LABORATORY PRODUCTS | LABOUR WARD | TNHSP | TNHSP/TNMSC/ENGG/AG24/2011~ DT.09/12/2011 | 2012-02-16 | 2013-03-15 |  | working | available
107 | Arani | Printer | C | SCX 3206 W MF | Z6N4BFEB900786 | 2012-03-28 | Pandamp;P SYSTEMS~VELLORE | OFFICE | OTHERS |  | 2012-03-28 | 2013-03-27 |  | working | available
108 | Arani | Stethoscope | C | MICRO TONE |  | 2012-03-29 | VAISHNAVI EQUIPMENT~ CHENNAI - 03 | FEMALE WARD | OTHERS |  | 2012-03-29 | 2012-04-09 |  | working | available
109 | Arani | B.P.apparatus table model | C | BPDG241( MERCURY FREE ) | 544 | 2012-03-29 | VAISHNAVI EQUIPMENT~CHENNAI -03 | OT | OTHERS |  | 2012-03-29 | 2013-03-28 |  | working | available
110 | Arani | Printer | C | TVS HD 250 GOLD | JBU3FE001486 | 2010-12-28 | HCL INFOSYSTEMS LTD | CASUALITY STAFF NURSE | TNHSP | TNHSP/ELCOT/ICB/COMP~DT.07.12.2010 | 2012-02-29 |  |  | working | available
111 | Arani | Printer | C | TVS HD 250 GOLD | JBU3FE001561 | 2010-12-28 | HCL INFOSUSTEMS LTD | CASUALITY REGISTRITION | TNHSP | TNHSP/ELCOT/ICB/COMP~ DT.07.12.2010 | 2012-02-29 |  |  | working | available
112 | Arani | Printer | C | TVS HD 250 GOLD | JBU3FE001652 | 2010-12-28 | HCL INFOSYSTEMS LTD | LABOUR WARD NEW | TNHSP | THNSP/ELCOT/ICB/COMP~DT.07.12.2010 | 2012-02-29 |  |  | working | available
113 | Arani | Printer | C | TVS HD 250 GOLD | JBU3FE001493 | 2010-12-28 | HCL INFOSYSTEMS LTD | FEMALE WARD | TNHSP | TNHSP/ELCOT/ICB/COMP~DT.07.12.2010 | 2012-02-29 |  |  | working | available
114 | Arani | Printer | C | TVS HD 250 GOLD | JBU3FE001460 | 2010-12-28 | HCL INFOSYSTEMS LTD | OPERATION THEARTER | TNHSP | TNHSP/ELCOT/ICB/COMP~DT.07.12.2010 | 2012-02-29 |  |  | working | available
115 | Arani | Printer | C | TVS HD 250 GOLD | JBU3FE001443 | 2010-12-28 | HCL INFOSYSTEMS LTD | LABOARATORY | TNHSP | TNHSP/ELCOT/ICB/COMP~ DT.07.12.2010 | 2012-02-29 |  |  | working | available
116 | Arani | Printer | C | TVS HD 250 GOLD | JBU3FE001520 | 2010-12-28 | HCL INFOSYSTEMS LTD | PHARMACY | TNHSP | TNHSP/ELCOT/ICB/COMP~DT.07.12.2010 | 2012-02-29 |  |  | working | available
117 | Arani | Printer | C | TVS HD 250 GOLD | JBU3FE001963 | 2010-12-28 | HCL INFOSYSTEMS LTD | MALE WARD | TNHSP | TNHSP/ELCOT/ICB/COMP~DT.07.12.2010 | 2012-02-29 |  |  | working | available
118 | Arani | Printer | C | TVS HD 250 GOLD | JBU3FE004053 | 2010-12-28 | HCL INFOSYSTEMS LTD | CHILDREN WARD | TNHSP | TNHSP/ELCOT/ICB/COMP~DT.07.12.2010 | 2012-02-29 |  |  | working | available
119 | Arani | Printer | C | TVS HD 250 GOLD | JBU3FE001716 | 2010-12-28 | HCL INFOSYSTEMS LTD | OP REGISTRITION COUNTER | TNHSP | TNHSP/ELCOT/ICB/COMP~ DT.07.12.2010 | 2012-02-29 |  |  | working | available
120 | Arani | Computer | C | HCL ( LX INFINITI PRO BL 1350 | C101AA542194 | 2010-12-28 | HCL INFOSYSTEMS LTD. | MALE WARD | TNHSP | TNHSP/ELCOT/ICB/COMP~DT.07.12.2010 | 2012-02-29 | 2013-12-27 |  | working | available
121 | Arani | Computer | C | HCL ( LX INFINITI PRO BL 1350) | C101AA542477 | 2010-12-28 | HCL INFOSYSTEMS LTD. | LABOUR WARD | TNHSP | TNHSP/ELCOT/ICB/COMP~DT.07.12.2010 | 2012-02-29 | 2013-12-27 |  | working | available
122 | Arani | Printer | C | TVS HD 250 GOLD | JBU3FE001552 | 2010-12-28 | HCL INFOSYSTEMS LTD | MAIN STORE | TNHSP | TNHSP/ELCOT/ICB/COMP~ DT.07.12.2010 | 2012-02-29 |  |  | working | available
123 | Arani | Printer | C | TVS HD 250 GOLD | JBU3FE001444 | 2010-12-28 | HCL INFOSYSTEMS LTD | INJECTION OP | TNHSP | TNHSP/ELCOT/ICB/COMP.DT.07.12.2010 | 2012-02-29 |  |  | working | available
124 | Arani | Computer | C | HCL ( LX INFINITI PRO BL 1350 ) | C101AA542652 | 2010-12-28 | HCL INFOSYSTEMS LTD | FEMALE WARD | TNHSP | TNHSP/ELCOT/COMP~DT.07.12.2010 | 2012-02-29 | 2013-12-27 |  | working | available
125 | Arani | Computer | C | HCL ( LX INFINIT PRO BL 1350 ) | C101AA543224 | 2010-12-28 | HCL INFOSYSTEMS LTD. | OPD DR ROOM NO 2 | TNHSP | TNHSP/ELCOT/ICB/COMP.DT.07.12.2010 | 2012-02-29 | 2013-12-27 |  | working | available
126 | Arani | Computer | C | HCL ( LX INFINITI PRO BL 1350 ) | C101AA542193 | 2010-12-28 | HCL INFOSYSTEMS LTD. | OPD DR ROOM NO 3 | TNHSP | TNHSP/ELCOT/ICB/COMP~DT.07.12.2010 | 2012-02-29 | 2013-12-27 |  | working | available
127 | Arani | Computer | C | HCL ( LX INFINITI PRO BL 1350 ) | C101AA543253 | 2010-12-28 | HCL INFOSYSTEMS LTD. | OPD DR ROOM NO 4 | TNHSP | TNHSP/ELCOT/ICB/COMP~DT.07.12.2010 | 2012-02-29 | 2013-12-27 |  | working | available
128 | Arani | Computer | C | HCL ( LX INFINITI PRO BL 1350 ) | C101AA542564 | 2010-12-28 | HCL INFOSYSTEMS LTD. | I.P. LABORATORY | TNHSP | TNHSP/ELCOT/ICB/COMP~DT.07.12.2010 | 2012-02-29 | 2013-12-27 |  | working | available
129 | Arani | Computer | C | HCL ( LX INFINITI PRO BL 1350 ) | C101AA542606 | 2010-12-28 | HCL INFOSYSTEMS LTD. | SCAN ROOM | TNHSP | TNHSP/ELCOT/ICB/COMP~DT.07.12.2010 | 2012-02-29 | 2013-12-27 |  | working | available
130 | Arani | Computer | C | HCL ( LX INFINITI PRO BL 1350) | C101AA542248 | 2010-12-28 | HCL INFOSYSTEMS LTD | POST OPRATIVE WARD ( LABOUR ) | TNHSP | TNHSP/ELCOT/ICB/COMP~ 07.12.2010 | 2012-02-29 | 2013-12-27 |  | working | available
131 | Arani | Computer | C | HCL ( LX INFINITI PRO BL 1350) | C101AA543291 | 2010-12-28 | HCL INFOSYSTEMS LTD | OPERATION THEATER | TNHSP | TNHSP/ELCOT/ICB/COMP~DT.07.12.2010 | 2012-02-29 | 2013-12-27 |  | working | available
132 | Arani | Computer | C | HCL ( LX INFINITI PRO BL 1350 ) | C101AA542252 | 2010-12-28 | HCL INFOSYSTEMS LTD | X -RAY DEPT | TNHSP | TNHSP/ELCOT/ICB/COMP~DT.07.12.2010 | 2012-02-29 | 2013-12-27 |  | working | available
133 | Arani | Computer | C | HCL ( LX INFINITI PRO BL 1350) | C101AA542654 | 2010-12-28 | HCL INFOSYSTEMS LTD. | CASUALITY STAFF | TNHSP | TNHSP/ELCOT/ICB/COM~DT.07.12.2010 | 2012-02-29 | 2013-12-27 |  | working | available
134 | Arani | Computer | C | HCL ( LX INFINITI PRO BL 1350) | C101AA543298 | 2010-12-28 | HCL INFOSYSTEMS LTD. | CASUALITY REGISTRITION | TNHSP | TNHSP/ELCOT/ICB/COMP~DT.07.12.2010 | 2012-02-29 | 2013-12-27 |  | working | available
135 | Arani | Computer | C | HCL ( LX INFINITI PRO BL 1350 ) | C101AA541905 | 2010-12-28 | HCL INFOSYSTEMS LTD. | MAIN STORE | TNHSP | TNHSP/ELCOT/ICB/COMP~DT.07.12.2010 | 2012-02-29 | 2013-12-27 |  | working | available
136 | Arani | Computer | C | HCL ( LX INFINITI PRO BL1350 ) | C101AA542089 | 2010-12-28 | HCL INFOSYSTEMS LTD. | DENTAL OPD | TNHSP | TNHSP/ELCOT/ICB/COMP~DT.07.12.2010 | 2012-02-29 | 2013-12-27 |  | working | available
137 | Arani | Computer | C | HCL ( LX INFINITI PRO BL 1350 ) | C101AA541940 | 2010-12-28 | HCL INFOSYSTEMS LTD. | OPD DR ROOM NO 5 | TNHSP | TNHSP/ELCOT/ICB/COMP~DT.17.12.2010 | 2012-02-29 | 2013-12-27 |  | working | available
138 | Arani | Computer | C | HCL ( LX INFINITI PRO BL 1350 ) | C101AA540939 | 2010-12-28 | HCL INFOSYSTEMS LTD. | O.P. LABORATORY | TNHSP | TNHSP/ELCOT/ICB/COMP~DT.07.12.2010 | 2012-02-29 | 2013-12-27 |  | working | available
139 | Arani | Computer | C | HCL ( LX INFINITI PRO BL 1350) | C101AA543169 | 2010-12-28 | HCL INFOSYSTEMS LTD. | INJECTION MALE OP ROOM | TNHSP | TNHSP/ELCOT/ICB/COMP~DT.07.12.2010 | 2012-02-29 | 2013-12-27 |  | working | available
140 | Arani | Computer | C | HCL ( LX INFINITI PRO BL 1350) | C101AA542513 | 2010-12-28 | HCL INFOSYSTEMS LTD | CHILDREN WARD | TNHSP | TNHSP/ELCOT/ICB/COMP~DT.07.12.2010 | 2012-02-29 | 2013-12-27 |  | working | available
141 | Arani | Computer | C | HCL ( LX INFINITI PRO BL 1350) | C101AA543290 | 2010-12-28 | HCL INFOSYSTEMS LTD. | KITCHEN | TNHSP | TNHSP/ELCOT/ICB/COMP~DT.07.12.2010 | 2012-02-29 | 2013-12-27 |  | working | available
142 | Arani | Computer | C | HCL ( LX INFINITI PRO BL 1350 ) | C101AA541153 | 2010-12-28 | HCL INFOSYSTEMS LTD. | EYE OPD | TNHSP | TNHSP/ELCOT/ICB/COMP~DT.07.12.2010 | 2012-02-29 | 2013-12-27 |  | working | available
143 | Arani | Computer | C | HCL ( LX INFINITI PRO BL 1350 ) | C101AA543392 | 2010-12-28 | HCL INFOSYSTEMS LTD. | PHARMACY | TNHSP | TNHSP/ELCOT/ICB/COMP~DT.07.12.2010 | 2012-02-28 | 2013-12-27 |  | working | available
144 | Arani | Computer | C | HCL ( LX INFINITI PRO BL 1350 ) | C101AA543193 | 2010-12-28 | HCL INFOSYSTEMS LTD. | PHARMACY 2 | TNHSP | TNHSP/ELCOT/ICB/COMP~DT.07.12.2010 | 2012-02-29 | 2013-12-27 |  | working | available
145 | Arani | Computer | C | HCL ( LX INFINITI PRO BL 1350 ) | C101AA542234 | 2010-12-28 | HCL INFOSYSTEMS LTD. | INJECTION FEMALE OP | TNHSP | TNHSP/ELCOT/ICB/COMP~DT.07.12.2010 | 2012-02-29 | 2013-12-27 |  | working | available
146 | Arani | Computer | C | HCL ( LX INFINITI PRO BL 1350 ) | C101AA542574 | 2010-12-28 | HCL INFOSYSTEMS LTD | MAIN STORE | TNHSP | TNHSP/ELCOT/ICB/COMP~DT.07.12.2010 | 2012-02-29 | 2010-12-28 |  | working | available
147 | Arani | Computer | C | HCL ( LX INFINITI PRO BL 1350 ) | C101AA542225 | 2010-12-28 | HCL INFOSYSTEMS LTD. | OP REGISTACTION | TNHSP | TNHSP/ELCOT/ICB/COMP~DT.07.12.2010 | 2012-02-29 | 2013-12-27 |  | working | available
148 | Arani | Computer | C | HCL ( LX INFINITI PRO BL 1350 ) | C101AA542773 | 2010-12-28 | HCL INFOSYSTEMS LTD. | PHARMACY 1 | TNHSP | TNHSP/ELCOT/ICB/COMP~DT.07.12.2010 | 2012-02-29 | 2013-05-27 |  | working | available
149 | Arani | UPS | C | 10 KVA ONLINE UPS ( UNILINE ) | UL - B11 - 718 | 2011-03-18 | ORIGIN IT AND FACILITY SOLUTIONS PVT LTD~ | COMPUTER SERVER ROOM | TNHSP |  | 2012-02-29 |  |  | working | available
150 | Arani | Haemoglobinometer | C | LABOTEC ( BDI - E55 ) | 20110544 | 2011-09-12 | SOLOKRAFTS INDUSTRIES~CHENNAI. | LABORATORY | RCH | RCH-II/TNMSC/ENGG/4538/2010-6~DT.06.10.2010 | 2011-10-12 |  |  | working | available
151 | Arani | Haemoglobinometer | C | LABOTEC ( BDI - E55 ) | 20110531 | 2011-09-12 | SOLOKRAFTS INDUSTRIES~ CHENNAI. | LABORATORY | RCH | RCH-II/TNMSC/ENGG/4538/2010-6~DT.06.10.2010 | 2011-10-12 |  |  | working | available
152 | Arani | Haemoglobinometer | C | LABOTEC ( BDI - E55 ) | 2011533 | 2011-09-12 | SOLOKRAFTS INDUSTRIES~ CHENNAI. | LABORATORY | RCH | RCH-II/TNMSC/ENGG/4538/2010-6~DT.06.10.2010 | 2011-10-12 |  |  | working | available
153 | Arani | B.P.apparatus stand model | C | NAMATT | 74159 | 2011-05-18 | JAYAM ENTERPRISES | MALE OP | RCH | RCH-II/TNMSC/ENGG/4538/2011~DT.10.02.2011 | 2011-05-25 |  |  | working | available
154 | Arani | B.P.apparatus stand model | C | NAMATT | 74142 | 2011-05-18 | JAYAM ENTERPRISES | FEMALE OP | RCH | RCH-II/TNMSC/ENGG/4538/2011~DT.10.02.2011 | 2011-05-25 |  |  | working | available
155 | Arani | Haemoglobinometer | C | LABOTEC ( BDI - E55 ) | 20110545 | 2011-09-12 | SOLOKRAFTS INDUSTRIES~ CHENNAI. | LABORATORY | RCH | RCH-II/TNMSC/ENGG/4538/2010-6~ DT.06.10.2010 | 2011-10-12 |  |  | working | available
156 | Arani | Radiant Warmer | C | OCW100 | 2890 | 2008-11-09 | DATEX-OHMEDA( INDIA )~ CHENNAI -600 017. | NEW BORN WARD | TNHSP | TNMSC/P3E9/TNHSP/08~DT.29.08.2008 | 2008-12-04 | 2009-11-08 | 37440 | not working
157 | Arani | Infusion Pump/Infusion Syringe Pump/Insulin Syringe Pump | C | ST6000 | 32070T/05 | 2011-08-26 | TRANS HEALTH CARE IND PVT LTD | NB WARD | TNHSP | TNHSP/TNMSC/AG15/2011~DT.01.07.2011 | 2011-08-29 | 2012-08-25 | 25200 | not working | available
158 | Arani | Electric Calorimeter | C | 1000 |  | 2011-03-14 | JUPITER MANUFACTURING WORKS~COIMBATORE. | LABORATORY | RCH | RCH-II/TNMSC/ENGG/4538/2010-5~DT.06.10.2010 | 2011-03-18 | 2012-03-13 |  | working | available
159 | Arani | Magnavision Lamp | C | 8008 |  | 2011-03-14 | JUPITER MANUFACTURING WORKS~COIMBATORE. | OPERATION THEATER | NRHM | O4R/NRHM/TNMSC/ENGG/2011 DT.12.02.2011 | 2011-03-14 |  | 4400 | working | available
160 | Arani | Laryngoscope(Adult) | C | 4 BLADES | 1 | 2011-02-18 | JUPITER MANUFACTURING WORKS | OPERATION THEATER | RCH | RCHII/TNMSC/ENGG/4538/2010-3~ DT.06.10.2010 | 2011-03-04 |  |  | working | available
161 | Arani | Laryngoscope(Adult) | C | 4 BLADES | 2 | 2011-02-18 | JUPITER MANUFACTURING WORKS | OPERATION THEATER | RCH | RCHII/TNMSC/ENGG/4538/2010-3~ DT.06.10.2010 | 2011-03-04 |  |  | working | available
162 | Arani | Weighing machine infant | C | SCS - 2010 SMART CARE BABY SCALE | 1 | 2011-02-18 | JUPITER MANUFACTURING WORKS | LABOUR WARD | RCH | RCHII/TNMSC/ENGG/4538/2010-3~DT.06.10.2010 | 2011-03-04 |  |  | working | available
163 | Arani | Weighing machine infant | C | SCS-2010 " SMART CARE BABY SCALE" | 2 | 2011-02-18 | JUPITER MANUFACTURE WORKS | NEW BORN WARD | RCH | RCHII/TNMSC/ENGG/4538/2010-3 DT.06.10.2010 | 2011-03-23 |  |  | working | available
164 | Arani | Magnavision Lamp | C | Magnoscope | 1 | 2012-06-09 | SOLOKRAFTS INDUSTRIES~CHENNAI. | NCD CLINIC | TNHSP | TNHSP/TNMSE/ICB/AG31/2011 DT.19/10/2011 | 2012-06-13 | 12.6.13 | 6987 | working | available
165 | Arani | Needle destroyer / Syringe Destroyer | C | ND-40 | ND-40-575 | 2010-08-05 | LINCO SCIENTFIC INSTRUMENTS andamp; CHEMICALS(PVT) LTD.CHENNAI-58. | LABORATORY | OTHERS | 892-4/GFATM-R-11/TNMSC/2009-01~DT.06.04.2010 | 2010-08-16 | 2011-08-05 |  | working | available
166 | Arani | Laryngoscope(Paediatric) | C | FIBROPTIC WITH 2 BLADE | CULOLO | 2010-12-23 | SOUTH INDIA SURGICAL CO - LTD. | NEW BORN WARD | RCH | RCH-II/TNMSC/ENG4/4538/2010-7~DT.06.10.2010 | 2011-01-05 |  |  | working | available
167 | Arani | Generator | C | 40 KVA - PGTPL/45/TP/F74575TCI [MAHINDRA] | PGTPL/45/P10-J1-0049A | 2010-04-04 | BHALLIVARADHA ELECTROMECK PVT LTD. CHENNAI.24 | TNHSP NEW BULIDING ( OT ) | TNHSP | TNHSP/TNMSC/P3G24/2009~DT.07.12.2009 | 2010-05-27 |  |  | working | available
168 | Arani | Auto Clave HP Horizontal-CYLINDRICAL | C | BDI -82 | 56 | 2009-12-14 | SOLOKRAFTS INDUSTRIES~CHENNAI. | OT | RCH | RCH-II/TNMSC/ENGG/E18/2009 DT.08/06/2009 | 2010-01-06 | 2010-12-13 | 132000 | working | available
169 | Arani | Laryngoscope(Paediatric) | C | FIBROPTIC WITH 2 BLADE | CULOLO -1 | 2010-12-23 | SOUTH INDIA SURGICAL CO - LTD. | NEW BORN WARD | RCH | RCH-II/TNMSC/ENG4/4538/2010-7DT.06.10.2010 | 2011-01-05 |  |  | working | available
170 | Arani | Printer | C | HL5250DN [ BROTHER ] | 42383 | 2009-02-25 | LIPI DATA SYSTEMS LTD. | OFFICE ROOM. | TNHSP | TNHSP/TNMSC/P1H7/2009~DT.22.01.2009 | 2009-02-25 | 2010-02-24 |  | working | available
171 | Arani | Suction Apparatus - Electrical | C | CABINET MODEL | 4 | 2009-02-19 | VISHAL HOSPITAL STEEL FURNITURE MANUFACTURING CO.CHENNAI. | NEW BORN WARD | TNHSP | TNHSP/TNMSC/P3E8/2008~DT.10.09.2008 | 2011-07-18 |  |  | working | available
172 | Arani | Suction Apparatus - Electrical | C | CABINET MODEL | 6 | 2009-02-19 | VISHAL HOSPITAL STEEL FURNITURE MANUFACTURING CO.CHENNAI. | LABOUR WARD | TNHSP | TNHSP/TNMSC/P3E8/2008~DT.10.09.2008 | 2011-09-22 |  |  | working | available
173 | Arani | Suction Apparatus - Electrical | C | CABINET MODEL | 5 | 2009-02-19 | VISHAL HOSPITAL STEEL FURNITURE MANUFACTURING CO.CHENNAI. | LABOUR WARD | TNHSP | TNHSP/TNMSC/P3E8/2008~DT.10.09.2008 | 2011-09-22 |  |  | working | available
174 | Arani | B.P.apparatus stand model | C | CE1023 | 08E1766 | 2008-11-28 | JUPITER MANUFACTURING WORKS~COIMBATORE. | MALE OP | TNHSP | TNHSP/TNMSC/P3E16/2008~DT.29.08.2008 | 2008-12-29 |  |  | working | available
175 | Arani | Auto Clave HP Vertical (2 bin) | C | HIGH PRESSURE AUTOCLAVE | 358 | 2009-10-14 | SOLOKRAFTS INDUSTRIES~ CHENNAI. | OPERATION THEATER | RCH | RCHII/TNMSC/ENGG/E5/2009~DT.29.04.2009 | 2009-12-11 |  |  | working | available
176 | Arani | Auto Clave HP Vertical (2 bin) | C | HIGH PRESSURE AUTOCLAVE | 352 | 2009-10-14 | SOLOKRAFTS INDUSTRIES~ CHENNAI. | OPD NEW BLOCK | RCH | RCHII/TNMSC/ENGG/E5/2009~DT.29.04.2009 | 2009-11-11 |  |  | working | available
177 | Arani | Auto Clave HP Vertical (2 bin) | C | HIGH PRESSURE AUTOCLAVE | 264 | 2009-11-07 | SOLOKRAFTS INDUSTRIES~CHENNAI. | LABOUR WARD | RCH | RCHII/TNMSC/ENGG/E5/2009~DT.29.04.2009 | 2009-12-14 |  |  | working | available
178 | Arani | Auto Clave HP Vertical (2 bin) | C | HIGH PRESSURE AUTOCLAVE | 275 | 2009-11-07 | SOLOKRAFTS INDUSTRIES~CHENNAI | CASUALITY | RCH | RCHII/TNMSC/ENGG/E5/2009~DT.29.04.2009 | 2012-09-22 |  |  | working | available
179 | Arani | Electri centrifuger | C | BDI -154 ( 8 BUCKET ) | 76458 | 2009-09-03 | SOLOKRAFTS INDUSTRIES~ CHENNAI. | LABORATORY | TNHSP | TNHSP/TNMSC/ICB/P2E2/2009~DT.28.01.2009 | 2010-07-26 |  |  | working | available
180 | Arani | Electri centrifuger | C | C8C | 9385 | 2009-10-26 | SABERWALSURGICAL CO.(P0 LTD. | BLOOD STORAGE CENTRE | OTHERS | 892-4/PROC/STORE/22.10.2009 | 2010-08-16 | 2010-10-25 |  | working | available
181 | Arani | Lab Incubator | C | BDI-54 | 76724 | 2009-09-03 | SOLOKRAFTS INDUSTRIES~ CHENNAI | LABORATORY | TNHSP | TNHSP/TNMSC/ICB/P3E2/2009~DT.28.01.2009 | 2010-07-26 |  |  | working | available
182 | Arani | Hot Air Oven/Hot Air Oven Digital/Digital Oven | C | BDI - 50 | 73944 | 2009-09-03 | SOLOKRAFTS INDUSTRIES~ CHENNAI. | LABORATORY | TNHSP | TNHSP/TNMSC/ICB/P3E2/2009~DT.28.01.2009 | 2010-07-26 |  |  | working | available
183 | Arani | B.P.apparatus stand model | C | CE1023 | 08E1689 | 2008-11-28 | JUPITER MANUFACTURING WORKS~COIMBATORE. | FEMALE OP | TNHSP | TNHSP/TNMSC/P3E16/2008~DT.29.08.2008 | 2008-12-29 |  |  | working | available
184 | Arani | Suction Apparatus - Electrical | C | CABINET MODEL | 1 | 2009-02-19 | VISHAL HOSPITAL STEEL FURNITURE MANUFACTURING CO. CHENNAI. | MALE WARD | TNHSP | TNHSP/TNMSC/P3E8/2008~DT.10.09.2008 | 2009-02-25 |  |  | working | available
185 | Arani | Suction Apparatus - Electrical | C | CABINET MODEL | 2 | 2009-02-19 | VISHAL HOSPITAL STEEL FURNITURE MANUFACTURING CO. CHENNAI. | OPERATION THEATER | TNHSP | TNHSP/TNMSC/P3E8/2008~DT.10.09.2008 | 2009-03-26 |  |  | working | available
186 | Arani | B.P.apparatus stand model | C | CE1023 | 08E1754 | 2008-11-28 | JUPITER MANUFACTURING WORKS~COIMBATORE. | LABOUR WARD | RCH | TNHSP/TNMSC/P3E16/2008~DT.29.08.2008 | 2008-12-29 |  |  | working | available
187 | Arani | B.P.apparatus stand model | C | CE1023 | 08E1753 | 2008-11-28 | JUPITER MANUFACTURING WORKS~COIMBATORE. | OPERATION THEATER | TNHSP | TNHSP/TNMSC/P3E16/2008~DT.29.08.2008 | 2008-12-29 |  |  | working | available
188 | Arani | B.P.apparatus stand model | C | CE1023 | 08E1747 | 2008-11-28 | JUPITER MANUFACTURING WORKS~COIMBATORE. | FEMALE WARD | TNHSP | TNHSP/TNMSC/P3E16/2008~DT.29.08.2008 | 2009-02-23 |  |  | working | available
189 | Arani | Suction Apparatus - Electrical | C | CABINET MODEL | 3 | 2009-02-19 | VISHAL HOSPITAL STEEL FURNITURE MANUFACTURING CO. CHENNAI. | CASUALITY | TNHSP | TNHSP/TNMSC/P3E8/2008~DT.10.09.2008 | 2009-03-25 |  |  | working | available
190 | Arani | Steriliser Small (Instruments) | C |  | - | 2008-10-11 | JUPITER MANUFACTURING WORKS~COIMBATORE. | OPERATION THEATRE | TNHSP | TNHSP/TNMSC/ENGG/P3I7/2008~DT.11.08.2008 | 2008-10-20 |  |  | working | available
191 | Arani | X.ray developing tank | C | RADO 15 [ 13.5 Lts ] |  | 2011-02-04 | SOLOKRAFTS INDUSTRIES~CHENNAI. | X - RAY DEPTT | OTHERS |  | 2011-02-15 |  |  | working | available
192 | Arani | Focus lamp Ordinary | C | BLUE STAND | 4 | 2010-11-25 | GENERAL SURGICAL COMPANY~CHENNAI. | CASUALITY | RCH | RCHII/TNMSC/ENGG/4538/2010-2~DT06.10.2010 | 2010-11-27 |  |  | working | available
193 | Arani | X.ray developing tank | C | RADO 15 [ 13.5Lts] |  | 2011-02-04 | SOLOKRAFTS INDUSTRIES~CHENNAI | X - RAY DEPTT | OTHERS |  | 2011-02-15 |  |  | working | available
194 | Arani | X.ray developing tank | C | RADO 15 [ 13.5 Lts ] |  | 2011-02-04 | SOLOKRAFTS INDUSTRIES~CHENNAI. | X -RAY DEPTT | OTHERS |  | 2011-02-15 |  |  | working | available
195 | Arani | Focus lamp Ordinary | C | BLUE STAND | 1 | 2010-11-25 | GENERAL SURGICAL COMPANY~CHENNAI. | LABOUR WARD | RCH | RCHII/TNMSC/ENGG/4538/2010-2~DT.06.10.2010 | 2010-11-26 |  |  | working | available
196 | Arani | Focus lamp Ordinary | C | BLUE STAND | 2 | 2010-11-25 | GENERAL SURGICAL COMPANY~CHENNAI. | LABOUR WARD | RCH | RCHII/TNMSC/ENGG/4538/2010-2~DT.06.10.20120 | 2010-11-26 |  |  | working | available
197 | Arani | Focus lamp Ordinary | C | BLUE STAND | 3 | 2010-11-25 | GENERAL SURGICAL COMPANY~CHENNAI. | OPERATION THEATRE | RCH | RCHII/TNMSC/ENGG/4538/2010-2~ DT.06.10.2010 | 2011-11-26 |  |  | working | available
198 | Arani | Needle destroyer / Syringe Destroyer | C | USC DELUXE~ HEAVY DUTY |  | 2012-08-03 | S V R PHARMA~ THIRUVANNAMALAI | INJ FEMALE OP | OTHERS | SCSMO GH ARNI | 2012-08-03 |  |  | not working | recommended for condemnation
199 | Arani | Needle destroyer / Syringe Destroyer | C | USC DELUX HEAVY DUTY |  | 2012-08-03 | S V R PHARMA~ THIRUVANNAMALAI. | INJ MALE OP | OTHERS | SCSMO GH ARNI. | 2012-08-03 |  |  | not working | recommended for condemnation
200 | Arani | AC machine | C | DURAKOOL PLUS 42KGL - 024D ] | 5.0021e+17 | 2012-05-29 | SHYAM AIR FRIGE~ VELLORE. | MEDICAL OFFICER ROOM | OTHERS | SCSMO~ GH ARNI | 2012-08-06 |  |  | working | available
201 | Arani | AC machine | C | DURAKOOL PLUS (42KGL 024D | 5.0021e+17 | 2012-05-29 | SHYAM AIR FRIGE~ VELLORE. | OPERATION THEATER | OTHERS | SCSMO~ GH ARNI. | 2012-08-06 |  |  | working | available
202 | Arani | Weighing Machine-Suspension | C | ROUND MODEL | ROUND MODEL [ BMWM ] | 2008-07-19 | JUPITER MANUFACTURING WORKS~ COIMBATORE. | MALE OP | TNHSP | TNHSP/TNMSC/ENGG/BMWNM8/08~DT.28.04.2008 | 2008-09-26 | 25.9.09 |  | working | available
203 | Arani | Infusion Pump/Infusion Syringe Pump/Insulin Syringe Pump | C | EVADROP MP 1000 | MP1ALH382 | 2011-10-03 | SCHILLER HEATHCARE INDIA PVT.LTD | CHILDREN WARD | TNHSP | TNHSP/TNMSC/AG16/2010 | 2012-09-26 | 2015-09-25 | 26418 | working | available
204 | Arani | Cardiac Monitor | C | CM900 | 90002223 | 2009-06-19 | Trans health care | CASUALITY | TNHSP |  | 2009-09-22 |  |  | working | available
205 | Arani | Cardiac Monitor | C | CM900 | 90002290 | 2011-09-20 | Trans health care | LABOUR WARD | TNHSP |  | 2011-09-22 |  |  | working | available
206 | Arani | Cardiac Monitor | C | CM900 | 90002217 | 2011-09-20 | Trans health care | NEW BORN WARD | TNHSP |  | 2011-09-22 |  |  | working | available
207 | Arani | B.P.apparatus table model | C | BPDG 031 [ DIAMOND MERCURY FREE ] | 031 JUL-10 02101 | 2012-12-06 | SVR PHARMA~ THIRUVANNAMALAI | NCD CLINIC | OTHERS |  | 2012-12-08 | 2013-12-05 |  | working | available
208 | Arani | B.P.apparatus table model | C | BPDG 031 DIAMOND MERCURY FREE ] | 031 MAR 10 00857 | 2012-12-06 | SVR PHARMA~THIRUVANNAMALAI | MALE WARD | OTHERS |  | 2012-12-08 | 2013-12-07 |  | working | available
209 | Arani | Stethoscope | C | MICROTONE |  | 2012-12-06 | SVR PHARMA~THIRUVANNAMALAI | NEW BORN WARD | OTHERS |  | 2012-12-07 |  |  | working | available
210 | Arani | Stethoscope | C | MICROTONE |  | 2012-12-06 | SVR PHARMA~THIRUVANNAMALAI. | NCD CLINIC | OTHERS |  | 2012-12-08 |  |  | working | available
211 | Arani | Stethoscope | C | MICROTONE |  | 2012-12-06 | SVR PHARMA~THIRUVANNAMALAI | MALE WARD | OTHERS |  | 2012-12-08 |  |  | working | available
212 | Arani | Stethoscope | C | MICROTONE |  | 2012-12-06 | SVR PHARMA~THIRUVANNAMALAI | FEMALE WARD | OTHERS |  | 2012-12-10 |  |  | working | available
213 | Arani | Stethoscope | C | MICROTONE |  | 2012-12-06 | SVR PHARMA~ THIRUVANNAMALAI | CASUALITY | OTHERS |  |  |  |  | working | available
214 | Arani | Needle destroyer / Syringe Destroyer | C | JAYANA |  | 2012-08-03 | SVR PHARMA~THIRUVANNAMALAI | LABOARATORY | OTHERS | SCSMO~GH ARNI | 2012-12-06 |  |  | not working | recommended for condemnation
215 | Arani | Needle destroyer / Syringe Destroyer | C | JAYANA |  | 2012-08-03 | SVR PHARMA~ THIRUVANNAMALAI. | DENTAL OPD | OTHERS | SCSMO~GH ARNI. | 2012-12-06 |  |  | not working | recommended for condemnation
216 | Arani | O2 Cylinder- D type | C | EURO C | EURO C 525359 | 2012-11-29 | SVR PHARMA~ THIRUVANNAMALAI. | NEW BORN WARD | OTHERS | SCSMO~ GH ARNI. | 2012-12-01 |  |  | working | available
217 | Arani | O2 Cylinder- D type | C | EURO C | EURO C 525358 |  | SVR PHARMA~ THIRUVANNAMALAI | NEW BORN WARD | OTHERS | SCSMO~GH ARNI. | 2012-11-29 |  |  | working | available
218 | Arani | AC machine | C | 2 TON 42KGL-024D [ DURAKOOL PLUS SPLIT] | 5.0021e+17 | 2012-08-01 | SHYAM AIR FRIGE~VELLORE. | OPERATION THEATER | OTHERS | SCSMO~GH ARNI. | 2012-08-06 | 5.8.13 |  | working | available
219 | Arani | Printer | C | HP LEASER JET - 1020 PLUS | CNCH215126 | 2012-12-14 | SRI SAPTHAGIRI COMPUTERS~TIRUVANNAMALAI | MAIN STORE | OTHERS |  | 2012-12-14 |  |  | working | available
220 | Arani | VDRL Rotator / Mechanical Agitator | C | KVDRL | 1975 | 1.11.10 | SOLOKRAFT INDUSTRIES | LAB | TNHSP |  |  |  |  | working | available
221 | Arani | Stadiometer | C |  |  |  | Madhu sudan |  | TNHSP | TNHSP/TNMSC/ENGG/AG26/2011 | 18.1.14 |  | 376 | Working | available
222 | Arani | PH meter | C | RPA-1 GRTICANPN |  |  | RTL INTRUMENTATION PVT LTD | LAB | TNHSP | TNHSP/TNMSC/AG87B/2013-14 |  |  | 60221 | working | available
223 | Arani | Hub cutter |  | Nil Sharps |  |  | Solokrafts | Stores | TNMSC | 20533/ICWM/TNMSC/ENGG/2014-1 dt. 23.5.14 |  |  |  | working | available
224 | Chengam | Ultra Sonogram -MOBILE | B | G logiq c2 | H48122LC LC2BT08 INDIA-H48102LD 38C-RC PROBE H48102LK 7L-RCPROB | 2013-01-18 | wipro GE healthcare | scane room | TNHSP | 537897 | 2014-02-18 | 2014-02-18 | 323800 | working | available
225 | Chengam | X-ray Machine 100 mA | B | MXD 1000 | 40814 | 2004-07-09 | Medford Medical System | X/Ray Dept. |  |  | 2004-07-09 |  | 228633 | working | available
226 | Chengam | Shadowless Lamp stand model | B |  |  | 2000-11-23 | Associated surgicals | OT |  |  | 2000-11-23 |  |  | working | available
227 | Chengam | Boyles apparatus with Circle Abosrber | B |  |  | 1996-04-05 | BOC India | OT |  |  | 1996-04-05 |  | 162354 | not working | available
228 | Chengam | Diathermy Machine (Electric Cautery) | B | MX-250 |  | 21.7.07 | Jupitor Manufacturing Works | OT |  | 35047/S&P/1/2007 dt. 19.4.07 | 21.7.07 |  | 18000 | Working | available
229 | Chengam | Shadowless Lamp stand model | B |  |  | 2009-08-19 | jupiter mang ltd | OT | TNHSP |  |  | 2012-08-18 |  | Working | available
230 | Chengam | ECG machine computerized | B | CARDIO TOUCH 3000 | T2L0900107 | 2011-11-15 | JK Medical Systems Pvt. Ltd | casuality | TNHSP | TNMSC/ENGG/AG21/2010 | 2011-11-15 | 2012-11-14 | 69023 | working | available
231 | Chengam | Boyles apparatus with out Ventilator | B | Ecosafe | 150908 | 2008-11-19 | Solokraft | ot | TNHSP |  | 2008-11-19 |  | 85280 | working | available
232 | Chengam | Syringe Pump | B | LPM-50BW | 91007 | 2010-01-29 | JUPITER MANUFACTURING WORKS |  | TNHSP | 02/NRHM/HSP/TNMSC/2009DT;25/06/2009 | 2010-01-29 | 2012-01-28 | 29500 | working | available
233 | Chengam | Syringe Pump | B | LPM-50BW | 910089 | 2010-01-29 | JUPITER MANUFACTURING WORKS | M.W | TNHSP | 02/NRHM/HSP/TNMSC/2009DT;25/06/2009 | 2010-01-29 | 28.1.12 | 29500 | working | available
234 | Chengam | Ultra Sonogram -PORTABLE | B | Sonata |  | 2003-03-20 | LandT | Scan Room |  |  | 2003-03-20 |  | 344000 | working | available
235 | Chengam | ECG machine computerized | B | EDAN SE3 |  |  | Madras surgicals | Store | TNHSP | TNHSP/TNMSC/ENGG/AG27/2011 DT. 4.7.11 |  |  | 36632 | not working | available
236 | Chengam | Multi Para Monitor | B2 | INNOVA 10 CIR | CIPL1302BJ51 | 2013-03-11 | concept +interation I pvt Ltd | E.ward | TNHSP | TNHSP/TNMSC/AG14/2012 | 2013-03-11 | 2013-03-11 | 56000 | Working | available
237 | Chengam | Washing Machine | B2 | heavy duty |  | 2009-10-30 | solo kraft industries | L W | TNHSP |  | 2009-10-30 | 29.10.12 | 108108 | working | available
238 | Chengam | Semi auto analyser | B2 | Prietest touch | AT0730209RBR | 2009-04-22 | Robinik India pvt.Ltd | LAB | TNHSP |  | 2009-04-22 | 21.4.10 | 60690 | working | available
239 | Chengam | Binocular Mircroscope | B2 |  |  | 2003-08-05 | Chest Clinic T.V.Malai | Lab |  |  | 2003-08-05 |  |  | not working | available
240 | Chengam | Dental Chair | B2 | Confident |  | 2003-03-05 | Associated surgicals | Dental OP | DMS | 30901/S&P/1/02 dt30/12/2002 | 2003-03-05 | 4.3.05 | 187400 | Not working | available
241 | Chengam | Operation Table Hydraulic Major | B2 |  |  | 1990-05-05 | General Surgicals | OT |  |  | 1990-05-05 |  |  | working | available
242 | Chengam | Binocular Mircroscope | B2 | BDI-13 | 22767 | 2009-09-02 | SOLOKRAFTS INDUSTERIES CHENNAI-50 | LAB | TNHSP | TNHSP/TNMSC/ICB/P3E2/2009 DT.28.01.2009 | 2.9.09 | 1.9.10 | 9393 | working | available
243 | Chengam | Binocular Mircroscope | B2 | BDI-13 | 22756 | 2009-10-13 | SOLOKRAFTS INDUSTERIES CHENNAI-50 | LAB | TNHSP | TNHSP/TNMSC/ICB/P3E2/2009 DT.28.01.2009 | 2.9.09 | 1.9.10 | 9393 | working | available
244 | Chengam | Operation Table Hydraulic Major | B2 |  |  | 2008-12-25 | jupiter manf | O T | TNHSP | TNHSP/TNMSC/P3E3/08 dt 29.08.2008 |  | 2009-12-24 |  | working | available
245 | Chengam | 100 M.A. X-ray machine Mobile | B2 | MXD 1000R | R09C14 | 2010-10-05 | medfied medical system (p)ltd | X RAY DEPT | TNHSP |  | 5.10.10 | 4.10.11 | 228633 | working | Available
246 | Chengam | Cryo Surgery/Cryocautery Unit | B2 | Cryo 004B |  | 2012-06-13 | SOLOKRAFTS INDUSTERIES CHENNAI | EYE DEPT | TNHSP | TNHSP/TNMSE/AG30A/2011 DT14/10/2011 | 2012-06-13 | 12.6.13 | 23172 | working | available
247 | Chengam | Pulse Oximeter with NIB.P | B2 | M900 |  |  | MADRAS CURGICALS CHIMICALS LTD | OT | DMS | 02/NRHM/HSP/TNMSC/09 dt. 25.6.09 | 2009-08-18 |  | 23700 | working | available
248 | Chengam | Defibrillator with Monitor | B2 | HEART START FRX | B12C-05670 | 2012-10-16 | PHILIPS ELETRONICS INDIA LTD | E.WARD | TNHSP | TNHSP/TNMSC/IIB/AG17/2012 | 2012-10-16 | 15.10.15 | 58696 | not working | available
249 | Chengam | Automated Cell Counter | B2 | XP-100 |  |  | TVL TRANSASIA BIO MEDICALS LTD | LAB | DMS | 78217/S&P/1/2013-1 DATED 29/09/2014 |  |  | 407056 | working | available
250 | Chengam | Blood bank refrigerator | B2 | BR-70SR | BDI-1406 |  | Remi Instruments | BB | [5 empty] | working | available
251 | Chengam | Mannual Colposcope | C | ARI II- D | R20130136 | 2013-04-19 | SOYTH INDIA SURGICALS CO.LTD | N C D | TNHSP | TNHSP/TNMSC/ENG//AG/302011DT21/04/2012 | 2013-04-19 | 2013-04-19 | 136500 | working | available
252 | Chengam | Electric Calorimeter | C | PRIETEST EASY LAB | PEL1001213R.B.K | 2014-03-20 | ROBONIK (INDIA) PVT.LTD. | LABORATORY | TNHSP | TNHSP/TNMSC/AGB7b/2013-2 | 2014-03-20 | 2014-03-20 | 20302 | Working | available
253 | Chengam | Needle destroyer / Syringe Destroyer | C | NIL SHARP | 1 | 2014-10-15 | SOLOKRAFT INDUSTRIES |  | TNHSP | 20533/ICWM/TNMSC/ENG 23/05/2014 | 2014-10-15 |  | 1626 | Working | available
254 | Chengam | Needle destroyer / Syringe Destroyer | C | NIL SHARP | 2 | 2014-10-15 | SOLOKRAFT INDUSTRIES |  | TNHSP | 20533/ICWM/TNMSC/ENGG/2014-1 dt23/05/2014 | 2014-10-15 |  | 1626 | Working | available
255 | Chengam | VDRL Rotator/Shaker | C | BDI 149 |  | 2014-08-15 | SOLOKRAFT INDUSTRIES | LAB | TNHSP | TNHSP/TNMSC/AG871®/2014-2 dt. 19.5.2014 | 2014-08-15 | 14.8.15 | 32200 | working | available
256 | Chengam | Water Bath/Ultrasonic Water Bath | C | SMI-143 |  | 2014-09-06 | S.M.SCIENTIFIC INSTRUMENTS PVT LTD | LAB | TNHSP | TNHSP/TNMSC//AG87-R -2014 dt 10/04/2014 | 2014-09-06 | 2014-09-06 | 8362 | working | available
257 | Chengam | Needle destroyer / Syringe Destroyer | C | NIL SHARP | 3 | 2014-10-15 | SOLOKRAFT INDUSTRIES |  | TNHSP | 20533/ICWM/TNMSC/ENGG/2014-1 dt 23/05/2014 | 2014-10-15 |  | 1626 | Working | available
258 | Chengam | Needle destroyer / Syringe Destroyer | C | NIL SHARP | 4 | 2014-10-15 | SOLOKRAFT INDUSTRIES |  | TNHSP | 20533/ICWM/TNMSCENGG/2014-1 dt23/05/2014 | 2014-10-15 |  | 1626 | Working | available
259 | Chengam | Needle destroyer / Syringe Destroyer | C | NIL SHARP | 5 | 2014-10-15 | SOLOKRFT INDUSTRIES |  | TNHSP | 20533/ICWM/TNMSCENGG/2014-1 23/05/2014 | 2014-10-15 |  | 1626 | Working | available
260 | Chengam | Foetal Doppler | C | A100H | H11066802 | 2014-10-29 | solokraft industries | L W | TNHSP | 17240/TNMSC/ENGG/2014-15DT 16.05.2014 | 2014-10-29 |  |  | Working | available
261 | Chengam | Foetal Doppler | C | A100H | H110568685 | 2014-10-29 | solokraft industries | L W | TNHSP | 17240/TNMSC/ENGG/2014-15dt16.05.2014 | 2014-10-29 |  |  | Working | available
262 | Chengam | Radiant Warmer | C | OCW100 | 2891 | 1.12.08 | DATEX-OHMEDA( INDIA )~ CHENNAI -600 017. | L R | TNHSP | TNMSC/P3E9/TNHSP/08~DT.29.08.2008 | 1.12.08 | 30.11.09 | 37440 | working | available
263 | Chengam | Weighing machine infant | C |  |  |  |  | NCD | [5 empty] | working | available
264 | Chengam | Weighing machine adult | C |  |  |  |  | LW | [5 empty] | working | available
265 | Chengam | Dental Autoclave | C | Confident |  | 2003-10-21 | Associated surgicals | Dental OP |  |  | 2003-10-21 |  |  | working | available
266 | Chengam | Formaline dispenser | C |  |  | 2003-09-15 | South India Surgicals | OT |  |  | 2003-09-15 |  |  | working | available
267 | Chengam | B.P.apparatus table model | C |  |  |  |  | OP | [5 empty] | working | available
268 | Chengam | B.P.apparatus table model | C |  |  |  |  | LW | [5 empty] | working | available
269 | Chengam | B.P.apparatus table model | C |  |  |  |  | NCD | [5 empty] | working | available
270 | Chengam | Infusion pump | C | Infu 300 |  | 2007-04-27 | AKASMEDICAL EQUIPMENT | L R |  | 103928/S&P/1/2006 dt. 7.3.07 | 2007-04-27 |  | 25375 | working | available
271 | Chengam | Focus lamp Ordinary | C |  |  |  |  | L R | [5 empty] | working | available
272 | Chengam | B.P.apparatus table model | C |  |  |  |  | F W | [5 empty] | working | available
273 | Chengam | B.P.apparatus table model | C |  |  |  |  | M W | [5 empty] | working | available
274 | Chengam | Hot Air Oven/Hot Air Oven Digital/Digital Oven | C | bdi -50 | 76288 | 2009-09-02 | solokrafts indiustes | LAB | TNHSP | TNHSP/TNMSC/ICB/P3E2/2009.Dt29/01/2009 | 2009-09-02 | 2011-11-01 |  | working | available
275 | Chengam | Weighing machine paed | C |  |  | 2009-10-05 | solo kraft | labour ward | TNHSP |  |  | 2011-10-04 |  | working | available
276 | Chengam | Suction Apparatus - Electrical | C |  |  | 2008-03-17 | TNHSP | OT | TNHSP |  |  | 2010-03-16 |  | working | available
277 | Chengam | Suction Apparatus - Electrical | C |  |  | 2009-02-20 | vishal hospital steel fun | opd 2~mw2~fw2~lw2~ot1 | TNHSP |  |  | 2011-02-19 |  | working | available
278 | Chengam | Suction Apparatus - Electrical | C |  |  | 2009-06-01 | saberwell surgical co (p)ltd` | LW1 | TNHSP |  |  | 2011-06-01 |  | working | available
279 | Chengam | Magnavision Lamp | C | Magnoscope |  | 2012-06-13 | SOLOKRAFTS INDUSTRIES~CHENNAI. | NCD CLINIC | TNHSP | TNHSP/TNMSE/ICB/AG31/2011 DT.19/10/2011 | 13.6.12 | 12.6.13 | 6987 | working | available
280 | Chengam | Electri centrifuger | C | R-8C |  | 2010-03-04 | REMII | LABORATORY | TNMSC |  | 2010-03-04 |  |  | working | available
281 | Chengam | Dental Autoclave | C |  |  | 2003-10-21 | cofident dental eqp | dental op | DMS | 30901/s/p1/2003dt26/06/03/dm/rhs | 2003-10-21 |  |  | working | available
282 | Chengam | Radiant Warmer | C |  |  | 2008-12-01 | DATEX-OHMEDA( INDIA )~ CHENNAI -600 017. | Labour ward | TNHSP |  | 2008-12-01 |  |  | working | available
283 | Chengam | Weighing machine paed | C |  |  |  | saberwel surgicals | labour ward | TNHSP |  |  |  |  | working | available
284 | Chengam | Infusion Pump/Infusion Syringe Pump/Insulin Syringe Pump | C | LPM-50 | 9426 | 2010-05-17 | JUPITER MANUFACTURING WORKS |  | TNHSP | 02/NRHM/HSP/TNMSC/2009/DT 25/06/09 | 2010-05-17 | 2013-05-16 | 30680 | working | available
285 | Chengam | Infusion Pump/Infusion Syringe Pump/Insulin Syringe Pump | C | LPM-50 | 9420 | 2010-05-17 | JUPITER MANUFACTURING WORKS |  | TNHSP | 02/NRHM/HSP/TNMSC/2009 DT25.06.09 | 2010-05-17 | 2013-05-16 | 30680 | working | available
286 | Chengam | Infusion Pump/Infusion Syringe Pump/Insulin Syringe Pump | C | LPM-50 | 9416 | 2010-05-17 | JUPITER MANUFACTURING WORKS |  | TNHSP | 02/NRHM/HSP/TNMSC/2009 DT25/06/09 | 17.5.10 | 2013-05-16 | 30680 | working | available
287 | Chengam | Generator | C | LPM-50 |  | 2010-02-26 | fermier enginers |  | TNHSP |  | 2010-02-26 |  |  | working | available
288 | Chengam | Infusion Pump/Infusion Syringe Pump/Insulin Syringe Pump | C | LPM-50 | 9461 | 2010-05-17 | JUPITER MANUFACTURING WORKS |  | TNHSP | 02/NRHM/HSP/TNMSC/2009 DT25.06.09 | 2010-05-17 | 2013-05-16 | 30680 | working | available
289 | Chengam | Suction Apparatus - Electrical | C | ELECTRICAL |  | 2009-02-20 | VISHASL HOSPITAL STEEL |  | TNHSP | TNHSP/TNMSC/PSE8/08/DT10.09.2008 | 2009-02-20 |  |  | working | available
290 | Chengam | Stadiometer | C |  |  |  | Madhu sudan |  | TNHSP | TNHSP/TNMSC/ENGG/AG26/2011 |  |  | 376 | Working | available
291 | Chengam | Magnavision Lamp | C | 8008 |  | 15.3.11 | JUPITER MANUFACTURING WORKS~COIMBATORE. | LW | NRHM | O4R/NRHM/TNMSC/ENGG/2011 DT.12.02.2011 | 15.3.11 |  | 4400 | working | available
292 | Chengam | PH meter | C | RPA-1 GRTICANPN |  |  | RTL INTRUMENTATION PVT LTD | LAB | TNHSP | TNHSP/TNMSC/AG87B/2013-14 |  |  | 60221 | working | available
293 | Chengam | blood doner couch |  |  |  | 2009-09-24 | saberwal surgical co |  | TNHSP |  |  | 2011-11-23 |  | working | available
294 | Chengam | INCUBATOR |  |  |  | 2009-09-02 | SOLOKRAFT INDISTEIES | LAB | TNHSP |  |  | 2011-11-01 |  | working | available
295 | Chengam | INCUBATOR |  |  |  | 2010-10-13 | SOLO kraft indisires | LAB | TNHSP |  |  | 2010-10-12 |  | working | available
296 | Chengam | portabel tube sealer lm 100 |  |  |  | 2009-09-01 | termoranol ltd | LAB | TNHSP |  |  | 2011-09-01 |  | working | available
297 | Chengam | nebulizer |  |  |  | 2009-06-01 | sabarwal surgical p ltd | FW | TNHSP |  |  | 2010-06-01 |  | working | available
298 | Chengam | weel chairs (s s) |  |  |  | 2008-07-26 | solo kraft | OPD | TNHSP |  |  | 2010-07-25 |  | working | Available
299 | Cheyyar | ECG machine computerized | B | Cardio care 2000 plus | E00600221 | 26.2.15 | JK Medical Systems Pvt. Ltd | PTC | PWS |  | 26.2.15 | 26.2.18 | 47040 | working | available
300 | Cheyyar | Foetal Monitor | B | MWI/99 |  |  |  | L W |  |  |  |  | 0 | working | available
301 | Cheyyar | Foetal Monitor | B | Neo Dop |  | 2003-07-14 | Associated surgicals | L W |  |  | 2003-07-14 |  | 0 | working | available
302 | Cheyyar | Boyles apparatus with Circle Abosrber | B |  |  | 1996-03-05 | BOC India | OT |  |  | 1996-03-05 |  | 162354 | working | available
303 | Cheyyar | Ultra Sonogram -MOBILE | B | SDL/310 Shimasonic Shima |  | 2004-07-24 | Trasfer from T V Malai | Scan Room |  |  | 2004-07-24 |  | 0 | not working | recommended for condemnation
304 | Cheyyar | Diathermy Machine (Electric Cautery) | B | MX-250 |  | 2007-07-21 | Jupitor Manufacturing Works | OT |  | 35047/S&P/1/2007 dt. 19.4.07 | 2007-07-21 |  | 18000 | working | available
305 | Cheyyar | Multi Para Monitor | B | Guardian Biosys |  |  |  | OT |  |  |  |  | 0 | Condemned
306 | Cheyyar | Suction Apparatus - Foot operated | B |  |  | 1996-02-28 | Sabarval Brothers | L W |  |  | 1996-02-28 |  | 0 | Condemned
307 | Cheyyar | X-ray Machine 100 mA | B | Siemens |  | 1973-05-17 |  | X/Ray Dept. |  |  | 1973-05-17 |  | 50985 | not working | recommended for condemnation
308 | Cheyyar | Keratometer | B | Appasamy |  | 2001-11-20 | Associated surgicals | Eye OP |  |  | 2001-11-20 |  | 0 | working | available
309 | Cheyyar | A-Scan Biometer | B |  |  | 2002-04-29 | Sonomark Limited | Eye OP |  |  | 2002-04-29 |  | 0 | working | available
310 | Cheyyar | Shadowless Lamp stand model | B |  |  | 2008-11-02 | Jupitor Manufacturing Works | Store |  |  | 2008-11-02 |  | 0 | not working | available
311 | Cheyyar | Shadowless Lamp stand model | B |  |  | 2008-11-02 | Jupitor Manufacturing Works | OT |  |  | 2008-11-02 |  | 0 | not working | available
312 | Cheyyar | Shadowless Lamp stand model | B |  |  | 2008-11-02 | Jupitor Manufacturing Works | Store |  |  | 2008-11-02 |  | 0 | not working | available
313 | Cheyyar | Shadowless Lamp stand model | B |  |  | 2008-11-02 | Jupitor Manufacturing Works | OT |  |  | 2008-11-02 |  | 0 | not working | available
314 | Cheyyar | Boyles apparatus with Circle Abosrber | B | Compact AC 20 |  | 2008-02-01 | L&T | OT | TNHSP | TNHSP/TNMSC/P2E2/2007 | 2008-02-01 | 31.2.09 | 279444 | working | available
315 | Cheyyar | Ultra Sonogram -MOBILE | B | Logiq C2 | 207117WX3 | 2011-10-02 | WIPRO GE HEALTH CARE PVT LTD | SCAN ROOM(LABOUR WARD) | RCH | RCH-II/TNMSC/ENGG/C44/2010 | 2011-12-07 | 2012-10-01 | 323800 | working | available
316 | Cheyyar | Ultra Sonogram -MOBILE | B | LOGIQ P3 |  | 2010-08-24 | WIPRO GE HEALTH CARE PVT LTD | SCAN ROOM(LABOUR WARD) | TNMSC | TNHSP/TNMSC/ICB/P3E4/2009 DT. 02.01.2009 | 2010-08-24 | 2011-08-23 | 674800 | working | available
317 | Cheyyar | Video Endoscope system | B1 | GIF-LV1 | 1200273 | 25.4.13 | Health ware | OT | TNMSC | 1549/TNMSC/ENGG/2012 dt. 4.3.2013 | 25.4.13 | 24.4.16 | 764041.2 | working | available
318 | Cheyyar | Operation Theatre Light - Ceiling Mounted | B2 | LED 750/750 |  | 27.5.14 | Staan bio med Eng | OT | TNHSP | TNHSP/TNMSC/AG86b/2013 dt. 10.2.14 | 25.6.14 | 24.6.17 | 645419.25 | working | available
319 | Cheyyar | Manual calposcope | B2 | ARI II- D | R20130252 | 4.3.13 | SOYTH INDIA SURGICALS CO.LTD | NCD | TNHSP | TNHSP/TNMSC/ENGG/AG30/2011 dt. 21.4.2012 | 4.3.13 | 3.3.14 | 136500 | working | available
320 | Cheyyar | Ventilators (Adult) | B2 | LTV1000 | A48803 | 8.7.11 | Transhealth care | PTC | TNHSP | TNHSP/TNMSC/ENGG/AG73a/2010 dt. 25.4.2011 | 8.7.11 | 7.7.12 | 437112 | working | available
321 | Cheyyar | Pulse Oximeter with NIB.P | B2 |  |  | 2013-03-07 | CONCEPT+ INTEGRATIONS-PUNE | OT | TNHSP | TNHSP/TNMSC/AG14/2012 | 2013-03-15 |  | 56000 | working | available
322 | Cheyyar | Binocular Mircroscope | B2 | BDI-13B | 22005 |  |  | TB |  |  | 16.11.11 |  | 0 | working | available
323 | Cheyyar | Binocular Mircroscope | B2 | BDI-13A | 22502 |  |  | Lab |  |  |  |  | 0 | working | available
324 | Cheyyar | Semi auto analyser | B2 | Ranboxi Point 180+ |  | 1997-12-16 |  | Lab |  |  | 1997-12-16 |  | 145000 | Condemned
325 | Cheyyar | Binocular Mircroscope | B2 |  |  | 2002-11-26 | Associated surgicals | BB |  |  | 2002-11-26 |  | 0 | working | available
326 | Cheyyar | Operation Table Hydraulic Major | B2 |  |  |  |  | OT |  |  |  |  | 0 | working | available
327 | Cheyyar | X-ray Machine 300 mA | B2 | 300MA |  | 2011-04-01 | ALLENGERS MEDICAL SYSTEMS LTD | X-RAY ROOM | DMS | 101643/S&P/1/2003-2 | 2011-04-01 | 2012-04-01 | 382407 | working | available
328 | Cheyyar | Cryo Surgery/Cryocautery Unit | B2 | Cryo 004B |  | 2012-06-09 | SOLOKRAFTS INDUSTERIES CHENNAI | OT | TNHSP | TNHSP/TNMSE/AG30A/2011 DT14/10/2011 | 2012-06-09 | 2013-06-08 | 23172 | working | available
329 | Cheyyar | Dental Chair(Electric/Hydraulic/Manual) | B2 | MOOKAMBIKA DENTAL CHAIR | 332625(COMPRESSOR) | 2003-05-30 | Associated surgicals | DENTAL OP | DMS | 30901/S&P/1/02 dt30/12/2002 | 2003-06-26 | 2005-06-25 | 187400 | working | available
330 | Cheyyar | Multi Para Monitor | B2 | TRUSCOPE MINI-ESN-(N) | M009E004362 | 2012-08-31 | SCHILLER HEALTH CARE | OT | OTHERS |  | 2012-08-31 | 2013-08-28 | 0 | working | available
331 | Cheyyar | Yag Laser | B2 |  |  | 2011-02-18 |  | OT | OTHERS |  | 2011-02-18 |  | 0 | not working | available
332 | Cheyyar | Operating Microscope - Gynaec | B2 | NIKON | SMZ645 | 2011-02-16 |  | OT | OTHERS |  | 2011-02-16 |  | 0 | not working | available
333 | Cheyyar | Binocular Mircroscope | B2 | BDI-13 | 22755 | 2009-09-03 | SOLOKRAFTS INDUSTERIES CHENNAI-50 | LAB | TNHSP | TNHSP/TNMSC/ICB/P3E2/2009 DT.28.01.2009 | 3.9.09 | 2.9.10 | 9393 | working | available
334 | Cheyyar | Binocular Mircroscope | B2 | BDI-13 | 22759 | 2009-09-03 | SOLOKRAFTS INDUSTERIES CHENNAI-50 | LAB | TNHSP | TNHSP/TNMSC/ICB/P3E2/2009 DT.28.01.2009 | 3.9.09 | 2.9.10 | 9393 | not working | available
335 | Cheyyar | Binocular Mircroscope | B2 |  |  | 2011-03-22 | JUPITER MANUFACTURING-COIMBATORE | BLOOD BANK | RCH | RCH-2/TNMSC/ENGG/7146/2010-2 | 2011-11-24 | 23.11.12 | 12500 | working | available
336 | Cheyyar | Deep Freezer | B2 | JADF 20 | DF11121269 | 2012-03-18 | PAWAR ELECTRO SYSTEMS NASIK | BLOOD STORAGE CENTRE | RCH | RCH-II/TNMSE/ENGG/7146/2010-2 DT27/05/2010 | 2012-03-21 | 2013-03-17 | 51750 | not working | available
337 | Cheyyar | Defibrillator with Monitor | B2 | HEART START FRX | B12C-05536 | 2012-08-20 | PHILIPS ELETRONICS INDIA LTD | OT | TNHSP | TNHSP/TNMSC/ICB/AG17/2012 DT12/03/2012 | 2012-12-07 | 2015-12-06 | 58696 | not working | available
338 | Cheyyar | Defibrillator with Monitor | B2 | HEART START FRX | B12C-06049 | 2012-08-20 | PHILIPS ELETRONICS INDIA LTD | FEMALE WARD | TNHSP | TNHSP/TNMSC/ICB/AG17/2012 DT-12/03/2012 | 2012-12-07 | 2015-12-06 | 58696 | not working | available
339 | Cheyyar | Defibrillator with Monitor | B2 | HEART START FRX | B12D-00164 | 2012-08-20 | PHILIPS ELETRONICS INDIA LTD | PTC | TNHSP | TNHSP/TNMSC/ICB/AG17/2012 DT 12/03/2012 | 2012-12-07 | 2015-12-06 | 58696 | not working | available
340 | Cheyyar | Operation Table Hydraulic Major | B2 |  |  |  | Jupiter | [5 empty] | 0 | working | available
341 | Cheyyar | Operation Table Hydraulic Major | B2 |  |  |  | Jupiter | [5 empty] | 0 | working | available
342 | Cheyyar | Semi auto analyser | B2 | Prietest touch | AT0740209RBK | 18.11.10 | Robinik India pvt.Ltd | lab | TNHSP | TNHSP/TNMSC/ICB/P3E2/2009 DT.28/01/2009 | 18.11.10 | 17.11.11 | 60690 | working | available
343 | Cheyyar | Binocular Mircroscope | B2 | BLS118 ISI |  | 2011-03-22 | JUPITER MANUFACTURING WORKS | LAB | RCH | RCH-II/TNMSC/ENGG/7148/2010-2 | 2011-03-22 | 2012-03-21 | 12500 | working | available
344 | Cheyyar | ECG machine ordinary | B2 | EDAN | SE1012113138392 | 2011-04-29 | Madras surgicals | PTC | OTHERS | 572/A1/2011 | 2011-04-29 | 2012-04-30 | 21450 |  | transfer to Vandhavasi GH
345 | Cheyyar | Defibrillator with Monitor | B2 | LIFEPAK 20 | 39777378 | 2011-09-16 | MIITI ELECTRONICS | PTC | TNHSP | TNHSP/TNMSC/ENGG/AG736/2010 dt. 26.4.11 | 2011-09-16 | 2012-09-15 | 200000 | working | available
346 | Cheyyar | Multi Para Monitor | B2 | cardipla 400h | c400111194 | 2011-09-16 | Miti electronics | PTC | TNHSP | TNHSP/TNMSC/ENGG/AG736/2010 | 2011-09-16 | 2012-09-15 | 40000 | working | available
347 | Cheyyar | Pulse Oximeter | B2 | MD200A | 1110116000101 | 2011-05-03 | TRANS HEALRTH CARE IND PVT LTD | PTC | TNHSP |  | 2011-05-03 | 2012-05-04 | 13950 | not working | available
348 | Cheyyar | ECG machine ordinary | B2 | EDAN SE3 | 11801710082 | 2011-11-04 | Madras surgicals | PTC | TNHSP | TNHSP/TNMSC/ENGG/AG27/2011 DT. 4.7.11 | 2011-11-04 | 2012-11-03 | 36632 | working | available
349 | Cheyyar | Semi auto analyser | B2 | Prietest touch | AT0260807RBK | 16.5.08 | Robinik India pvt.Ltd | lab | TNHSP | TNHSP/TNMSC/P2E4/07 dt. 19.9.07 | 16.5.08 | 15.5.09 | 67400 | working | available
350 | Cheyyar | Semi auto analyser | B2 | RX-50 | TN10J039 | 2010-10-29 | MICROLAB INSTRUMENTS | LAB | RCH | RCH/TNMSC/ENGG/E38/2010-2 | 2010-10-29 | 2011-10-28 | 44400 | working | available
351 | Cheyyar | Deep Freezer | B2 |  |  |  | Solocrafts Industries | Blood Bank | OTHERS | EQPTS-CEMONC-09/TANSACS/TNMSC/09 | 14.10.2009 | 13.10.2012 | 109500 | not working | available
352 | Cheyyar | Automated Cell Counter | B2 | XP-100 | A4561 | 11.12.14 | TVL TRANSASIA BIO MEDICALS LTD | LAB | DMS | 78217/S&P/1/2013-1 DATED 29/09/2014 | 2014-12-11 | 2017-12-10 | 407056 | working | available
353 | Cheyyar | Blood Bank Refrigerator | B2 | BR40 |  | 31.10.02 | Hitek | BB |  |  | 31.10.02 |  | 66781.78 | working | available
354 | Cheyyar | Washing Machine | B2 | heavy duty |  | 23.4.10 | SOLOKRAFT INDUSTERIES |  |  | 01/NRHM/HSP/TNMSC/2009DT;25/08/2009 | 23.4.10 | 22.4.13 | 108108 | working | available
355 | Cheyyar | Washing Machine | B2 | heavy duty |  |  | solo kraft industries | [5 empty] | 108108 | not working | available
356 | Cheyyar | Pulse Oximeter | B2 | finger type |  | 22.3.14 | Padigalingam | OT | PWS |  | 22.3.14 | 21.3.15 | 1950 | working | available
357 | Cheyyar | Pulse Oximeter | B2 | finger type |  | 22.3.14 | Padigalingam | LW | PWS |  | 22.3.14 | 21.3.15 | 1950 | working | available
358 | Cheyyar | Pulse Oximeter | B2 | RAD-8 | M71748 | 3.4.14 | GRACE MFG and TRADING CO.(DELHI) | MW |  |  | 3.4.14 | 2.4.19 | 70347.33 | working | available
359 | Cheyyar | Pulse Oximeter | B2 | RAD-8 | M71694 | 3.4.14 | GRACE MFG and TRADING CO.(DELHI) | PTC |  |  | 3.4.14 | 2.4.19 | 70347.33 | working | available
360 | Cheyyar | Pulse Oximeter | B2 | RAD-8 | M71895 | 3.4.14 | GRACE MFG and TRADING CO.(DELHI) | PPW |  |  | 3.4.14 | 2.4.19 | 70347.33 | working | available
361 | Cheyyar | Pulse Oximeter | B2 | RAD-8 | M71794 | 3.4.14 | GRACE MFG and TRADING CO.(DELHI) | FW |  |  | 3.4.14 | 2.4.19 | 70347.33 | working | available
362 | Cheyyar | Pulse Oximeter | B2 | RAD-8 | M71677 | 3.4.14 | GRACE MFG and TRADING CO.(DELHI) | LW |  |  | 3.4.14 | 2.4.19 | 70347.33 | working | available
363 | Cheyyar | Pulse Oximeter | B2 | RAD-8 | M71966 | 3.4.14 | GRACE MFG and TRADING CO.(DELHI) | NBB |  |  | 3.4.14 | 2.4.19 | 70347.33 | working | available
364 | Cheyyar | Pulse Oximeter | B2 | MD200A | 111011600052 | 2011-05-03 | TRANS HEALRTH CARE IND PVT LTD | PTC | TNHSP | TNHSP/TNMSC/ENGG/AG73d/2010 DT. 1.3.11 | 2011-05-03 | 2012-05-04 | 13950 | Not working | available
365 | Cheyyar | Pulse Oximeter | B2 | MD200A | 1110116000269 | 2011-05-03 | TRANS HEALRTH CARE IND PVT LTD | PTC | TNHSP | TNHSP/TNMSC/ENGG/AG73d/2010 DT. 1.3.11 | 2011-05-03 | 2012-05-04 | 13950 | Not working | available
366 | Cheyyar | Pulse Oximeter | B2 | MD200A | 1110116000166 | 2011-05-03 | TRANS HEALRTH CARE IND PVT LTD | PTC | TNHSP | TNHSP/TNMSC/ENGG/AG73d/2010 DT. 1.3.11 | 2011-05-03 | 2012-05-04 | 13950 | Not working | available
367 | Cheyyar | Water Bath/Ultrasonic Water Bath | C | SMI-143 |  | 30.5.14 | S.M.SCIENTIFIC INSTRUMENTS PVT LTD | Lab | TNHSP | TNHSP/TNMSC/AG87h®/2014 dt. 10.4.2014 | 30.5.14 | 29.5.16 | 8362 | working | available
368 | Cheyyar | Digital PH meter | C | RPA-1 GRTICANPN | 1265 | 6.5.14 | RTL INTRUMENTATION PVT LTD | Lab | TNHSP | TNHSP/TNMSC/AG87B/2013-1 dt. 28.11.2013 | 6.5.14 | 5.5.15 | 60221 | working | available
369 | Cheyyar | B.P.apparatus table model | C | LCD-1600 |  | 27.3.13 | IDEAL SURGICAL | PTC | OTHERS |  | 27.3.13 | 26.3.14 | 2600 | working | available
370 | Cheyyar | B.P.apparatus table model | C | LCD-1600 |  | 27.3.13 | IDEAL SURGICAL | FW | OTHERS |  | 27.3.13 | 26.3.14 | 2600 | working | available
371 | Cheyyar | B.P.apparatus table model | C | LCD-1600 |  | 27.3.13 | IDEAL SURGICAL | LABOUR WARD | OTHERS |  | 2013-03-27 | 26.3.14 | 2600 | working | available
372 | Cheyyar | B.P.apparatus table model | C | LCD-1600 |  | 27.3.13 | IDEAL SURGICAL | MOP | OTHERS |  | 27.3.13 | 26.3.14 | 2600 | working | available
373 | Cheyyar | B.P.apparatus table model | C | LCD-1600 |  | 27.3.13 | IDEAL SURGICAL | Store | OTHERS |  | 27.3.13 | 26.3.14 | 2600 | not working | available
374 | Cheyyar | B.P.apparatus table model | C | LCD-1600 |  | 27.3.13 | IDEAL SURGICAL | Store | OTHERS |  | 27.3.13 | 26.3.14 | 2600 | not working | available
375 | Cheyyar | Infusion pump | C | Infu 300 |  | 12.4.07 | AKASMEDICAL EQUIPMENT | NB | DMS | 103928/S&P/1/2006 dt. 7.3.07 | 12.4.07 |  | 25375 | working | available
376 | Cheyyar | Syringe pump | C | ST670 |  | 18.11.10 | TRANS HEALTH CARE IND PVT LTD |  | RCH-II | RCHII/TNMSC/ENGG/E38/2010-1 dt. 19.8.10 | 2010-11-18 | 2011-11-17 | 43200 | working | available
377 | Cheyyar | Infusion pump | C | EVADROP MP 1000 | MPIALH380 | 1.10.11 | SCHILLER HEATHCARE INDIA PVT.LTD | PTC | TNHSP | TNHSP/TNMSC/AG16/2010 dt. 1.7.2011 |  |  | 26418 | working | available
378 | Cheyyar | B.P.apparatus table model | C |  |  | 2013-03-07 | IDEAL SURGICAL COMPANY-CHENNAI-2 | NCD-DPT | OTHERS |  |  |  | 1800 | working | available
379 | Cheyyar | Glucometer | C |  | 2604490E | 2013-03-20 | CAREWEEL DIAGNOSTICS-KANCHEEPURAM | LAB | OTHERS |  | 2013-03-23 |  | 1800 | working | available
380 | Cheyyar | B.P.apparatus table model | C |  |  | 2013-03-27 | IDEAL SURGICAL COMPANY-CHENNAI-2 |  | OTHERS |  |  |  | 2600 | working | available
381 | Cheyyar | B.P.apparatus table model | C |  |  | 2013-03-27 | IDEAL SURGICAL COMPANY CHENNAI-2 |  | OTHERS |  |  |  | 2600 | working | available
382 | Cheyyar | Weighing machine adult | C | Nova | BS1106 | 2013-03-27 | IDEAL SURGICAL COMPANY-CHENNAI-2 | LABOUR WARD | OTHERS |  | 2013-03-27 | 26.3.14 | 1900 | working | available
383 | Cheyyar | B.P.apparatus table model | C |  |  | 2013-03-07 | IDEAL SURGICAL COMPANY-CHENNAI-2 |  | OTHERS |  |  |  | 1800 | working | available
384 | Cheyyar | Foetal Doppler | C |  | BL0100159 | 2013-03-16 | NEW LIFE CARE-CHENNAI-83 | LABOUR WARD | OTHERS |  | 2013-03-21 |  | 9000 | working | available
385 | Cheyyar | B.P.apparatus table model | C |  |  | 2013-03-27 | IDEAL SURGICAL COMPANY-CHENNAI-2 |  | OTHERS |  |  |  | 2600 | working | available
386 | Cheyyar | Glucometer | C |  | 2604747E | 2013-03-20 | CAREWELL DIAGNOSTICS-KANCHEEPURAM | LAB | OTHERS |  | 2013-03-23 |  | 1800 | working | available
387 | Cheyyar | B.P.apparatus table model | C |  |  | 2013-03-27 | IDEAL SURGICAL COMPANY-CHENNAI-2 | LABOUR WARD | OTHERS |  | 2013-03-27 |  | 2600 | working | available
388 | Cheyyar | B.P.apparatus table model | C |  |  | 2013-03-27 | IDEAL SURGICAL COMPANY-CHENNAI-2 |  | OTHERS |  |  |  | 2600 | working | available
389 | Cheyyar | B.P.apparatus table model | C |  |  | 2013-03-27 | IDEAL SURGICAL COMPANY-CHENNAI-2 |  | OTHERS |  |  |  | 2600 | working | available
390 | Cheyyar | Weighing machine adult | C | Nova | BS1107 | 2013-03-27 | IDEAL SURGICAL COMPANY-CHENNAI-2 | NCD-DPT | OTHERS |  | 27.3.13 | 26.3.14 | 1900 | working | available
391 | Cheyyar | Stethoscope | C |  |  | 2013-03-27 | IDEAL SURGICAL COMPANY-CHENNAI-2 | LABOUR WARD | OTHERS |  |  |  | 225 | working | available
392 | Cheyyar | Weighing Machine-Suspension | C |  |  | 2013-07-29 | IDEAL SURGICAL | LW | OTHERS |  | 29.7.13 | 28.7.14 | 790 | working | available
393 | Cheyyar | Stethoscope | C |  |  | 2013-07-29 | IDEAL SURGICAL | LW | OTHERS |  |  |  | 975 | working | available
394 | Cheyyar | B.P.apparatus table model | C |  |  | 2013-07-29 | IDEAL SURGICAL | LW | OTHERS |  |  |  | 1985 | working | available
395 | Cheyyar | Stethoscope | C |  |  | 2013-08-06 | IDEAL SURGICAL | NCD | OTHERS |  |  |  | 1025 | working | available
396 | Cheyyar | B.P.apparatus table model | C |  |  | 2013-08-06 | IDEAL SURGICAL | NCD | OTHERS |  |  |  | 1985 | working | available
397 | Cheyyar | Weighing machine adult | C |  |  | 2013-08-06 | IDEAL SURGICAL | NCD | OTHERS |  | 6.8.13 | 5.8.14 | 790 | working | available
398 | Cheyyar | Silastic vacuum extractor | C |  |  |  |  | L W |  |  |  |  | 0 | working | available
399 | Cheyyar | Weighing machine infant | C |  |  |  |  | NB |  |  |  |  | 0 | working | available
400 | Cheyyar | Radiant Warmer | C | OCW100 | 2893 |  | DATEX-OHMEDA( INDIA )~ CHENNAI -600 017. | NEW BORN WARD | TNHSP | TNMSC/P3E9/TNHSP/08~DT.29.08.2008 |  |  | 37440 | working | available
401 | Cheyyar | Focus lamp Ordinary | C |  |  |  |  | OT |  |  |  |  | 0 | not working | available
402 | Cheyyar | Suction Apparatus - Electrical | C |  |  | 2008-02-13 | Vi n Bio Tech | OT |  |  | 2008-02-13 |  | 0 | working | available
403 | Cheyyar | Suction Apparatus - Electrical | C |  |  |  |  | OT |  |  |  |  | 0 | working | available
404 | Cheyyar | Stethoscope | C |  |  |  |  | OT |  |  |  |  | 0 | working | available
405 | Cheyyar | Laproscope Single Puncture | C |  |  |  |  | OT |  |  |  |  | 0 | working | available
406 | Cheyyar | Laryngoscope(Adult) | C |  |  |  |  | OT |  |  |  |  | 0 | working | available
407 | Cheyyar | Laryngoscope(Adult) | C |  |  |  |  | L W |  |  |  |  | 0 | working | available
408 | Cheyyar | X.ray lobby single | C |  |  |  |  | M W |  |  |  |  | 0 | working | available
409 | Cheyyar | X.ray lobby single | C |  |  |  |  | F W |  |  |  |  | 0 | working | available
410 | Cheyyar | Electric Calorimeter | C |  |  | 2000-04-01 | Alan Medicals | Lab |  |  | 2000-04-01 |  | 0 | not working | recommended for condemnation
411 | Cheyyar | Electric Calorimeter | C | PRIETEST EASY LAB |  |  | ROBONIK (INDIA) PVT.LTD. | LAB | TNMSC | TNHSP/TNMSC/AG87B/2013DATED28/11/2013 |  |  | 20302 | working | available
412 | Cheyyar | VDRL Rotator / Mechanical Agitator | C |  |  | 2002-11-28 | MC Dalal and Co | Lab |  |  |  |  | 0 | not working | recommended for condemnation
413 | Cheyyar | Physical Balance | C |  |  | 2002-09-27 | Associated surgicals | Lab |  |  | 2002-09-27 |  | 0 | working | available
414 | Cheyyar | Nebuliser Adult | C |  |  | 2007-08-21 | Jupitor Manufacturing Works | NB |  |  | 2007-08-21 |  | 0 | working | available
415 | Cheyyar | Nebuliser Adult | C |  |  | 1999-03-24 | Associated surgicals | NB |  |  | 1999-03-24 |  | 0 | Condemned
416 | Cheyyar | Stethoscope | C |  |  |  |  | NB |  |  |  |  | 0 | working | available
417 | Cheyyar | Suction Apparatus - Electrical | C |  |  | 2008-02-13 | Jupitor Manufacturing Works | Store |  |  | 2008-02-13 |  | 0 | working | available
418 | Cheyyar | Refrigerator | C | Godrej |  | 2002-02-09 |  | Store |  |  | 2002-02-09 |  | 0 | working | available
419 | Cheyyar | Lab Incubator | C |  |  | 1988-11-23 | MC Dalal and Co | Store |  |  | 1988-11-23 |  | 0 | working | available
420 | Cheyyar | Lab Incubator | C |  |  | 1999-03-08 | MC Dalal and Co | Store |  |  | 1999-03-08 |  | 0 | working | available
421 | Cheyyar | Lab Incubator | C |  |  | 2001-06-20 | MC Dalal and Co | Store |  |  | 2001-06-20 |  | 0 | working | available
422 | Cheyyar | Lab Incubator | C |  |  | 2002-11-26 | Associated surgicals | BB |  |  | 2002-11-26 |  | 0 | working | available
423 | Cheyyar | Electri centrifuger | C |  |  | 2002-09-27 | Associated surgicals | BB |  |  | 2002-09-27 |  | 0 | working | available
424 | Cheyyar | Infusion pump | C | 520T701 |  | 12.9.07 | South India Surgical | L W | TNHSP | TNHSP/TNMSC/p2e16/2007 | 12.9.07 | 12.9.08 | 47836.5 | working | available
425 | Cheyyar | Formaline dispenser | C |  |  | 2003-11-08 | South India Surgicals | OT |  |  | 2003-11-08 |  | 0 | working | available
426 | Cheyyar | Suction Apparatus - Electrical | C |  |  | 2008-02-13 | Jupitor Manufacturing Works | Store |  |  | 2008-02-13 |  | 0 | working | available
427 | Cheyyar | Suction Apparatus - Electrical | C |  |  | 2008-02-13 | Jupitor Manufacturing Works | Store |  |  | 2008-02-13 |  | 0 | working | available
428 | Cheyyar | Suction Apparatus - Electrical | C |  |  | 2008-02-13 | Jupitor Manufacturing Works | Store |  |  | 2008-02-13 |  | 0 | working | available
429 | Cheyyar | UPS | C |  |  | 2011-01-13 | HCL INFOSYSTEMS LTD |  | TNHSP |  | 2011-10-10 | 2014-10-09 | 646266 | working | available
430 | Cheyyar | Printer | C |  | JBV3FE002134 | 2011-01-13 | HCL INFOSYSTEMS |  | TNHSP | TNHSP/ELCOT/ICB/COMP | 2011-10-10 | 2014-10-09 | 100079 | working | available
431 | Cheyyar | Magnavision Lamp | C | Magnoscope |  | 2012-06-09 | SOLOKRAFTS INDUSTRIES~CHENNAI. | NCD CLINIC | TNHSP | TNHSP/TNMSE/ICB/AG31/2011 DT.19/10/2011 | 2012-06-09 | 8.6.13 | 6987 | working | available
432 | Cheyyar | Dental Autoclave | C | UNIQUE CLAVE C 79 | 05209-2003 | 2003-10-17 | CONFIDENT DENTAL EQUIPMENTS LTD~CHENNAI | DENTAL OP | DMS |  | 2003-10-20 | 2005-10-19 | 27378 | not working | recommended for condemnation
433 | Cheyyar | Magnavision Lamp | C | 8008 |  | 2011-03-14 | JUPITER MANUFACTURING WORKS~COIMBATORE. | OT | NRHM | O4R/NRHM/TNMSC/ENGG/2011 DT.12.02.2011 | 2011-03-16 |  | 4400 | working | available
434 | Cheyyar | Computer | C |  | 0105BG0286431 | 2011-01-13 | HCL INFOSYSTEMS LTD |  | TNHSP | TNHSP/ELCOT/ICB/COMP | 2011-07-29 |  | 646266 | working | available
435 | Cheyyar | Haemoglobinometer | C |  |  | 2011-09-05 | SOLOCRAFTS INDUSTRIES CHENNAI-600118 | LAB | RCH | RCH-2/TNMSE/ENGG/4538/2010-8 DT06/10/2010 | 2011-10-17 | 2012-10-16 | 4300 | working | available
436 | Cheyyar | Cardiac Monitor | C | PLANET10 | 1109013 | 2011-09-16 | MITI ELECTRONICS PONDICHEERY | PTC | TNHSP | TNHSP/TNMSC/ENGG/AG736/2010 | 2011-10-13 |  | 30000 | working | available
437 | Cheyyar | Photo Calorie Meter - Analog / Digital | C |  |  | 2011-03-14 | JUPITER MANUFACTURING WORKS COIMBATORE | LAB | RCH | RCH-II/TNMSC/ENGG/4538/2010-5 DT06/10/2010 | 2011-04-02 |  | 5300 | working | available
438 | Cheyyar | Cardiac Monitor | C | CM900 | 90002036 | 8.9.11 | Trans health care | PTC | JDHS |  | 13.9.11 |  |  | working | available
439 | Cheyyar | Cardiac Monitor | C | PLANET10 | 1109014 | 2011-09-16 | MITI ELECTRONICS-PONDICHERRY | PTC | TNHSP | TNHSP/TNMSC/ENGG/AG736/2010 | 2011-10-13 |  | 30000 | working | available
440 | Cheyyar | Haemoglobinometer | C |  |  | 2011-09-05 | SOLOCRAFTS INDUSTRIES-CHENNAI-118 | LAB | RCH | RCH-II/TNMSC/ENGG/4538/2010-8 |  |  | 4300 | working | available
441 | Cheyyar | Haemoglobinometer | C |  |  | 2011-09-05 | SOLOCRAFTS INDUSTRIES -CHENNAI-118 | LAB | RCH | RCH-2/TNMSC/ENGG/4528/2010-8 | 2011-10-17 |  | 4300 | working | available
442 | Cheyyar | Weighing machine paed | C |  |  | 2011-02-19 | JUPITER MANUFACTURING WORKS | PAEDIATRIC WARD | RCH | RCH-2/TNMSC/ENGG/4538/2010-3 | 2011-03-02 |  | 2300 | not working | available
443 | Cheyyar | Haemoglobinometer | C |  |  | 2011-09-05 | SOLOCRAFTS INDUSTRIES CHENNAI-118 | LAB | RCH | RCH-2/TNMSC/ENGG/4528/2010-8 | 2011-10-17 |  | 4300 | working | available
444 | Cheyyar | Phototherapy Unit | C |  |  | 2008-07-01 | Madras Surgicals | Store |  |  | 2008-07-01 |  | 0 | working | available
445 | Cheyyar | Baby Incubators | C | nice 3010R | 8010955 | 2008-07-01 | Madras Surgicals | NICU | TNHSP | TNHSP/TNMSC/p2e10/2007 | 2008-07-01 | 30.6.09 | 49795 | working | available
446 | Cheyyar | Phototherapy Unit | C | nice 3010R |  | 2008-07-01 | Madras Surgicals | Store |  |  | 2008-07-01 |  | 0 | working | available
447 | Cheyyar | Baby Incubators | C | nice 3010R |  | 2008-07-01 | Madras Surgicals | NICU | TNHSP | TNHSP/TNMSC/p2e10/2007 | 2008-07-01 | 30.6.09 | 49795 | working | available
448 | Cheyyar | Radiant Warmer | C | Nice 2007s | 7121464 | 2008-07-01 | Madras surgicals | NICU | TNHSP | TNHSP/TNMSC/P2E10/2007 DT. 19.9.07 | 1.7.08 | 30.6.09 | 18269 | working | available
449 | Cheyyar | Radiant Warmer | C | Nice 2007s | 7121466 | 2008-07-01 | Madras surgicals | Nicu | TNHSP | TNHSP/TNMSC/P2E10/2007 DT. 19.9.07 | 1.7.08 | 30.6.09 | 18269 | working | available
450 | Cheyyar | Generator | C | Honda |  | 2007-08-14 | Fermir Engineering | OT |  |  | 2007-08-14 |  | 0 | working | available
451 | Cheyyar | Cardiac Monitor with defibrillator | C | Heartstart XL |  | 2007-12-31 | Madras Surgicals | OT | TNHSP | TNHSP/TNMSC/P2E12/2007 | 2007-12-31 | 30.12.08 | 176673 | working | available
452 | Cheyyar | Infusion pump | C | 520T701 |  | 12.9.07 | South India Surgical | L W | TNHSP | TNHSP/TNMSC/p2e16/2007 | 12.9.07 | 11.9.08 | 47836.5 | working | available
453 | Cheyyar | Infusion Pump/Infusion Syringe Pump/Insulin Syringe Pump | C | ST670 |  | 2010-11-18 | TRANS HEALTH CARE IND PVT LTD | CHILDREN WARD | RCH | RCH-II/TNMSC/ENGG/E38/2010-1 | 2010-11-18 | 2011-11-17 | 43200 | working | available
454 | Cheyyar | Infusion Pump/Infusion Syringe Pump/Insulin Syringe Pump | C | ST6000 |  | 2011-08-27 | TRANS HEALTH CARE IND PVT LTD | CHILDREN WARD | TNHSP | TNHSP/TNMSC/AG15/2011 | 2011-08-27 | 2012-08-26 | 25200 | working | available
455 | Cheyyar | Needle destroyer / Syringe Destroyer | C |  | ND/401562 | 2010-09-28 | LINCO SCIENTIFIC INSTRUMENTS andamp; CHEMICALS PVT LTD | LAB | OTHERS | 892-4/GFATM-RII/TANSACS/TNMSC/2009-01 | 2010-09-28 | 2011-09-27 | 1700 | working | available
456 | Cheyyar | Weighing Machine Electronic | C | PRESTIGE |  | 2012-03-18 | ALAN MEDICAL andamp;LABORATORY PRODUCTS | CHILDREN WARD | TNHSP | TNHSP/TNMSC/AG24/2011 | 2012-03-18 | 2013-03-17 | 598 | working | available
457 | Cheyyar | Weighing Machine Electronic | C | PRESTIGE |  | 2012-02-16 | ALAN MEDICAL andamp; LABOURATORY PRODUCTS | OP | TNHSP | TNHSP/TNMSC/ENGG/AG24/2011 | 2012-02-16 | 2013-02-15 | 598 | working | available
458 | Cheyyar | Nebuliser Adult | C | NEW LIFE |  | 2011-12-07 | VISHAL HOSP. FURNITURE MANUFACTURING PVT LTD | M WARDandamp;F WARD | TNHSP | TNHSP/TNMSC/ENGG/AG73E/2010 | 2011-12-07 | 2012-12-06 | 2600 | working | available
459 | Cheyyar | B.P.apparatus table model | C | MICO |  | 2011-12-07 | VISHAL HOSPITAL FURNICHURE MANUFACTURING PVT LTD | PP WARD~LABOUR WARDandamp;PTC | TNHSP | TNHSP/TNMSC/ENGG/AG73E/2010 | 2011-12-07 | 2012-12-06 | 2430 | working | available
460 | Cheyyar | Focus lamp Ordinary | C |  |  | 2010-11-25 | GENERAL SURGICAL IND PVT LTD | OT | RCH | RCH II/TNMSC/ENGG/4538/2010-2 | 2010-11-25 | 2011-11-24 | 19000
461 | Cheyyar | Weighing Machine Electronic | C |  |  | 2011-02-19 | JUPITER MANUFACTORING WORKS | CHILDREN WARD/LABOUR WARD | OTHERS | RCH II/TNMSC/ENGG/4538/2010-3 | 2011-02-19 | 2011-02-18 | 2300 | working | available
462 | Cheyyar | Suction Apparatus - Electrical | C |  |  | 2011-12-07 | VISHAL HOSP. FURNITURE MANUFACTURING PVT LTD |  | TNHSP | TNHSP/TNMSC/ENGG/AG732/2010 | 2011-12-07 | 2012-12-06 | 9840 | not working | available
463 | Cheyyar | Water Bath/Ultrasonic Water Bath | C | SMI-143 |  | 30.5.14 | SM Scientific | Lab | TNHSP | TNHSP/TNMSC/AG87h®/2014 dt. 10.4.2014 | 30.5.14 | 29.5.16 | 8362 | working | available
464 | Cheyyar | Digital PH meter | C | RPA-1 GRTICANPN | 1266 | 6.5.14 | RTL INTRUMENTATION PVT LTD | Lab | TNHSP | TNHSP/TNMSC/AG87B/2013-1 dt. 28.11.2013 | 6.5.14 | 5.5.15 | 60221 | working | available
465 | Cheyyar | Auto Clave HP Horizontal-CYLINDRICAL | C |  |  | 15.12.09 | SOLOKRAFTS INDUSTRIES~CHENNAI. | OT |  |  | 15.12.09 |  | 132000 | working | available
466 | Cheyyar | Electric Shaker | C | BDI149 | 2014080839 | 14.8.14 | Solokrafts | BB | TNHSP | TNHSP/TNMSC/AG871®/2014-2 dt. 19.5.2014 | 18.12.14 | 17.12.15 | 32200 | working | available
467 | Cheyyar | Stadiometer | C |  |  |  | Madhu sudan |  | TNHSP | TNHSP/TNMSC/ENGG/AG26/2011 |  |  | 376 | Working | available
468 | Cheyyar | Radiant Warmer | C |  |  | 17.2.15 | Mediwaves | NICU | TNMSC | 10177/TNMSC/ENGG/2014-2 dt. 9.12.14 | 17.2.15 | 16.2.18 | 26392.5 | working | available
469 | Cheyyar | Radiant Warmer | C |  |  | 17.2.15 | Mediwaves | NICU | TNMSC | 10177/TNMSC/ENGG/2014-2 dt. 9.12.14 | 17.2.15 | 16.2.18 | 26392.5 | working | available
470 | Cheyyar | Radiant Warmer | C |  |  | 17.2.15 | Mediwaves | NICU | TNMSC | 10177/TNMSC/ENGG/2014-2 dt. 9.12.14 | 17.2.15 | 16.2.18 | 26392.5 | working | available
471 | Cheyyar | Radiant Warmer | C |  |  | 17.2.15 | Mediwaves | NICU | TNMSC | 10177/TNMSC/ENGG/2014-2 dt. 9.12.14 | 17.2.15 | 16.2.18 | 26392.5 | working | available
472 | Cheyyar | Radiant Warmer | C |  |  | 17.2.15 | Mediwaves | NICU | TNMSC | 10177/TNMSC/ENGG/2014-2 dt. 9.12.14 | 17.2.15 | 16.2.18 | 26392.5 | working | available
473 | Cheyyar | Radiant Warmer | C |  |  | 17.2.15 | Mediwaves | NICU | TNMSC | 10177/TNMSC/ENGG/2014-2 dt. 9.12.14 | 17.2.15 | 16.2.18 | 26392.5 | working | available
474 | Cheyyar | Radiant Warmer | C |  |  | 17.2.15 | Mediwaves | NICU | TNMSC | 10177/TNMSC/ENGG/2014-2 dt. 9.12.14 | 17.2.15 | 16.2.18 | 26392.5 | working | available
475 | Cheyyar | Radiant Warmer | C |  |  | 17.2.15 | Mediwaves | NICU | TNMSC | 10177/TNMSC/ENGG/2014-2 dt. 9.12.14 | 17.2.15 | 16.2.18 | 26392.5 | working | available
476 | Cheyyar | Radiant Warmer | C | Nice 2007s |  | 2008-07-01 | Madras surgicals | Nicu | TNHSP | TNHSP/TNMSC/P2E10/2007 DT. 19.9.07 | 1.7.08 |  | 18269 | working | available
477 | Cheyyar | Radiant Warmer | C | Nice 2007s |  | 2008-07-01 | Madras surgicals | Nicu | TNHSP | TNHSP/TNMSC/P2E10/2007 DT. 19.9.07 | 1.7.08 |  | 18269 | working | available
478 | Cheyyar | Cardiac Monitor | C | CM900 |  | 2011-09-08 | Trans health care | PTC | JDHS |  | 13.9.11 |  |  | working | available
479 | Cheyyar | Cardiac Monitor | C | CM900 |  | 2011-09-08 | Trans health care | PTC | JDHS |  | 13.9.11 |  |  | working | available
480 | Cheyyar | Cardiac Monitor | C | G3H | G3HKA01002 | 6.12.13 | Trans health care | FW | TNHSP | TNHSP/TNMSC/AGT36®/2013 dt. 25.9.13 | 6.12.13 | 5.12.14 | 47250 | working | available
481 | Cheyyar | Cardiac Monitor | C | G3H | G3HKA00802 | 6.12.13 | Trans health care | MW | TNHSP | TNHSP/TNMSC/AGT36®/2013 dt. 25.9.13 | 6.12.13 | 5.12.14 | 47250 | working | available
482 | Cheyyar | Muti para monitor |  | G3G |  | 12.9.14 | Transhealth care | PTC(2), OT | TNHSP | TNHSP/TNMSC/AG88/2014 dt. 21.6.2014 | 12.9.14 | 11.9.15 | 189945 | working | available
483 | Cheyyar | Muti para monitor with ETCo2 |  | G3L |  | 12.9.14 | Transhealth care | PTC(2), CW | TNHSP | TNHSP/TNMSC/AG88/2014 dt. 21.6.2014 | 12.9.14 | 11.9.15 | 453600 | working | available
484 | Cheyyar | Power saw and power drill |  | Stryker USA |  | 26.9.14 | Indian orthocare | OT | TNHSP | TNHSP/TNMSC/AG90h/2014 dt. 1.9.2014 | 26.9.14 | 25.9.17 | 934500 | working | available
485 | Cheyyar | Hub cutter (15 ) & White color proof container (8) |  | Nil Sharps |  | 17.10.14 | Solokrafts | PTC, CW, OP, NB, MW, Lab(2), PP, Store( | TNMSC | 20533/ICWM/TNMSC/ENGG/2014-1 dt. 23.5.14 | 17.10.14 |  | 28886 | working | available
486 | Cheyyar | Weighing machine adult |  |  |  | 17.11.14 | Ideal surgicals |  |  |  | 17.11.14 |  | 3092 | working | available
487 | Cheyyar | IFT |  | Vectrodyne- 100 | 626 | 13.1.15 | Technomed |  | TNMSC | 1526/TNMSC/ENGG/2014-2 dt. 21.11.14 | 13.1.15 | 12.1.18 | 21190.43 | working | available
488 | Cheyyar | Ultrsaound therapy |  | Electroson 709 | T-2306, T-2307 | 13.1.15 | Technomed |  | TNMSC | 1526/TNMSC/ENGG/2014-2 dt. 21.11.14 | 13.1.15 | 12.1.18 | 35788.28 | working | available
489 | Cheyyar | Microlaser |  | Digi laser Pro |  | 12.1.15 | BMS |  | TNMSC | 1526/TNMSC/ENGG/2014-1 dt. 21.11.14 |  |  | 67016 | not yet installed | available
490 | Cheyyar | Computer Intermittent cervical |  | Physio Trac - Plus |  | 12.1.15 |  |  |  |  | 3 yrs |  | 27990 | not yet installed | available
491 | Cheyyar | Electrical nerve muscle stimulator |  | Phsiostim - D | [8 empty] | 5568 | not yet installed | available
492 | Cheyyar | Short wave diathermy |  | SWD 350 w | [8 empty] | 31311 | working | available
493 | Cheyyar | Tens unit |  | Digi Tens Pro | [8 empty] | 6130 | not yet installed | available
494 | Cheyyar | Wobble board | [10 empty] | 2755 | working | available
495 | Cheyyar | Sterilizer 18x8x6 |  |  |  | 4.9.12 | Ideal surgicals | OT |  |  |  |  | 3250 | working | available
496 | Cheyyar | Operation table |  |  |  | 2.4.14 | Ideal surgicals |  | PWS |  |  |  | 54450 | working | available
497 | Cheyyar | Suction apparatus |  |  |  | 28.11.11 | Ideal surgicals | [5 empty] | 5% puls 9500 | working | available
498 | Cheyyar | Fogging |  |  |  | 30.4.12 | Ideal surgicals | [5 empty] | 7950, 5% | working | available
499 | Cheyyar | Fogging |  |  |  | 21.1.14 | Ideal surgicals | [5 empty] | 27000 , 5% | working | available
500 | Cheyyar | Pediatric weighing machine (2) |  |  |  | 19.2.11 | JMW |  |  | RCH-II/TNMSC/ENGG/4538/2010-3 dt. 6.10.2010 |  |  | 2300, 4% | not working | available
501 | Cheyyar | Weighing machine adult |  | Prestige |  | 16.2.12 | Alan |  |  | TNHSP/TNMSC/ENGG/AG24/2011 dt. 19.12.2011 |  |  | 627.9 | working | available
502 | Cheyyar | Weighing machine adult |  |  |  | 29.7.13 | Ideal surgicals | [6 empty] | working | available
503 | Cheyyar | Weighing machine adult |  |  |  | 6.8.13 | Ideal surgicals | [6 empty] | working | available
504 | Cheyyar | Incubator |  |  |  | 23.11.98 | [6 empty] | 11050
505 | Cheyyar | Cardiac monitor |  | Miicromon NXT |  | 2.1.08 | L&T | OT | TNHSP | TNHSP/TNMSC/P2E9/2007 | 2.1.08 | 1.1.09 | 27810 | working | available
506 | Cheyyar | Ventilator(Pediatric) |  | Neumovent Graphnet Neo | 141240181082AIV | 22.1.15 | Schiller | NICU | TNMSC | 10177/TNMSC/ENGG/2014-3 dt. 9.12.14 | 22.1.15 | 21.1.18 | 877200 | working | available
507 | Polur | Boyles apparatus with Ventilator | B | Compact AC 20 | AC20 | 08.01.2008 | L&T | OT | TNHSP | TNHSP/TNMSC/P2E2/2007 | 08.01.2008 | 7.1.09 | 279444 | working | available
508 | Polur | Pulse Oximeter | B | Stellar P | S07P25307 | 08.01.2008 | L&T | OT | TNHSP | TNHSP/TNMSC/P2E9/2007 | 08.01.2008 | 07.01.2009 | 34762.5 | working | available
509 | Polur | Pulse Oximeter | B | Stellar P | 2701 | 08.01.2008 | L&T | OT | TNHSP | TNHSP/TNMSC/P2E9/2007 | 08.01.2008 | 07.01.2009 | 34762.5 | working | available
510 | Polur | Shadowless Lamp stand model | B | Stand Model | 250watts | 12.02.2008 | Jupitor Manufacturing Works | OT | TNHSP | TNHSP/TNMSC/P2E17/2007 | 12.02.2008 | 11.02.2009 | 13749 | Not working
511 | Polur | Ultra Sonogram -MOBILE | B | Sonata |  | 2003-03-20 | LandT | Scan Room |  |  | 2003-03-20 |  |  | working | Transfer to Chengam
512 | Polur | Shadowless Lamp stand model | B | Stand Model | 250watts | 12.02.2008 | Jupitor Manufacturing Works | OT | TNHSP | TNHSP/TNMSC/P2E17/2007 | 12.02.2008 | 11.02.2009 | 13749 | Not working
513 | Polur | X-ray Machine 100 mA | B | SIEMENS |  | 1972-04-08 | Siemens India Ltd | X/Ray Dept. |  |  | 1972-04-08 |  |  | Condemned | recommended for condemnation
514 | Polur | Shadowless Lamp stand model | B |  |  | 12.02.2008 | Jupitor Manufacturing Works | OT | TNHSP | TNHSP/TNMSC/P2E17/2007 | 12.02.2008 | 11.02.2009 | 13749 | working | available
515 | Polur | Shadowless Lamp stand model | B |  |  | 12.02.2008 | Jupitor Manufacturing Works | OT | TNHSP | TNHSP/TNMSC/P2E17/2007 | 12.02.2008 | 11.02.2009 | 13749 | working | available
516 | Polur | Shadowless Lamp stand model | B |  |  | 12.02.2008 | Jupitor Manufacturing Works | Store | TNHSP | TNHSP/TNMSC/P2E17/2007 | 12.02.2008 | 11.02.2009 | 13749 | working | available
517 | Polur | Shadowless Lamp stand model | B |  |  | 2008-10-02 | Jupitor Manufacturing Works | Store |  |  | 2008-10-02 |  |  | working | available
518 | Polur | Shadowless Lamp stand model | B |  |  | 2008-10-02 | Jupitor Manufacturing Works | Store |  |  | 2008-10-02 |  |  | working | available
519 | Polur | Syringe Pump | B |  |  | 26.08.2011 | TRANS HEALTH CARE IND PVT LTD | LR | TNMSC | TNHSP/TNMSC/AG15/2011 | 26.08.2011 | 25.08.2012 | 25200 | working | available
520 | Polur | Ultra Sonogram -MOBILE | B | LOGIQ P3 |  |  | WIPRO GE HEALTH CARE PVT LTD | SCAN ROOM(LABOUR WARD) |  | TNHSP/TNMSC/ICB/P3E4/2009 DT. 02.01.2009 |  |  | 674800 | working | available
521 | Polur | Ultra Sonogram -MOBILE | B | 600A | chison2009version | 18.04.2012 | Surya surgical industries | Maternity ward | TNMSC | 2684/TNMSC/ENGG/2011 Dt11.11.2011 | 18.04.2012 | 17.04.2013 | 286598 | working | available
522 | Polur | ECG machine computerized | B | cardio touch 3000 | T2L0900128 | 2011-11-13 | JK Medical Systems Pvt. Ltd | USG Room | TNMSC | TNMSC/ENGG/AG21/2010 | 2011-11-18 | 2013-11-13 | 69023 | working | available
523 | Polur | Pulse Oximeter | B2 | RAD 8 | M71726 | 05.04.2014 | INDIAN MEDICAL SYSTEMS AND TECHNOLOGIES | Labour ward and NICU | RCH | RCH-II/TNMSC/ENGG/E67/2014 | 05.04.2014 | 04.04.2019 | 72398 | Working | available
524 | Polur | Binocular Mircroscope | B2 | BDI-13A | 22482 | 31.01.2014 | SOLOKRAFTS INDUSTERIES CHENNAI-50 | General Lab | TNHSP | TNHSP/TNMSC/AG87c/2013~DT.22.10.2013 | 31.01.2014 | 30.01.2015 | 19530 | working | available
525 | Polur | Pulse Oximeter with NIB.P | B2 | INNOVA 10 CIR | CIPL1302BJ53 | 14.03.2013 | Concept Integrations (I) Pvt. Ltd. | Emergency Ward | TNHSP | TNHSP/TNMSC/AG14/2012 | 2013-03-14 | 2014-03-13 | 57120 | working | available
526 | Polur | Operation Table Hydraulic Major | B2 | Hydraulic | 20012 | 18.11.1995 | General Surgicals | OT | DMS | DMS | 18.11.1995 | 17.11.2000 |  | working | available
527 | Polur | Operation Table Hydraulic Major | B2 | Hydraulic | JMP | 12.02.2008 | Jupitor Manufacturing Works | OT | TNHSP | TNHSP/TNMSC/P2E6/2007 | 12.02.2008 | 11.02.2013 | 55120 | working | available
528 | Polur | Dental Chair | B2 |  |  | 2003-11-07 | Associated surgicals | Dental OP | DMS | 30901/S&P/1/02 dt30/12/2002 | 2003-11-07 | 6.11.05 | 187400 | Not working | available
529 | Polur | Semi auto analyser | B2 | Prietest touch | ATO270807RBK | 18.10.2007 | Robinik India pvt.Ltd | Lab | TNHSP | TNHSP/TNMSC/P2E4/07 dt. 19.9.07 | 18.10.2007 | 17.10.2008 | 67400 | working | available
530 | Polur | Binocular Mircroscope | B2 | BDI-13 | 22182 | 15.08.2009 | SOLOKRAFTS INDUSTERIES CHENNAI-50 | OP Lab | TNHSP | TNHSP/TNMSC/ICB/P3E2/2009 DT.28.01.2009 | 15.08.2009 | 14.08.2010 | 9393 | working | available
531 | Polur | Binocular Mircroscope | B2 | BDI-13 |  | 15.08.2009 | SOLOKRAFTS INDUSTERIES CHENNAI-50 | IP Lab | TNHSP | TNHSP/TNMSC/ICB/P3E2/2009 DT.28.01.2009 | 15.08.2009 | 14.08.2010 | 9393 | working | available
532 | Polur | Binocular Mircroscope | B2 |  |  | 04.09.2009 | SOLOKRAFTS INDUSTERIES CHENNAI-50 | clinical lab | DRHM | 05/NRHM/HSP/TNMSC/2009 | 04.09.2009 | 03.09.2010 | 9393 | working | available
533 | Polur | Deep Freezer | B2 |  |  | 2010-10-14 | Solocrafts Industries | Blood Bank | OTHERS | EQPTS-CEMONC-09/TANSACS/TNMSC/09 | 14.10.2009 | 13.10.2012 | 109500 | Not working | available
534 | Polur | Blood Bank Refrigerator | B2 |  | BDI-1407 | 26.05.2010 | Remi Instruments | Blood bank | TNHSP | 18R/NRHM/HSP/TNMSC/2010-BBR | 26.05.2010 | 25.05.2013 | 69246 | working | available
535 | Polur | Suction Apparatus - Electrical(Hivacuam) | B2 | 7A 23D |  | 2008-02-19 | vin Biotech Systems Ltd | OT | TNHSP | TNHSP/TNMSC/P2E18/07 Dt 30-10-2007 | 2008-02-19 | 2009-02-18 |  | working | available
536 | Polur | Suction Apparatus - Electrical(Hivacuam) | B2 | 7A 23 D |  | 2008-02-19 | Vin Biotech Systems Ltd | Female Medical Ward | TNHSP | TNHSP/TNMSC/P2E18/07 Dt.30.10.2007 |  | 2009-02-18 |  | working | available
537 | Polur | Suction Apparatus - Electrical(Hivacuam) | B2 | 7A 23D |  | 2008-02-19 | Vin Biotech Systems Ltd | OPD - II | TNHSP | TNHSP/TNMSC/P2E18/07 Dt 30.10.2007 | 2008-02-19 | 2009-02-18 |  | working | available
538 | Polur | Suction Apparatus - Electrical(Hivacuam) | B2 | 7A 23D |  | 2008-02-19 | Vin Biotech Systems Ltd | Meternity Ward | TNHSP | TNHSP/TNMSC/P2E18/07 |  | 2009-02-18 |  | working | available
539 | Polur | Suction Apparatus - Electrical(Hivacuam) | B2 | Cabinet Model |  | 2009-02-19 | Vishal Hospital Steel Furniture | Leprosy Ward | TNHSP | TNHSP/TNMSC/P3E8/08 Dt.10.09.2008 | 2009-02-19 | 2010-02-18 |  | working | available
540 | Polur | Suction Apparatus - Electrical(Hivacuam) | B2 | 7A 23D |  | 2008-02-19 | Vin Biotech Systems Ltd | OPD-I | TNHSP | TNHSP/TNMSC/P2E18/07 Dt30.10.2007 | 2008-02-19 | 2008-02-19 |  | working | available
541 | Polur | Suction Apparatus - Electrical(Hivacuam) | B2 | Cabinet Model |  | 2009-02-19 | Vishal Hospital Steel Furniture Mfg. | Male ward | TNHSP | TNHSP/TNMSC/P3E8/08 Dt.10.09.2008 |  | 2010-02-18 |  | working | available
542 | Polur | Suction Apparatus - Electrical(Hivacuam) | B2 | Cabinet Model |  | 2009-02-19 | Vishal Hospital Steel Furniture | Emergency Ward | TNHSP | TNMSC/TNHSP/P3E8/ Dt.10.09.2008 |  | 2010-02-18 |  | working | available
543 | Polur | Semi auto analyser | B2 | Prietest touch | AT0750209RBK | 2009-04-22 | Robinik India pvt.Ltd | Laboratory | TNHSP | TNHSP/TNMSC/ICB/P3E2/2009 DT.28/01/2009 | 22.4.09 | 2010-04-21 | 60690 | working | available
544 | Polur | Operation Table Hydraulic Major | B2 | Hydraulic |  | 2008-02-12 | Jupiter Manufacturing Works | Operation Theater | TNHSP | TNHSP/TNMSC/P2E6/2007 | 2008-02-12 | 2009-02-11 |  | working | available
545 | Polur | Dental Chair(Electric/Hydraulic/Manual) | B2 | Pentographic Dental Chair |  | 2009-07-28 | S.S.Chemicals | Dental OP | TNHSP | TNHSP/TNMSC/ENGG/P1E14/2009 | 2009-07-28 | 2010-07-27 | 131040 | not working | available
546 | Polur | X-ray Machine 100 mA | B2 |  |  |  | Allengers | [6 empty] | working | available
547 | Polur | Automated Cell Counter | B2 | XP-100 |  |  | TVL TRANSASIA BIO MEDICALS LTD | LAB | DMS | 78217/S&P/1/2013-1 DATED 29/09/2014 |  |  | 407056 | working | available
548 | Polur | Colposcope | B2 | ARI II- D |  |  | SOYTH INDIA SURGICALS CO.LTD | ncd | TNHSP | TNHSP/TNMSC/ENGG/AG30/2011 DT. 21.4.12 |  |  | 136500 | working | available
549 | Polur | Cryo Surgery/Cryocautery Unit | B2 | Cryo 004B |  | 9.6.12 | SOLOKRAFTS INDUSTERIES CHENNAI |  | TNHSP | TNHSP/TNMSE/AG30A/2011 DT14/10/2011 | 2012-06-13 | 12.6.13 | 23172 | working | available
550 | Polur | Binocular Mircroscope | B2 | BDI-13A | 22509 | 31.01.2014 | SOLOKRAFTS INDUSTERIES CHENNAI-50 | General Lab | TNHSP | TNHSP/TNMSC/AG87c/2013~DT.22.10.2013 | 31.01.2014 | 30.01.2015 | 19530 | working | available
551 | Polur | Pulse Oximeter | B2 | RAD 8 | M71727 | 05.04.2014 | INDIAN MEDICAL SYSTEMS AND TECHNOLOGIES | Labour ward and NICU | RCH | RCH-II/TNMSC/ENGG/E67/2014 | 05.04.2014 | 04.04.2019 | 72398 | Working | available
552 | Polur | Electric Calorimeter | C | PRIETEST EASY LAB | PEL1021213RBK | 24.03.2014 | ROBONIK (INDIA) PVT.LTD. | General Lab | TNHSP | TNHSP/TNMSC/AG87b/2013-2 | 24.03.2014 | 23.03.2017 | 20302 | Working | available
553 | Polur | Phototherapy Unit | C | Nice 4000CFL | 711989 | 04.01.2008 | Madras Surgicals | L R | TNHSP | TNHSP/TNMSC/p2e10/2007 | 04.01.2008 | 03.01.2010 | 10260 | working | available
554 | Polur | Radiant Warmer | C | Nice20075 | 20075 | 04.01.2008 | Madras surgicals | L R | TNHSP | TNHSP/TNMSC/P2E10/2007 DT. 19.9.07 | 04.01.2008 | 3.1.09 | 17680 | working | available
555 | Polur | Baby Incubators | C | nice 3010R | 3010 | 04.01.2008 | Madras Surgicals | L.R | TNHSP | TNHSP/TNMSC/p2e10/2007 | 04.01.2008 | 3.1.09 | 49795 | working | available
556 | Polur | Phototherapy Unit | C | Nice 4000CFL | 711993 | 04.01.2008 | Madras Surgicals | Female ward | TNHSP | TNHSP/TNMSC/p2e10/2007 | 04.01.2008 | 03.01.2010 | 10260 | working | available
557 | Polur | Radiant Warmer | C | Nice20075 | 20075 | 04.01.2008 | Madras surgicals | Female ward | TNHSP | TNHSP/TNMSC/P2E10/2007 DT. 19.9.07 | 04.01.2008 | 3.1.09 | 17680 | working | available
558 | Polur | Infusion Pump | C | 520T701 | 15186 | 14.09.2007 | South India Surgical | Female ward | TNHSP | TNHSP/TNMSC/p2e16/2007 | 14.09.2007 | 13.09.2008 | 47836.5 | working | available
559 | Polur | Cardiac Monitor | C | Miicromon NXT | 3297 | 08.01.2008 | L&T | OT | TNHSP | TNHSP/TNMSC/P2E9/2007 | 08.01.2008 | 07.01.2009 | 27810 | working | available
560 | Polur | Suction Apparatus - Electrical | C | 7A23D | Nil | 19.02.2008 | Jiangsu Chiana | OT | TNHSP | TNHSP/TNMSC/P2E18/2007 | 19.02.2008 | 18.02.2011 | 4148 | working | available
561 | Polur | Generator | C | EXY2800 | 2.5KVA | 09.08.2007 | Fermier Enginner Pvt.Ltd | LR | TNHSP | TNHSP/TNMSC/P2G6/2007 | 09.08.2007 | 08.08.2009 | 50626 | working | available
562 | Polur | Generator | C | EXY2800 | 2.5KVA | 26.02.2010 | Fermir Engineering | OPD-II | TNHSP | 18R/NRHM/HSP/TNMSC/2010/GENBBR | 26.02.2010 | 25.02.2012 | 60283 | working | available
563 | Polur | Infusion pump | C | 520T701 | 15185 | 14.09.2007 | South India Surgical | LR | TNHSP | TNHSP/TNMSC/p2e16/2007 | 14.09.2007 | 13.09.2009 | 47837 | working | available
564 | Polur | B.P.apparatus table model | C | box type | 12653 | 05.02.2010 | Diamond | L R | Local Purchase |  | 05.02.2010 | 04.02.2011 | 1130 | working | available
565 | Polur | Nebuliser Adult | C |  |  | 12.09.2013 |  | Female ward | Local Purchase |  | 12.09.2013 | 11.09.2014 | 2245 | working | available
566 | Polur | Refrigerator | C | 165 lit | 12685 | 15.05.2004 | LG | OP |  |  | 15.05.2004 | 14.05.2007 | 12365 | working | available
567 | Polur | Cardiac Monitor with defibrillator | C | Heartstart XL | US00452260 | 2008-04-01 | Madras Surgicals | OT | TNHSP | TNHSP/TNMSC/P2E12/2007 | 04.01.2008 | 03.01.2009 | 176633.6 | Working | available
568 | Polur | Suction Apparatus - Electrical | C |  |  | 19.02.2008 | Vin Bio tech | OT | TNHSP | TNHSP/TNMSC/P2E18/2007 | 19.2.2008 | 18.02.2011 | 4148 | working | available
569 | Polur | Laryngoscope(Adult) | C |  |  | 18.02.2011 | Vibash Surgicals | Casuality | TNHSP | RCHII/TNMSC/ENGG/4538/2010 | 18.02.2011 | 17.02.2012 | 770 | working | available
570 | Polur | Infusion pump | C | Infu 300 | E04070529 | 24.04.2007 | AKASMEDICAL EQUIPMENT | L R | DMS | 103928/S&P/1/2006 dt. 7.3.07 | 24.04.2007 | 23.04.2008 | 25375 | working | available
571 | Polur | Focus lamp Ordinary | C | Stand Model |  | 30.11.2010 | GESCO Pvt.Ltd | L R | TNMSC | RCHII/TNMSC/ENGG/4538/2010 | 30.11.2010 | 29.11.2011 | 4750 | Not working | available
572 | Polur | Electri centrifuger | C | R-8C | HOLO-45P5 | 15.08.2009 | Solocrafts Industries | OP Lab | TNHSP | TNHSP/TNMSC/P3E2/2009 | 15.08.2009 | 14.08.2010 | 10873 | working | available
573 | Polur | Electric Calorimeter | C |  |  | 15.03.2011 | JUPITER MANUFACTURING WORKS~COIMBATORE. | Ckinical lab | RCH | RCH II/TNMSC/ENGG/4538/2010-5 | 15.03.2011 | 14.03.2012 | 5512 | working | available
574 | Polur | Suction Apparatus - Electrical | C |  |  | 19.02.2008 | Vin Bio tech | Male Ward | TNHSP | TNHSP/TNMSC/P2E18/2007 | 19.2.2008 | 18.02.2011 | 4148 | working | available
575 | Polur | Nebuliser Adult | C |  |  | 12.09.2013 |  | Male Ward | Local Purchase |  | 12.09.2013 | 11.09.2014 | 2245 | working
576 | Polur | Autoclave vertical Two bin | C |  |  | 23.04.2008 | Solokraft | Female ward | TNHSP | TNHSP/TNMSC/P2E11/2007 dt. 28.11.07 | 23.04.2008 | 22.04.09 | 33280 | Not working | available
577 | Polur | Focus lamp Ordinary | C | Stand Model |  | 30.11.2010 | GESCO Pvt.Ltd | L R | TNMSC | RCHII/TNMSC/ENGG/4538/2010 | 30.11.2010 | 29.11.2011 | 4750 | working | available
578 | Polur | Suction Apparatus - Electrical | C |  |  | 19.02.2008 | Vin Bio tech | Casuality | TNHSP | TNHSP/TNMSC/P2E18/2007 | 19.2.2008 | 18.02.2011 | 4148 | working | available
579 | Polur | Suction Apparatus - Electrical | C |  |  | 19.02.2008 | Vin Bio tech | OPD I | TNHSP | TNHSP/TNMSC/P2E18/2007 | 19.2.2008 | 18.02.2011 | 4148 | working | available
580 | Polur | Suction Apparatus - Electrical | C |  |  | 19.02.2008 | Vin Bio tech | OPD II | TNHSP | TNHSP/TNMSC/P2E18/2007 | 19.2.2008 | 18.02.2011 | 4148 | working | available
581 | Polur | Suction Apparatus - Electrical | C |  |  | 19.02.2008 | Vin Bio tech | TH Ward | TNHSP | TNHSP/TNMSC/P2E18/2007 | 19.2.2008 | 18.02.2011 | 4148 | working | available
582 | Polur | Auto Clave HP Horizontal-CYLINDRICAL | C | Horizantal | 25648 | 2010-10-08 | SOLOKRAFTS INDUSTRIES~CHENNAI. | OPD2 | RCH | RCHII/TNMSC/ENGG/E182010/CEMONC 24/02/2010 | 2010-10-08 | 09.08.2013 | 132000 | working | available
583 | Polur | Generator | C | GPW40-3G11TG1+CG+CP(C) | 3208031205093 | 2012-05-16 | Spain Electronotics Corp.(1) | Near X-Ray Dept. IP BUilding | TNMSC | 5405/NRHM/TNMSC/ENGG/2012 | 2012-05-16 | 2014-05-16 | 439321 | working | available
584 | Polur | Hot Air Oven/Hot Air Oven Digital/Digital Oven | C |  | 32323 | 2009-08-15 | Solocrafts Industries | Clinical Laboratory | TNHSP | TNHSP/TNMSC/1CB/P3E2/2009 | 2009-08-21 | 20.08.2012 | 11953 | working | available
585 | Polur | Lab Incubator | C |  | 30259 | 2009-08-15 | Solocrafts Industries | Clinical Lab | TNHSP | TNHSP/TNMSC/1CB/P3E2/2009 | 2009-08-20 | 2010-08-20 | 11953 | working | available
586 | Polur | Magnavision screening kit | C |  |  | 2009-08-26 | Madras Surgicals andamp; Chemicals | OP | TNHSP | 04/NRHM/TNHSP/TNMSC/U9-CLK | 26.08.2009 | 25.08.2010 | 4628 | working | available
587 | Polur | Lab Incubator | C |  |  | 14.09.2009 | Solocrafts Industries | Clinical Lab | DRHM | 05/NRHM/HSP/TNMSC/2009 | 2009-09-15 | 2010-09-15 | 11953 | working | available
588 | Polur | Magnavision Lamp | C |  |  | 28.08.2009 | Madras Surgicals and Chemicals |  | NRHM | 04/NRHM/HSP/TNMSC/2009/MVK | 28.08.2009 | 27.08.2010 | 4628 | working | available
589 | Polur | Electri centrifuger | C |  |  | 11.12.2009 | Rajendra Electricals | Clinical Lab | DRHM | 05/NRHM/HSP/TNMSC/2009 | 11.12.2009 | 10.12.2010 | 9936 | working | available
590 | Polur | Otoscope | C |  |  | 2010-03-03 | South India Surgicals Co andamp; Ltd | OP | TNMSC | 10855/TNMSC/ENGG/2009 | 03.03.201 | 02.03.2011 | 5059 | working | available
591 | Polur | Weighing machine paed | C |  |  | 2011-02-18 | Jupitor manufacturing works |  | RCH | RCH II/TNMSC/ENGG/4538/2010 | 2011-02-18 | 2012-02-18 |  | working | available
592 | Polur | Focus lamp Ordinary | C |  |  | 2010-11-30 | General Surgical Company (India)Pvt Ltd |  | RCH | RCH II/TNMSC/ENGG/4538/2010 | 2010-11-30 |  |  | working | available
593 | Polur | Computer | C |  |  | 2010-12-30 | HCL Infosystems Ltd | In various dept. of Hospital | TNHSP | TNHSP/ELCOT/ICB/COMP | 2012-02-01 | 2015-02-01 |  | working | available
594 | Polur | Printer | C |  |  | 2010-12-30 | HCL Infosystems Ltd | In various Dept. of Hospitals | TNHSP | TNHSP/ELCOT/ICB/COMP | 2012-02-01 | 2015-02-01 |  | working | available
595 | Polur | UPS | C |  |  | 2010-12-30 | HCL Infosystems Ltd | In Various Dept. of Hospitals | TNHSP | TNHSP/ELCOT/ICB/COMP | 2012-02-01 | 2015-02-01 |  | working | available
596 | Polur | Lab Incubator | C |  |  | 2011-03-24 | Jupitor manufacturing Works | Stores | RCH | RCH II/TNMSC/ENGG/7146 | 2011-03-24 |  |  | working | available
597 | Polur | Infusion Pump/Infusion Syringe Pump/Insulin Syringe Pump | C |  |  | 2011-08-26 | TRANS HEALTH CARE IND PVT LTD | Labour ward | TNHSP | TNHSP/TNMSC/AG15/2011 | 2011-08-26 | 2012-08-26 |  | working | available
598 | Polur | Haemoglobinometer | C | BDI-E55 |  | 2011-11-10 | Solocrafts Industries | Clinical Lab | RCH | RCH-II/TNMSC/ENGG/4538/2010-6 | 2011-11-10 | 2012-11-10 |  | working | available
599 | Polur | Magnavision Lamp | C | 8008 |  | 2011-03-15 | JUPITER MANUFACTURING WORKS~COIMBATORE. | Labour ward | NRHM | O4R/NRHM/TNMSC/ENGG/2011 DT.12.02.2011 | 2011-03-15 | 2012-03-15 | 4400 | working | available
600 | Polur | O2 Cylinder- A type | C |  | 826/H25 | 2008-03-17 | Solokrafts Industries | Stores | TNHSP | TNHSP/TNMSC/P2E19/2007 |  | 2009-03-16 |  | working | available
601 | Polur | O2 Cylinder- B type | C | 15 Litter |  | 2008-03-17 | Solokrafts Industries | Stores | TNHSP | TNHSP/TNMSC/P2E19/2007 | 2008-03-17 | 2009-03-16 |  | working | available
602 | Polur | O2 cylyinder for Boyles | C | 15 Litter |  | 2008-03-17 | Solokrafts Industries | Stores | TNHSP | TNHSP/TNMSC/P2E19/2007 | 2008-03-17 | 2009-03-16 |  | working | available
603 | Polur | O2 cylyinder for Boyles | C | 15 Litter |  | 2008-03-17 | Solokrafts Industries | Operation Theater | TNHSP | TNHSP/TNMSC/P2E19/2007 | 2008-03-17 | 2009-03-16 |  | working | available
604 | Polur | N2O Cylinder - A type | C | 10 Litter |  | 2008-03-17 | Solokrafts Industries | Stores | TNHSP | TNHSP/TNMSC/P2E19/2007 | 2008-03-17 | 2009-03-16 |  | working | available
605 | Polur | N2O Cylinder - A type | C | 10 Litter |  | 2008-03-17 | Solokrafts Industries | Stores | TNHSP | TNHSP/TNMSC/P2E19/2007 | 2008-03-17 | 2009-03-16 |  | working | available
606 | Polur | Electri centrifuger | C |  | CFC335 | 2009-08-15 | Solokrafts Industries | Labrotary | TNHSP | TNHSP/TNMSC/ICB/P3E2/2009 | 2009-08-15 | 2010-08-14 |  | working | available
607 | Polur | Generator | C | 2.5 KVA EXY2800 |  | 2007-08-07 | Fermier Engineers Pvt Ltd | Merternity Ward | TNHSP |  | 2007-08-07 | 2008-08-08 |  | working | available
608 | Polur | Laryngoscope(Paediatric) | C |  |  | 2007-09-06 | Vibash coimbatore Surgical Pvt Ltd | Labour Ward | TNHSP | TNHSP/TNMSC/ENGG/P2E26/07 | 2007-09-06 | 2008-09-05 |  | working | available
609 | Polur | Laryngoscope(Paediatric) | C |  |  | 2007-09-06 | Vibash Coimbatore Surgical Pvt Ltd | Female Medical Ward | TNHSP | TNHSP/TNMSC/ENGG/P2E26 | 2007-09-06 | 2008-09-05 |  | working | available
610 | Polur | Laryngoscope(Paediatric) | C |  |  | 2010-10-06 | South India Surgical Pvt Ltd | Labour Ward | RCH | RCH II/TNMSC/ENGG/4538/10 | 2010-12-23 | 2011-12-22 |  | working | available
611 | Polur | O2 Cylinder- A type | C |  | 826/H118 | 2008-03-17 | Solokrafts Industries | Stores | TNHSP | TNHSP/TNMSC/P2E19/2007 |  | 2009-03-16 |  | working | available
612 | Polur | O2 cylyinder for Boyles | C | 15 Litter |  | 2008-03-17 | Solokrafts Industries | Stores | TNHSP | TNHSP/TNMSC/P2E19/2007 | 2008-03-17 | 2009-03-16 |  | working | available
613 | Polur | Laryngoscope(Adult) | C |  |  | 2011-02-18 | Jupiter Mfg. Works | Stores | RCH | RCH II/TNMSC/ENGG/4538/2010-3 | 2011-02-18 | 2012-02-17 |  | working | available
614 | Polur | B.P.apparatus table model | C | Box Type |  | 2010-02-05 | Hi Tech Bio Technologee | Leprosy Ward | OTHERS | 439/S/21.01.2010 | 2010-02-05 | 2011-02-04 |  | working | available
615 | Polur | Nebulizer baby | C |  |  | 2007-08-09 | Jupitor Mfg. Works~ Coimbatore | Female Medical Ward | TNHSP | TNHSP/TNMSC/ENGG/P2E23 | 2007-08-09 | 2008-08-08 |  | working | available
616 | Polur | O2 Cylinder- B type | C | 15 Liter |  | 2008-03-17 | Solokrafts Industries | Stores | TNHSP | TNHSP/TNMSC/P2E19/2007 | 2008-03-17 | 2009-03-16 |  | working | available
617 | Polur | Auto Clave HP Vertical (2 bin) | C |  |  | 2009-05-12 | Solokraft | OPD-II | JDHS | TNHSP/TNMSC/P2E11/2007 dt. 28.11.07 | 2009-05-13 | 12.5.10 | 33280 | working | available
618 | Polur | Haemoglobinometer | C |  |  | 2011-11-10 | Solokrafts Industries | Laboratory | RCH | RCH II/TNMSC/ENGG4538/2010-6 | 2011-11-10 | 2012-11-09 |  | working | available
619 | Polur | B.P.apparatus stand model | C | Stand model |  | 2011-05-19 | Jayam Enterprises | Stores | RCH | RCH II/TNMSC/ENGG/4538/11 Dt10.02.11 | 2011-05-19 | 2012-05-18 |  | working | available
620 | Polur | O2 Cylinder- B type | C | 15 Litter |  | 2008-03-17 | Solokrafts Industries | Stores | TNHSP | TNHSP/TNMSC/P2E19/2007 | 2008-03-17 | 2009-03-16 |  | working | available
621 | Polur | Weighing machine infant | C |  |  | 2011-02-18 | Jupiter Mfg.Works | Labour Ward | RCH | RCH II/TNMSC/ENGG/4528/2010-3 | 2011-02-18 | 2012-02-17 |  | working | available
622 | Polur | Laryngoscope(Paediatric) | C |  |  | 2010-10-06 | South India Surgical Co-Ltd | Male Ward | RCH | RCH II/TNMSC/ENGG/4538/10 | 2010-10-06 | 2010-10-05 |  | working | available
623 | Polur | Radiant Warmer | C | OCW100 | 2894 | 2008-11-10 | DATEX-OHMEDA( INDIA )~ CHENNAI -600 017. | Labour Ward | TNHSP | TNMSC/P3E9/TNHSP/08~DT.29.08.2008 | 2008-11-10 | 2009-11-09 | 37440 | working | available
624 | Polur | O2 Cylinder- A type | C |  | 8261H15 | 2008-03-17 | Solokrafts Industries | Operation Theater | TNHSP | TNHSP/TNMSC/P2E19/2007 | 2008-03-17 | 2009-03-16 |  | working | available
625 | Polur | O2 Cylinder- B type | C | 15 Litter |  | 2008-03-17 | Solokrafts Industries | Stores | TNHSP | TNHSP/TNMSC/P2E19/2007 | 2008-03-17 | 2009-03-16 |  | working | available
626 | Polur | N2O Cylinder - A type | C | 10 Litter |  | 2008-03-17 | Solokrafts Industries | Stores | TNHSP | TNHSP/TNMSC/P2E19/2007 | 2008-03-17 | 2009-03-16 |  | working | available
627 | Polur | Radiant Warmer | C | OCW100 | 2895 | 2008-11-10 | DATEX-OHMEDA( INDIA )~ CHENNAI -600 017. | Labour Ward | TNHSP | TNMSC/P3E9/TNHSP/08~DT.29.08.2008 | 2008-11-10 | 2009-11-10 | 37440 | working | available
628 | Polur | O2 Cylinder- A type | C |  | 826/H20 | 2008-03-17 | Solokrafts Industries | Operation Theater | TNHSP | TNHSP/TNMSC/P2E19/2007 | 2008-03-17 | 2009-03-16 |  | working | available
629 | Polur | O2 cylyinder for Boyles | C | 15 Litter |  | 2008-03-17 | Solokrafts Industries | Operation Theater | TNHSP | TNHSP/TNMSC/P2E19/2007 | 2008-03-17 | 2009-03-16 |  | working | available
630 | Polur | N2O Cylinder - A type | C | 10 Litter |  | 2008-03-17 | Solokrafts Industries | Stores | TNHSP | TNHSP/TNMSC/P2E19/2007 | 2008-03-17 | 2009-03-16 |  | working | available
631 | Polur | Weighing machine infant | C |  |  | 2011-02-18 | Jupiter Mfg.Works | Female Ward | RCH | RCH/TNMSC/ENGG/4528/2010-3 | 2011-02-18 | 2012-02-17 |  | working | available
632 | Polur | Laryngoscope(Adult) | C |  |  | 2011-02-18 | Jupiter Mfg. Works | Stores | RCH | RCH II/TNMSC/ENGG/4535/2010-3 | 2011-02-18 | 2012-02-17 |  | working | available
633 | Polur | Haemoglobinometer | C |  |  | 2011-11-10 | Solokrafts Industries | Stores | RCH | RCH II/TNMSC/ENGG/4538/2010-6 | 2011-11-10 | 2012-11-09 |  | working | available
634 | Polur | Haemoglobinometer | C |  |  | 2011-11-10 | Solokrafts Industries | Laboratory | RCH | RCH II/TNMSC/ENGG/4535/2010-6 | 2011-11-10 | 2012-11-09 |  | working | available
635 | Polur | Stadiometer | C |  |  |  | Madhu sudan |  | TNHSP | TNHSP/TNMSC/ENGG/AG26/2011 |  |  | 376 | Working | available
636 | Polur | PH meter | C | RPA-1 GRTICANPN |  |  | RTL INTRUMENTATION PVT LTD | LAB | TNHSP | TNHSP/TNMSC/AG87B/2013-14 |  |  | 60221 | working | available
637 | Polur | Hub cutter |  | Nil Sharps |  |  | Solokrafts | EW,LW,FW,Lab,OPD1, OPD2 | TNMSC | 20533/ICWM/TNMSC/ENGG/2014-1 dt. 23.5.14 |  |  | 9756 | working | available
638 | Thanipadi | Boyles apparatus with Circle Abosrber | B | IOL |  |  |  | OT |  |  |  |  | 10692 | working | available
639 | Thanipadi | Shadowless Lamp stand model | B |  |  | 5.3.02 | Associated surgicals | OT | FW |  | 5.3.02 | 4.3.03 | 0 | Working
640 | Thanipadi | Pulse Oximeter | B | Steller P |  | 2008-01-10 | L&T | OT | TNHSP | TNHSP/TNMSC/P2E9/2007 |  |  | 34763 | working | available
641 | Thanipadi | ECG machine computerized | B | EDAN SE3 |  |  | Madras surgicals | NCD | TNHSP | TNHSP/TNMSC/ENGG/AG27/2011 DT. 4.7.11 |  |  | 36632 | not working | available
642 | Thanipadi | Ultra Sonogram -MOBILE | B | CHISON 600A (2009 VERSION ) | 6AP 1112047 | 2012-03-27 | SURYA SURGICAL INDUSTRIES~ CHENNAI -600 031. | SCAN ROOM ( NEW LABOUR WARD ) | TNMSC | 2684/TNMSC/ENGG/2011~DT.11.11.2011 | 2012-04-17 | 2015-03-26 | 286598 | working | available
643 | Thanipadi | Shadowless Lamp stand model | B |  |  |  | Associated surgicals | OT | DMS | 44166/CP11/1/2001 dt.21.1.02 |  |  | 0 | working
644 | Thanipadi | Automated Cell Counter | B2 | XP-100 |  | 2014-12-08 | TVL TRANSASIA BIO MEDICALS LTD | LAB | DMS | 78217/S&P/1/2013-1 dated-29-9-14 | 2014-12-17 | 2016-12-17 | 407056 | working | available
645 | Thanipadi | Cryo Surgery/Cryocautery Unit | B2 | Cryo 004B |  | 2012-06-09 | SOLOKRAFTS INDUSTERIES CHENNAI |  | TNHSP | TNHSP/TNMSE/AG30A/2011 DT14/10/2011 | 2012-06-13 | 12.6.13 | 23172 | working | available
646 | Thanipadi | Colposcope | B2 | ARI II- D |  | 2013-03-23 | SOYTH INDIA SURGICALS CO.LTD | ncd | TNHSP | TNHSP/TNMSC/ENGG/AG30/2011 DT. 21.4.12 | 2013-03-23 | 2014-03-22 | 136500 | working | available
647 | Thanipadi | Dental Chair(Electric/Hydraulic/Manual) | B2 |  |  | 2014-03-10 | confident dental equipment | DENTAL OP | TNMSC | 16526/TNMSC/ENGG/ |  |  | 280000 | working | available
648 | Thanipadi | Dental Chair(Electric/Hydraulic/Manual) | B2 |  |  | 2009-05-26 | S.S.CHEMICALS | DENTAL OP | TNHSP |  |  |  | 131040 | working | available
649 | Thanipadi | Operation Table Hydraulic Major | B2 | Jupiter 205 |  | 12.2.08 | Jupitor Manufacturing Works | OT | TNHSP | TNHSP/ TNMSC/P2E6/2007 DT. 11.9.07 |  |  | 0
650 | Thanipadi | Operation Table Hydraulic Major | B2 |  |  |  | General Surgicals | OT |  |  |  |  | 0
651 | Thanipadi | Binocular Mircroscope | B2 |  |  |  |  | Lab | [5 empty] | not working | available
652 | Thanipadi | Dental Unit with motor for dental OP | B2 |  |  |  |  | Dental OP |  |  |  |  | 0 | working | available
653 | Thanipadi | Binocular Mircroscope | B2 | BDI-13 | 22786 | 2009-09-04 | SOLOKRAFTS INDUSTERIES CHENNAI-50 | LAB | TNHSP | TNHSP/TNMSC/ICB/P3E2/2009 DT.28.01.2009 | 2009-09-04 | 2010-09-03 | 9393 | working | available
654 | Thanipadi | Semi auto analyser | B2 | Prietest touch | AT0760209RBK | 2009-04-22 | Robinik India pvt.Ltd | lab | TNHSP | TNHSP/TNMSC/ICB/P3E2/2009 DT.28/01/2009 | 2009-04-22 | 2010-04-21 | 60690 | working | available
655 | Thanipadi | X-ray Machine 100 mA | B2 | 100 FC.HT | 31110348 | 2004-05-15 | ALLENGERS MEDICAL SYSTEMS LTD | X- RAY ROOM | DMS | 101643/S&P/1/2003-2 dt.6.11.03 |  |  | 191700 | working | available
656 | Thanipadi | Binocular Mircroscope | B2 | BDI-13 | 22754 | 2009-09-04 | SOLOKRAFTS INDUSTERIES CHENNAI-50 | LAB | TNHSP | TNHSP/TNMSC/ICB/P3E2/2009 DT.28.01.2009 | 2009-09-04 | 3.9.10 | 9393 | working | available
657 | Thanipadi | Ultra Sound Scanner - Portable | B2 | Sonata | N03S6438 | 2003-12-22 | KIADB INDUSTRIAL | OP | DRHM | 7014/S&P/1/2003-2 dt. 26.5.03 |  |  | 311537 | working | available
658 | Thanipadi | Suction Apparatus - Electrical(Hivacuam) | B2 |  |  | 2009-02-20 | VISHAL HOSPITAL STEEL FURNITURE MANUFACTURING CO | EMERGENCY WARD | TNHSP |  | 2009-02-20 |  | 0 | working | available
659 | Thanipadi | Suction Apparatus - Electrical(Hivacuam) | B2 |  |  | 2009-02-20 | VISHAL HOSPITAL STEEL FURNITURE MANUFACTURING CO | FEMALE WARD | TNHSP |  | 2009-02-20 |  | 0 | working | available
660 | Thanipadi | Suction Apparatus - Electrical(Hivacuam) | B2 |  |  | 2009-02-20 | VISHAL HOSPITAL STEEL FURNITURE MANUFACTURING CO | OP | TNHSP |  | 2009-02-20 |  | 0 | working | available
661 | Thanipadi | Needle destroyer / Syringe Destroyer | C | NIL SHARPS |  |  | SOLOKRAFTS | [5 empty] | 0 | working | available
662 | Thanipadi | Needle destroyer / Syringe Destroyer | C | NIL SHARPS |  |  | SOLOKRAFTS INDUSTRIES |  |  | 20533/CWM//TNMSC/ENGG/2014 |  |  | 0 | working | available
663 | Thanipadi | PH meter | C | RPA-1 GRTICANPN |  | 2014-05-12 | RTL INTRUMENTATION PVT LTD | LAB | TNHSP | TNHSP/TNMSC/AG87B/2013-14 | 2014-12-29 |  | 60221 | working | available
664 | Thanipadi | Foetal Doppler | C | A100H | 1114 /2 | 2014-10-28 | Medi waves inc |  | TNMSC |  |  |  | 0 | working | available
665 | Thanipadi | Foetal Doppler | C | A100H | 1114 | 2014-10-28 | Medi waves inc |  | TNMSC | 17240/tnmsc/engg/2014-15 |  |  | 0 | working | available
666 | Thanipadi |  | C |  |  | 2010-01-06 |  | MEDICAL OFFICER ROOM | TNMSC |  |  |  | 0 | working | available
667 | Thanipadi | Laryngoscope(Paediatric) | C |  |  | 2011-09-06 |  |  | TNMSC |  |  |  | 0 | working | available
668 | Thanipadi | Stethoscope | C |  |  | 2009-05-11 | ADT DENTAL DISTRIBUTERS | [5 empty] | 0 | working | available
669 | Thanipadi | Nebuliser Adult | C |  |  | 2011-03-02 | SRI SHAMUGA TRADES | E.W |  |  |  |  | 0 | working | available
670 | Thanipadi | Laryngoscope(Adult) | C |  |  | 2011-09-06 |  | MALE WARD | TNMSC |  |  |  |  | working | available
671 | Thanipadi | IR Lamp | C |  |  | 2011-03-02 | SRI SHAMUGA TRADES | [6 empty] | working | available
672 | Thanipadi | Laryngoscope(Adult) | C |  |  | 2011-09-06 |  | EMERGENCY WARD | TNMSC |  |  |  |  | working | available
673 | Thanipadi | Laryngoscope(Paediatric) | C |  |  | 2011-09-06 |  |  | TNMSC |  |  |  | 0 | working | available
674 | Thanipadi | B.P.apparatus table model | C |  |  | 2009-05-11 | ADT DENTAL DISTRIBUTERS | [5 empty] | 0 | working | available
675 | Thanipadi | B.P.apparatus table model | C |  |  | 2009-05-11 | ADT DENTAL DISTRIBUTERS | [5 empty] | 0 | not working | available
676 | Thanipadi | B.P.apparatus table model | C |  |  | 2012-02-25 | srishamuga trades |  | OTHERS |  |  |  | 0 | working | available
677 | Thanipadi | B.P.apparatus stand model | C |  |  | 2012-02-25 | srishamuga trade |  | OTHERS |  |  |  | 0 | working | available
678 | Thanipadi | B.P.apparatus stand model | C |  |  | 2012-02-25 | sri shamuga trades | [5 empty] | 0 | working | available
679 | Thanipadi | Nebuliser Adult | C |  |  | 2012-02-25 | sri shunmuga trades | [5 empty] | 0 | working | available
680 | Thanipadi | B.P.apparatus stand model | C |  |  | 2014-01-02 | anantha trades | [5 empty] | 0 | working | available
681 | Thanipadi | B.P.apparatus table model | C |  |  | 2013-01-02 | anantha trades | [5 empty] | 0 | working | available
682 | Thanipadi | Ringlens System | C | Magnoscope |  | 2012-06-09 | SOLOKRAFTS INDUSTRIES~CHENNAI. | NCD CLINIC | TNMSC | TNHSP/TNMSE/ICB/AG31/2011 DT.19/10/2011 | 9.6.12 | 8.6.13 | 6987 | working | available
683 | Thanipadi | Magnavision Lamp | C | 8008 |  | 2011-03-15 | JUPITER MANUFACTURING WORKS~COIMBATORE. | LW | NRHM | O4R/NRHM/TNMSC/ENGG/2011 DT.12.02.2011 | 15.3.11 |  | 4400 | working | available
684 | Thanipadi | Foetal Doppler | C |  |  | 2012-02-25 | [6 empty] | 0
685 | Thanipadi | Electric Shaker | C | BDI 149 |  | 2014-10-11 | SOLOKRAFT INDUSTRIES | LAB | TNHSP | TNHSP/TNMSC/AG871®/2014-2 dt. 19.5.2014 | 11.10.14 | 10.10.15 | 32200 | working | available
686 | Thanipadi | Haemoglobinometer | C | BDI E55 |  | 2014-10-14 | Solokrafts industries |  | TNHSP | tnhsp/tnmsc/engg/ag87b/2014 25.07.2014 |  |  | 12431 | working | available
687 | Thanipadi | Radiant Warmer | C | OCW100 | 2896 | 2008-11-09 | DATEX-OHMEDA( INDIA )~ CHENNAI -600 017. | labour ward | TNHSP | TNMSC/P3E9/TNHSP/08~DT.29.08.2008 | 2008-12-02 |  | 37440 | not working | available
688 | Thanipadi | Radiant Warmer | C | Neo Tech | 7121465 |  | Madras surgicals | L R |  |  |  |  | 18387 | working | available
689 | Thanipadi | Weighing machine infant | C |  |  |  |  | L R |  |  |  |  | 4314 | working | available
690 | Thanipadi | Refrigerator | C |  |  |  | Davey Pharma | [5 empty] | 33280 | working | available
691 | Thanipadi | Bowl steriliser - Medium | C |  |  |  |  | OT |  |  |  |  | 34762 | working | available
692 | Thanipadi | Suction Apparatus - Electrical | C |  |  |  |  | OT |  |  |  |  | 3401 | working | available
693 | Thanipadi | Autoclave vertical single bin | C |  |  |  |  | OT |  |  |  |  | 3401 | working | available
694 | Thanipadi | Autoclave vertical single bin | C |  |  |  |  | OP |  |  |  |  | 3401 | working | available
695 | Thanipadi | Electri centrifuger | C |  |  |  |  | Lab |  |  |  |  | 4500 | working | available
696 | Thanipadi | Refrigerator | C |  |  |  |  | OP |  |  |  |  | 12431 | working | available
697 | Thanipadi | Hot Air Oven/Hot Air Oven Digital/Digital Oven | C |  |  | 2009-09-04 | SOLOKRAFTS INDUSTRIES | LAB | TNHSP |  | 2009-09-04 | 2010-09-03 | 42680 | working | available
698 | Thanipadi | Electri centrifuger | C |  |  | 2009-09-04 | SOLOKRAFS INDUSTRIES | LAB | TNHSP |  | 2009-09-04 | 2010-09-03 | 18786 | working | available
699 | Thanipadi | Lab Incubator | C |  |  | 2009-09-04 | SOLOKRAFTS INDUSTRIES | lab | TNHSP |  | 2009-09-04 | 2010-09-03 | 311537 | working | available
700 | Thanipadi | Suction Apparatus - Electrical | C | 7A-230 |  | 2008-02-16 | VIN BIOTECH SYSTEMS LTD | OT | TNMSC |  | 2008-02-16 | 2009-02-15 | 6600 | working | available
701 | Thanipadi | Auto Clave HP Vertical (2 bin) | C |  |  | 2008-04-23 | Solokraft | OT | TNHSP | TNHSP/TNMSC/P2E11/2007 dt. 28.11.07 | 2008-12-18 | 17.12.09 | 33280 | working | available
702 | Thanipadi | Lab Incubator | C |  |  | 2009-09-04 | SOLOKRAFTS INDUSTRIES | LAB | TNMSC | TNHSP/TNMSC/ICB/P3E2/2009 | 2009-09-04 |  | 42680 | working | available
703 | Thanipadi | Alpha Bed with motor | C |  |  | 2007-07-20 | jupiter manufacturing works | emergency ward | DRHM |  | 2007-07-20 |  |  | working | available
704 | Thanipadi | Autoclave vertical single bin | C |  |  | 2008-03-04 | JUPITER MANUFACTURING WORKS | FEMALE WARD | TNHSP |  | 2008-06-06 |  |  | working | available
705 | Thanipadi | Computer | C |  |  |  | HCL INFOSYSTEMS LTD | PHARMACY | TNHSP | TNHSP/ELCOT/ICB COMP |  |  | 297924 | working | available
706 | Thanipadi | Computer | C |  |  |  | HCL INFOSYSTEMS LTD | MALE OP | TNHSP | TNHSP/ELCOT/ICB/COMP |  |  | 297924 | working | available
707 | Thanipadi | UPS | C |  |  |  | R.K.TECH HARDandamp;SYSTEM PVT LTD | [5 empty] | 297924 | working | available
708 | Thanipadi | Computer | C |  |  |  | HCL INFOSYSTEMS LTD | OT | TNHSP | TNHSP/ELCOT/ICB/COMP |  |  | 297924 | working | available
709 | Thanipadi | Computer | C |  |  |  | HCL INFOSYSTEMS LTD | LAB | TNHSP | TNHSP/ELCOT/ICB/COMP |  |  | 58027 | working | available
710 | Thanipadi | Computer | C |  |  |  | HCL INFOSYSTEMS LTD | DENTAL OP | TNHSP | TNHSP/ELCOT/ICB/COMP |  |  | 25376 | working | available
711 | Thanipadi | Computer | C |  |  |  | HCL INFOSYSTEMS LTD | X-RAY ROOM | TNHSP | TNHSP/ELCOT/ICB/COMP |  |  | 27810 | working | available
712 | Thanipadi | Computer | C |  |  |  | HCL INFOSYSTEMS LTD | FEMALE IP | TNHSP | TNHSP/ELCOT/ICB/COMP |  |  | 563 | working | available
713 | Thanipadi | Computer | C |  |  |  | HCL INFOSYSTEMS LTD | MAIN STORE | TNHSP | TNHSP/ELCOT/ICB/COMP |  |  | 52240 | working | available
714 | Thanipadi | Computer | C |  |  |  | HCL INFOSYSTEMS LTD | FEMALE OP | TNHSP | TNHSP/ELCOT/ICB/COMP |  |  | 297924 | working | available
715 | Thanipadi | Printer | C |  |  |  | HCL INFOSYSTEMS LTD | FEMALE OP | TNHSP | TNHSP/ELCOT/ICB/COMP |  |  | 297924 | working | available
716 | Thanipadi | Infusion Pump/Infusion Syringe Pump/Insulin Syringe Pump | C | Infu 300 |  | 2007-04-26 | AKASMEDICAL EQUIPMENT | EMERGENCY WARD | DRHM | 103928/S&P/1/2006 dt. 7.3.07 | 26.4.07 |  | 25375 | working | available
717 | Thanipadi | Cardiac Monitor | C | Miicromon NXT |  | 2008-01-10 | L&T |  | TNHSP | TNHSP TNMSC P2E9 2007 | 10.1.08 | 9.1.08 | 27810 |  | transfer to GTMCH
718 | Thanipadi | Weighing Machine-Suspension | C |  |  | 2008-07-18 | JUPITER MANUFACTURING WORKS | BIO MEDICAL WASTE | TNHSP | TNHSP/TNMSC/ENGG/BMWM8/2008 | 18.7.08 | 17.7.09 | 52240 | working | available
719 | Thanipadi | O2 Cylinder- C type | C |  |  | 2008-03-16 | SOLOKRAFTS INDUSTRIES |  | TNHSP | TNHSP/TNMSC/P2E19/2007 |  |  | 58027 | working | available
720 | Thanipadi | Computer | C |  |  |  | HCL INFOSYSTEMS LTD | INJECTION OP | TNHSP | TNHSP/ELCOT/ICB/COMP |  |  | 58027 | working | available
721 | Thanipadi | Computer | C |  |  |  | HCL INFOSYSTEMS LTD | OP | TNHSP | TNHSP/ELCOT/ICB/ COMP |  |  | 58027 | working | available
722 | Thanipadi | Printer | C |  |  |  | HCL INFOSYSTEMS LTD | PHARMACY | TNHSP | TNHSP/ELCOT/ICB /COMP |  |  | 52240 | working | available
723 | Thanipadi | O2 Cylinder- C type | C |  |  | 2008-03-16 | SOLOKRAFTS INDUSTRIES |  | TNHSP | TNHSP/TNMSC/P2E19/2007 |  |  | 16132 | working | available
724 | Thanipadi | O2 Cylinder- C type | C |  |  | 2008-03-16 | SOLOKRAFTS INDUSTRIES |  | TNHSP |  |  |  | 52240 | working | available
725 | Thanipadi | O2 Cylinder- C type | C |  |  | 2008-03-16 | SOLOKRAFTS INDUSTRIES |  | TNHSP | TNHSP/TNMSC/P2E19/2007 |  |  | 16132 | working | available
726 | Thanipadi | Printer | C |  |  |  | HCL INFOSYSTEMS LTD | MAIN STORE | TNHSP | TNHSP/ELCOT/ICB/COMP |  |  | 16132 | working | available
727 | Thanipadi | Printer | C |  |  |  | HCL INFOSYSTEMS LTD | LAB | TNHSP | TNHSP/ELCOT/ICP/COMP |  |  | 16132 | working | available
728 | Thanipadi | Printer | C |  |  |  | HCL INFOSYSTEMS LTD | FEMALE IP | TNHSP | TNHSP/ELCOT/ICB/COMP |  |  | 58027 | working | available
729 | Thanipadi | O2 Cylinder- C type | C |  |  | 2008-03-16 | SOLOKRAFTS INDUSTRIES |  | TNHSP | TNHSP/TNMSC/P2E19/2007 |  |  | 52240 | working | available
730 | Thanipadi | O2 Cylinder- A type | C |  |  | 2008-03-16 | SOLOKRAFTS INDUSTRIES |  | TNHSP | TNHSP/TNMSC/P2E19/2007 |  |  | 52240 | working | available
731 | Thanipadi | O2 Cylinder- C type | C |  |  | 2008-03-16 | SOLOKRAFTS INDUSTRIES |  | TNHSP | TNHSP/TNMSC/P2E19/2007 |  |  | 0 | working | available
732 | Thanipadi | O2 Cylinder- A type | C |  |  |  | SOLOKRAFTS INDUSTRIES |  | TNHSP | TNHSP/ TNMSCP2E19/2007 |  |  | 0 | working | available
733 | Thanipadi | O2 Cylinder- A type | C |  |  |  | SOLOKRAFTS INDUSTRIES |  | TNHSP |  |  |  | 0 | working | available
734 | Thanipadi | O2 Cylinder- A type | C |  |  |  | SOLOKRAFTS INDUSTRIES |  | TNHSP | TNHSP/TNMSC/P2E19/2007 |  |  | 0 | working | available
735 | Thanipadi | Printer | C |  |  |  | HCL INFOSYSTEMS LTD | OP | TNHSP | TNHSP/ELCOT/ICB/COMP |  |  | 0 | working | available
736 | Thanipadi | O2 Cylinder- C type | C |  |  | 2008-03-16 | SOLOKRAFTS INDUSTRIES |  | TNHSP | TNHSP/TNMSC/P2E19/2007 |  |  | 191700 | working | available
737 | Thanipadi | O2 Cylinder- C type | C |  |  | 2008-03-16 | SOLOKRAFTS INDUSTRIES |  | TNHSP | TNHSP/TNMSC/P2E19/2007 |  |  | 52240 | working | available
738 | Thanipadi | Stadiometer | C |  |  |  | Madhu sudan |  | TNHSP | TNHSP/TNMSC/ENGG/AG26/2011 |  |  | 376 | Working | available
739 | Thanipadi | Hub cutter |  | Nil Sharps |  |  | Solokrafts | Lab, EW, | TNMSC | 20533/ICWM/TNMSC/ENGG/2014-1 dt. 23.5.14 |  |  |  | working | available
740 | Vandavasi | Shadowless Lamp stand model | B |  |  | 11.2.08 | JUP[ITER MANUFACTURING WORKS | OPERASTION THEATER |  | TNHSP/TNMSC/P2E17/2007 DT.30/10/07 | 11.2.08 |  | 13749 | working | available
741 | Vandavasi | Shadowless Lamp stand model | B |  |  | 26.12.08 | JMW | OT |  | TNHSP/TNMSC/P3E3/2008DT29/09/2008 | 2008-12-26 |  | 12700, 4% | working | available
742 | Vandavasi | Shadowless Lamp stand model | B |  |  | 20.8.09 | JMW | OT |  | 03/NRHM/TNMSC/2009 dt. 29.6.09 |  |  | 12450, 4 % | working | available
743 | Vandavasi | Shadowless Lamp stand model | B |  |  | 20.8.09 | JMW | OT |  | 03/NRHM/TNMSC/2009 dt. 29.6.09 |  |  | 12450, 4 % | working | available
744 | Vandavasi | Boyles apparatus with Circle Abosrber | B |  |  | 1996-03-30 | BOC India | OT |  |  | 1996-03-30 |  | 162354 | not working | available
745 | Vandavasi | X-ray Machine 50 mA(Mobile) | B |  |  | 1968-10-14 | Siemens India Ltd. | X/Ray Dept. |  |  | 1968-10-14 |  |  | not working | recommended for condemnation
746 | Vandavasi | Blood Bank Refrigerator | B | Haemosafe |  | 2006-03-16 | Thermo Scientific | Blood Storage Room |  | 10475/S&P/1/05 dt. 18.1.05 | 2006-03-16 |  | 83881 | not working | available
747 | Vandavasi | Diathermy Machine (Electric Cautery) | B | MX-250 |  | 27.7.07 | Jupitor Manufacturing Works | OT | DMRHS | 35047/S&P/1/2007 dt. 19.4.07 | 27.7.07 |  | 18000 | Working | available
748 | Vandavasi | Infant Warmer / Neonatal Warmer/Infant Open Care system | B2 | nice 2007S | 14502003575 | 2015-02-17 | MADRAS SURGICALS &CHEMICALS | OP (NBSU) | TNMSC | 11114/TNMSC/ENGG/2013-4DT08/12/2014 | 2015-02-17 | 2018-02-16 | 28300
749 | Vandavasi | Pulse Oximeter | B2 | RAD 8 | M71829 | 2014-04-05 | GRACE MFG and TRADING CO.(DELHI) | OT-1 NEBC-1 | RCH | RCH-II/TNMSC/ENGG/2014 05/03/2014 | 2014-04-05 | 2017-04-04 | 68968 | working | available
750 | Vandavasi | Semi auto analyser | B2 | Prietest touch | AT0850314RBK | 2014-03-24 | Robinik India pvt.Ltd | LAB | TNMSC | 10072/TNMSC/ENGG/2013 DATED05/03/2014 | 2014-03-11 | 2017-05-11 | 48420 | Working | available
751 | Vandavasi | Multi Para Monitor | B2 | G3D | G3DL60279 | 2014-07-26 | TRANS HEALTH CARE INDIA PVT | OT | TNMSC | 17240/TNMSC/ENGG/2014 DT 16/06/2014 | 2014-07-30 | 2017-07-25 | 60000, 5% | working
752 | Vandavasi | Automated Cell Counter | B2 | XP-100 | A4556 | 2014-12-11 | TVL TRANSASIA BIO MEDICALS LTD | LAB | DMS | 78217/S&P/1/2013-1 DATED 29/09/2014 | 2014-12-11 | 2017-12-10 | 407056 | working | available
753 | Vandavasi | Pulse Oximeter | B2 | RAD 8 | M81845 | 2014-12-29 | INDIAN MEDICAL SYSTEMS AND TECHNOLOGIES | OT | TNMSC | 114/TNMSC/ENGG/2013-2 DT 08/12/2014 | 2014-12-29 | 2019-12-28 | 72398 | working | available
754 | Vandavasi | X-ray Machine 100 mA | B2 |  |  | 2010-09-22 | ALLENGERS MEDI SYSTEM | X RAY DEPT |  | 101643/S&P/1/2003 dt.06/11/03 | 2010-09-22 | 2013-03-31 | 270710 | transferred | Transfer to Tirukovilur GH on 27.9.13
755 | Vandavasi | Pulse Oximeter | B2 | M900 | EE07C01179 | 2009-08-19 | MADRAS CURGICALS CHIMICALS LTD | OPRATION THATER |  | 02/NRHM/HSP/TNMSC/09 dt. 25.6.09 | 2009-08-19 |  | 23700 | working | available
756 | Vandavasi | Operation table Hydraulic Minor | B2 |  |  | 11.2.08 | JUPITER MANUFACTURING WORKS | OPERATION THEATER | TNHSP | TNHSP/TNMSC/P2E/2007/DT.11/09/07 | 2007-12-29 |  | 55120 | working | available
757 | Vandavasi | Operation Table Hydraulic Major | B2 |  |  | 26.12.08 | JUPITER MANUFACTURING WORKS | OPERATION THEATER | TNHSP | TNHSP/TNMSC/P3E3/2008DT;29/09/2008 | 2008-12-26 |  | 55120 | working | available
758 | Vandavasi | ECG machine ordinary | B2 | EDAN SE300 | SE300B2A020893839 | 20.11.08 | Madras surgicals | Casuality | TNHSP | TNHSP/TNMSC/P3E5/2009DT;29/08/2008/ | 2008-11-04 | 3.11.09 | 44760 | working | available
759 | Vandavasi | Operation Table Hydraulic Major | B2 |  |  | 1997-03-19 | General Surgicals | OT |  |  | 1997-03-19 |  | 0 | working | available
760 | Vandavasi | Dental Unit with motor for dental OP | B2 |  |  | 2003-10-07 | Associated surgicals | Dental OP | DMS | 30901/S&P/1/02 dt30/12/2002 | 2003-10-07 | 6.10.05 | 187400 | not working | available
761 | Vandavasi | Binocular Mircroscope | B2 |  |  | 8.10.09 | SOLOKRAFTS INDUSTERIES CHENNAI-50 | Lab | NRHM | 05/NRHM/HSP/TNMSC/2009 dt. 5.9.09 | 8.10.09 | 7.10.10 | 9393 | not working | available
762 | Vandavasi | Binocular Mircroscope | B2 | BDI-13 |  | 11.9.09 | SOLOKRAFTS INDUSTERIES CHENNAI-50 | Lab |  | TNHSP/TNMSC/ICB/P3E2/2009 DT.28.01.2009 | 11.9.09 | 10.9.10 | 9393 | not working | available
763 | Vandavasi | Blood Bank Refrigerator | B2 | BR-705R |  | 12.5.10 | Remi Instruments | BB |  | 18R/NRHM/HSP/TNMSC/2010/BBRDT05/03/2010 | 2010-04-02 |  | 67888, 4% | working | available
764 | Vandavasi | Pulse Oximeter with NIB.P | B2 | STELLER-P | S07P25284 | 8.1.08 | LARSEN TOUBRO LTD | OPERATION THEATER | TNHSP | TNHSP/TNMSC/P2E9/2007/DT11/09/2007 |  |  | 34762 | working | available
765 | Vandavasi | Blood Bank Refrigerator | B2 | Haemosafe |  | 6.6.09 | THERMO SCIENTIFIC LTD | BLOOD STORAGE DEPT |  | TNHSP/TNMSC/ENGG/P3E15/2008DT11/08/2008 | 2009-06-08 |  | 58100 | not working | available
766 | Vandavasi | X-ray Machine 100 mA | B2 | AMS-100R | 71 sector 20-C | 18.8.09 | ALLEN GERS | X/Ray Dept. |  | TNHSP/TNMSC/ICB/P3E1/2009DT;10/02/2009 |  |  |  | working | available
767 | Vandavasi | X-ray Machine 100 mA | B2 | MXD1000R |  | 2.11.09 | Medford | X/Ray Dept. | NRHM | 01/NRHM/HSP/TNMSC | 2010-09-22 |  | 177500 | transferred | Transfer to thiruvallur GH on 2.8.10
768 | Vandavasi | Washing Machine | B2 |  |  | 23.4.10 | SOLOKRAFT INDUSTERIES |  |  | 01/NRHM/HSP/TNMSC/2009DT;25/08/2009 | 23.4.10 | 22.4.13 | 108108 |  | shifted to cheyyar GH
769 | Vandavasi | Defibrillator with Monitor | B2 | HEART START FRX | B12C-05535 | 2012-08-22 | PHILIPS ELETRONICS INDIA LTD | CASUALITY | TNHSP | TNHSP/TNMSC/ICB/AG17/2012DT.12/03/2012 | 22.8.12 | 21.8.15 | 58696 | working | available
770 | Vandavasi | Washing Machine | B2 |  |  | 2010-04-23 | SOLOKRAFT INDUESTRY | NEAR CHILD WARD-OP | TNHSP | 01/NRHM/HSP/TNMSC/2009DT;25/08/2009 | 2010-04-23 | 22.4.13 | 108108 | working | available
771 | Vandavasi | Suction Apparatus - Electrical(Hivacuam) | B2 |  |  | 2009-02-19 | vishal hospital steel furniture | MW-2, CW-2, FW-2 | TNHSP | TNHSP/TNMSC/P3E8/2008DT;10/09/08 | 2009-02-19 |  | 24336 | working | available
772 | Vandavasi | Ultrasound scanner system B and W | B2 | Sonata | N03S6489 | 2011-11-28 |  | NEW BUILDING OP-1 |  | TRANSFER TO J.D HS/T.V.MALAI |  |  | 344000 | working | available
773 | Vandavasi | Diathermy-Under Water Cutting | B2 | ELSY360M+ | ASGM+1406125 | 2014-06-24 | JBS MEDIITEE INDIA PVT LTD.COIMBATORE | OT | TNMSC | 17240/TNMSC/ENGG/2014-2 | 2014-06-24 | 2017-06-24 | 228900 | Working | available
774 | Vandavasi | Pulse Oximeter | B2 | STELLAR-P | SO7P25294 | 2011-01-24 | RECIVED FROM JIONT DIRECTER OF HS | OT-1 |  | FROM JIONT DIRECTER OF HS T~V~MALAI |  |  | 0 | working | available
775 | Vandavasi | Cryo Surgery/Cryocautery Unit | B2 | Cryo 004B |  | 9.6.12 | SOLOKRAFTS INDUSTERIES CHENNAI | OT | TNHSP | TNHSP/TNMSE/AG30A/2011 DT14/10/2011 | 2012-06-13 | 12.6.13 | 23172 | working | available
776 | Vandavasi | B.P.apparatus table model | C | MCP |  | 2014-03-26 | M/S MADHUSUDHANAN | NCD | TNHSP | TNHSP/TNMSC/ENGG/AG26/2011 | 26.3.14 | 25.3.15 | 1192 | working | available
777 | Vandavasi | Water Bath/Ultrasonic Water Bath | C | SMI-143 |  | 2014-09-05 | S.M.SCIENTIFIC INSTRUMENTS PVT LTD | LAB | TNMSC | TNHSP/TNMSC/ENGG/AG87h(87)/2014 DATE 29/04/2014 | 2014-09-05 | 2015-10-08 | 8362 | working | available
778 | Vandavasi | Haemoglobinometer | C | BDI-E55 | 201427 | 2014-10-18 | SOLOKRAFTS INDUSTRIES | LAB | TNHSP | TNHSP/TNMSC/ENGG/AG8/2014/25/07/2014 | 18.10.14 | 17.10.15 | 9700, 5% | working | available
779 | Vandavasi | Foetal Doppler | C | A100H | H11058770 | 2014-10-31 | MEDI WAVES INC | CH WARD, FW | TNMSC | 17240/TNMSC/ENGG/2014-15/16/05/2014 | 2014-10-31 | 2017-10-05 | 4753(2) | Working | available
780 | Vandavasi | Inverter | C |  | 1BSEE0902338 | 2009-11-11 | R.K.TECH.HARD/SOFT.PVT.LTD | FEMALE WARD |  | 01/NRHM/HSP/TNMSC/09dt.3/07/09 | 2009-11-11 |  | 27000 | Working | available
781 | Vandavasi | Phototherapy Unit | C |  |  | 2009-09-22 | JUPITER MANUFACER WORKS | CHILDERN WARD |  | 02/NRHM /HSP/TNMSC/2009dt26/06/09 | 2009-09-22 |  | 10200, 4% | Working | available
782 | Vandavasi | Weighing machine infant | C | DOCBEL |  |  | SABERWALS SURGICALS | CHILDREN WARD |  | 10/NRHM/HSP/TNMSC/ENGG/2009DT;31/03/2009 | 2009-06-03 |  | 738 | Working | available
783 | Vandavasi | Nebuliser Adult | C | ARROW NEB |  | 3.6.09 | SABERWAL SURGICALS | FEMALE WARD |  | 08/NRHM/HSP/TNMSC/ENGG/2009DT.31/03/09 | 2009-06-03 |  | 1456 | Working | available
784 | Vandavasi | Foetal Doppler | C |  |  | 2003-07-21 | Associated surgicals | F W |  |  | 2003-07-21 |  | 0 | Working | available
785 | Vandavasi | Autoclave vertical single bin | C |  |  | 3.9.09 | received from JDHS | OT | [5 empty] | Working | available
786 | Vandavasi | Focus lamp Ordinary | C |  |  |  |  | OT |  |  |  |  | 0 | Working | available
787 | Vandavasi | B.P.apparatus table model | C |  |  | 17.5.13 | Union Surgicals | OP |  |  |  |  | 1900 | Working | available
788 | Vandavasi | B.P.apparatus table model | C |  |  | 17.5.13 | Union Surgicals | OT |  |  |  |  | 1900 | Working | available
789 | Vandavasi | Suction Apparatus - Electrical | C |  |  | 2007-12-15 | Union Surgicals | M W | HMF |  | 2007-12-15 |  | 8840 | Working | available
790 | Vandavasi | B.P.apparatus table model | C |  |  | 7.7.14 | Medisagar | NCD, MW |  |  |  |  | 0 | Working | available
791 | Vandavasi | Suction Apparatus - Electrical | C |  |  | 2007-12-15 | Union Surgicals | F W | HMF |  | 2007-12-15 |  | 8840 | Working | available
792 | Vandavasi | B.P.apparatus table model | C | LED |  | 30.1.15 | Medisagar | OP |  |  |  |  | 2812 | Working | available
793 | Vandavasi | Autoclave vertical single bin | C |  |  |  |  | NCD |  |  |  |  | 0 | Working | available
794 | Vandavasi | Laryngoscope(Adult) | C |  |  |  |  | OT |  |  |  |  | 0 | Working | available
795 | Vandavasi | Nebuliser Adult | C |  |  | 2003-07-21 | Associated surgicals | F W |  |  | 2003-07-21 |  | 0 | Working | available
796 | Vandavasi | Infusion pump | C | Infu 300 | E04070549 | 2007-04-24 | AKASMEDICAL EQUIPMENT | F W | DMS | 103928/S&P/1/2006 dt. 7.3.07 | 2007-04-24 |  | 25375 | working | available
797 | Vandavasi | Refrigerator | C | Godrej |  | 2007-07-11 | Makkal Stores | Store |  |  | 2007-07-11 |  | 0 | working | available
798 | Vandavasi | Formaline dispenser | C |  |  | 2003-08-19 | South India Surgicals | OT |  |  | 2003-08-19 |  | 0 | working | available
799 | Vandavasi | Alpha Bed with motor | C |  |  | 2003-07-21 |  | F W |  |  | 2003-07-21 |  | 0 | working | available
800 | Vandavasi | Alpha Bed with motor | C |  |  | 2007-07-27 | JMW | F W |  | 35047/S&P/1/2007 dt. 19.4.07 | 2007-07-27 |  | 6600, 4% | working | available
801 | Vandavasi | Electri centrifuger | C |  |  | 11.9.09 | Solokraft | Lab |  | TNHSP/TNMSC/ICB/P3E2/09 dt. 26.1.09 |  |  | 10873, 4% | working | available
802 | Vandavasi | Electri centrifuger | C |  |  | 2005-03-31 | Associated surgicals | Lab |  | 10475/S&P/1/05.06 dt. 11.3.05 | 2005-03-31 |  | 2330 | working | available
803 | Vandavasi | Lab Incubator | C | MCD- 104 |  | 8.6.05 | MC Dalal and Co | Blood Storage Room | DMRHS | 10475/S&P/1/05.5 dt. 11.3.05 | 2005-08-06 |  | 18600, 4% | working | available
804 | Vandavasi | B.P.apparatus table model | C | LED |  | 30.1.15 | Medisagar | Store |  |  |  |  | 2812 | working | available
805 | Vandavasi | B.P.apparatus table model | C | LED |  | 30.1.15 | Medisagar | Store |  |  |  |  | 2812 | working | available
806 | Vandavasi | Laryngoscope(Adult) | C |  |  |  |  | OT |  |  |  |  | 0 | working | available
807 | Vandavasi | B.P.apparatus table model | C | LCD |  | 17.5.13 | Union Surgicals | OP |  |  |  |  | 1850 | working | available
808 | Vandavasi | B.P.apparatus table model | C | LCD |  | 17.5.13 | Union Surgicals | OT |  |  |  |  | 1850 | working | available
809 | Vandavasi | Weighing machine infant | C |  |  | 12.10.08 | jupiter manufacturing | chidren ward |  | TNHSP/TNMSC/ENGG/P32E17/2008 DT. 11/06/2008 | 2008-10-14 |  | 673 | working | available
810 | Vandavasi | Steriliser Small (Instruments) | C | medium |  | 12.10.08 | JUPITER MANUFACTURING | OP |  | TNHSP/TNMSC/ENGG/P3E17/2008DT;11/08/2008 | 2008-10-14 |  | 1400 | working | available
811 | Vandavasi | Autoclave vertical single bin | C |  |  |  | JUPITER MANUFACTURING |  |  | TNHSP/TNMSC/P2E11/2007DT28/11/2007 |  |  | 21000 | not working | available
812 | Vandavasi | Suction Apparatus - Electrical | C | SUPREME-ISI |  | 3.6.09 | SABERWAL SURGICAL COPVTLTD | MW-2, OP-3, FW-1 |  | 13/NRHM/HSP/TNMSC/ENGG/2009DT;31/03/2009 | 3.6.09 |  | 5273(6) | working | available
813 | Vandavasi | Weighing Machine Electronic | C | [6 empty] | 01/NRHM/HSP/TNMSC/2009DT;25/08/2009 |  |  | 0 | working | available
814 | Vandavasi | UPS | C | 1BSEE0902338 |  |  | R~K~TECHHARD AND SOFT PVT LTD |  |  | 01/NRHM/HSP/TNMSC/2009DT;03/07/2009 |  |  | 27000 |  | available
815 | Vandavasi | Magnavision Lamp | C | 8008 |  | 15.3.11 | JUPITER MANUFACTURING WORKS~COIMBATORE. | LW | NRHM | O4R/NRHM/TNMSC/ENGG/2011 DT.12.02.2011 | 15.3.11 |  | 4400 | working | available
816 | Vandavasi | Generator | C | BEW 15 |  | 26.2.10 | Eakcon systems |  |  | 01/NRHM/HSP/TNMSC DT.25/08/2009 |  |  | 260624 | working | available
817 | Vandavasi | Infusion Pump/Infusion Syringe Pump/Insulin Syringe Pump | C | LPM-50BW |  | 2010-01-29 | JUPITER MANUFACTURING WORKS | F.W-2 |  | 02/NRHM/HSP/TNMSC/2009DT;25/06/2009 | 29.1.10 | 28.1.13 | 29500 | working | transfer to tambaram GH
818 | Vandavasi | Infusion Pump/Infusion Syringe Pump/Insulin Syringe Pump | C | LPM-50 |  | 2010-05-20 | JUPITER MANUFACTURING WORKS | chidren ward |  | 02/NRHM/HSP/TNMSDC/2009DT;25/08/2009 | 2010-05-20 |  | 30680 | working | available
819 | Vandavasi | Radiant Warmer | C | NICE20075 |  | 2008-02-20 | Madras surgicals | F~W-1 | TNHSP | TNHSP/TNMSC/P2E10/2007/19/09/2007 | 20.2.08 | 19.2.09 | 18387 | working | available
820 | Vandavasi | X.ray lobby single | C |  |  |  | VISHAL HOSPITALFURNITURE |  |  | 11/NRHM/HSP/TNMSC/ENGG/2009DT;31/03/2009 |  |  | 1029 | working | available
821 | Vandavasi | Cardiac Monitor | C | CM900 |  | 2009-06-25 | Trans health care | O~T-1 | [5 empty] | working | available
822 | Vandavasi | Autoclave vertical single bin | C |  |  | 2008-03-04 | JUPITER MANUFACTURING | M.W-1 O~T-1 |  | TNHSP/TNMSC/P2E11/2007DT;28/11/2007 |  |  | 43680 | not working | available
823 | Vandavasi | Radiant Warmer | C | NICE20075 | 091009000126, 091009000127 | 2008-11-10 | DATEX-OHMEDA( INDIA )~ CHENNAI -600 017. | F.W-2 |  | TNMSC/P3E9/TNHSP/08~DT.29.08.2008 |  |  | 37440 | working | available
824 | Vandavasi | Cardiac Monitor | C | CM900 |  | 2011-09-22 | Trans health care | F~W-1 O.P.-1 | [5 empty] | working | available
825 | Vandavasi | Focus lamp Ordinary | C | HOSPITECH |  | 2009-08-20 | JUPPITER MANUFACTURING WORKS | OT |  | 03/NRHM/HSP/TNMSC/2009DT.29/06/2009 | 2009-08-20 | 2012-07-31 | 12450 | working | available
826 | Vandavasi | Electri centrifuger | C | BDI152 | 20111545 | 2012-08-20 | SOLOKRAFTS INDUSTRIES | LAB | TNHSP | TNHSP/TNMSC/AG29E/2011DT04/10/2011 | 20.8.12 | 2015-08-20 | 5090 | working | available
827 | Vandavasi | Magnavision Lamp | C | Magnoscope |  | 2012-08-20 | SOLOKRAFTS INDUSTRIES~CHENNAI. | NCD CLINIC | TNHSP | TNHSP/TNMSE/ICB/AG31/2011 DT.19/10/2011 | 20.8.12 | 19.8.13 | 6987 | working | available
828 | Vandavasi | Generator | C | EXK 2800S | ENG9841239 | 2010-02-26 | FERMIER ENGINERUNG WORKS PVTLTD | BLOOD STORAGE CENTER | TNHSP | 18R/NRHM/HSP/TNMSC/2010DT;22/02/2010 | 2010-02-26 |  | 61549 | working | available
829 | Vandavasi | Cardiac Monitor | C | CM900 |  |  | Trans health care | OP | [5 empty] | working | available
830 | Vandavasi | Needle destroyer / Syringe Destroyer | C | Resprospark |  | 2008-09-17 | glolife equpments | d.op-1~fw-1~lab-1~ot-1~mw-1 | TNHSP | 296/08.09 dt. 5.9.08 | 2008-09-17 |  | 4711 | working | available
831 | Vandavasi | Mannual Colposcope | C | ARI II- D | R20130202 | 2013-04-15 | SOYTH INDIA SURGICALS CO.LTD | NCD CLINIC | TNHSP | TNHSP/TNMSC/ENGG/AG30/2011 | 2013-04-25 | 2014-03-14 | 136500 | working | available
832 | Vandavasi | Electric Calorimeter | C | PRIETEST EASY LAB | PEL1051213RBK | 2014-03-24 | ROBONIK (INDIA) PVT.LTD. | LAB | TNMSC | TNHSP/TNMSC/AG87B/2013DATED28/11/2013 | 2014-03-24 | 2015-04-24 | 20302 | working | available
833 | Vandavasi | Refrigerator | C | Electorlux |  | 2008-08-01 | Davey Pharma | OP |  | TNHSP/TNMSC/P2G5/2007 dt. 17.9.07 | 2008-08-01 |  | 10816 | working | available
834 | Vandavasi | Stadiometer | C |  |  | 17.5.13 | Union surgicals | [5 empty] | 440 | Working | available
835 | Vandavasi | Stadiometer | C |  |  | 26.3.14 | Madhu sudan |  | TNHSP | TNHSP/TNMSC/ENGG/AG26/2011 |  |  | 376 | Working | available
836 | Vandavasi | Digital PH meter | C | RPA-1 GRTICANPN | 1271 | 25.6.14 | RTL INTRUMENTATION PVT LTD | Lab | TNHSP | TNHSP/TNMSC/AG87B/2013-1 dt. 28.11.2013 | 25.6.14 | 24.6.15 | 60221 | working | available
837 | Vandavasi | Water Bath/Ultrasonic Water Bath | C |  |  | 8.6.05 | M.C.Dalal | BB |  | 10475/S&P/1/05.5 dt. 11.3.05 |  |  | 2600 | working | available
838 | Vandavasi | Infusion Pump/Infusion Syringe Pump/Insulin Syringe Pump | C | LPM-50 |  | 2010-05-20 | JUPITER MANUFACTURING WORKS | chidren ward |  | 02/NRHM/HSP/TNMSDC/2009DT;25/08/2009 | 2010-05-20 |  | 30680 | working | available
839 | Vandavasi | Infusion Pump/Infusion Syringe Pump/Insulin Syringe Pump | C | LPM-50 |  | 2010-05-20 | JUPITER MANUFACTURING WORKS | MW |  | 02/NRHM/HSP/TNMSDC/2009DT;25/08/2009 | 2010-05-20 |  | 30680 | working | available
840 | Vandavasi | Infusion Pump/Infusion Syringe Pump/Insulin Syringe Pump | C | LPM-50 |  | 2010-05-20 | JUPITER MANUFACTURING WORKS | MW |  | 02/NRHM/HSP/TNMSDC/2009DT;25/08/2009 | 2010-05-20 |  | 30680 | working | available
841 | Vandavasi | Infusion Pump/Infusion Syringe Pump/Insulin Syringe Pump | C | LPM-50BW |  | 2010-01-29 | JUPITER MANUFACTURING WORKS | F.W-2 |  | 02/NRHM/HSP/TNMSC/2009DT;25/06/2009 | 29.1.10 | 28.1.13 | 29500 | working | transfer to tambaram GH
842 | Vandavasi | VDRL Rotator / Mechanical Agitator | C | KVDRL | 1970 | 1.11.10 | SOLOKRAFT INDUSTRIES | LAB | TNHSP |  |  |  |  | working | available
843 | Vandavasi | Infant Warmer / Neonatal Warmer/Infant Open Care system | C | Nice 2007s |  | 2015-02-17 | Madras surgicals | OP (NBSU) | TNMSC | 11114/TNMSC/ENGG/2013-4DT08/12/2014 | 2015-02-17 | 2018-02-16 | 16266 | working | available
844 | Vandavasi | Hot air oven |  |  |  | 11.9.09 | Solokraft |  |  | TNHSP/TNMSC/ICB/P3E2/09 dt. 28.1.09 |  |  | 11953, 4% | working | available
845 | Vandavasi | Weighing machine |  |  |  | 16.3.12 | Alan |  |  | TNHSP/TNMSC/ENGG/4/2011 dt. 9.12.11 | 16.3.12 |  | 598 | working | available
846 | Vandavasi | Weighing Machine Electronic |  | Extreme |  | 16.5.13 | A one | NB |  |  |  |  | 2232 | working | available
847 | Vandavasi | ECG machine ordinary |  | EDAN |  | 13.9.13 | Madras surgicals | Casuality |  |  |  |  | 21450 |  | available
848 | Vandavasi | Hub cutter |  | Nil Sharps |  | 18.10.14 | Solokrafts | OP, Lab, CW, MW, OP, FW | TNMSC | 20533/ICWM/TNMSC/ENGG/2014-1 dt. 23.5.14 | 18.10.14 |  | 9756 | working | available
849 | Vandavasi | Shadowless Lamp stand model |  |  |  | 20.2.15 | General Surgicals |  |  | 114/TNMSC/ENGG/2013-3 dt. 8.12.14 | 20.2.15 | 19.2.18 | 37406.25 | working | available
850 | Vandavasi | Infusion pump |  | Infu 510 |  | 24.2.15 | AKASMEDICAL EQUIPMENT | NBSU | DMS | 114/TNMSC/ENGG/2013-3 dt. 8.12.14 | 24.2.15 | 23.2.18 | 20737 | working | available
851 | Vandavasi | Suction Apparatus - Electrical |  |  |  | 14.3.08 | Vin bio systems | OT | TNHSP | TNHSP/TNMSC/P2E18/2007 dt. 30.10.07 | 14.3.08 |  | 4314 | working | available
852 | Vandavasi | Weighing machine |  |  |  | 18.11.08 | JMW | OP | TNHSP | TNHSP/TNMSC/ENGG/BMWMS/2008 dt. 28.4.08 | 18.11.08 |  | 563 | working | available
853 | Vandavasi | Weighing Machine Electronic |  |  |  | 31.10.09 | Solokraft | OP |  | 09/NRHM/HSP/TNMSC/ENGG/2009 dt. 31.3.09 | 31.10.09 |  | 4200 | working | available
854 | Vandavasi | Lab Incubator |  |  |  | 11.9.09 | Solokraft | BB |  | TNHSP/TNMSC/ICB/P3E2/2009 dt. 26.1.09 | 11.9.09 |  | 11953, 4% | working | available
855 | Vandavasi | Lab Incubator |  |  |  | 8.10.09 | Solokraft | BB |  | 05/NRHM/HSP/TNMSC/2009 dt.15.9.09 |  |  | 11953, 4% | working | available
856 | Vandavasi | Radiant Warmer |  |  |  | 24.9.09 | Madras surgicals |  |  | 02/NRHM/HSP/TNMSC/2009 dt. 25.07.09 | 24.9.09 |  | 15700 |  | Transfereed to GTMCH on 4.1.12
857 | Vandavasi | Boyles apparatus with Circle Abosrber |  | Ecosafe |  | 28.11.08 | Solokraft | OT | TNHSP |  |  |  | 85280 | Working | available
858 | Vandavasi | Semi auto analyser |  | Prietest touch | AT0780209RBK | 20.4.09 | Robinik India pvt.Ltd | Lab | TNHSP | TNHSP/TNMSC/ICB/P3E2/2009 DT.28/01/2009 | 20.4.09 | 19.4.10 | 60690 | Working | available
859 | Vandavasi | Foot suction |  |  |  | 25.6.09 | JDHS T.V.Malai | [6 empty] | Working | available
860 | Vandavasi | Foot suction |  |  |  | 22.9.11 | JDHS T.V.Malai | [6 empty] | Working | available
861 | Vandavasi | Electri centrifuger |  |  |  | 18.9.09 | Rajendran electricals | BB |  | 05/NRHM/HSP/TNMSC |  |  | 9936 | Working | available
862 | Vandavasi | Autoclave two bin type |  |  |  | 23.4.08 | Solokraft | OT |  | TNHSP/TNMSC/P2E11/2007 dt. 28.11.07 | 23.4.08 | 22.4.09 | 33280 | not working | available
863 | Vandavasi | Autoclave two bin type |  |  |  | 27.1.09 | Solokraft | OP |  | TNHSP/TNMSC/P3E10/2008 dt. 10.9.08 | 27.1.09 |  | 61984 | working | available
864 | Vandavasi | Radiant Warmer |  |  |  | 24.9.09 | Madras surgicals |  |  | 02/NRHM/HSP/TNMSC/2009 dt. 25.07.09 | 24.9.09 |  | 15700 |  | Transfereed to GTMCH on 4.1.12
865 | Vandavasi | Radiant Warmer |  |  |  | 24.9.09 | Madras surgicals |  |  | 02/NRHM/HSP/TNMSC/2009 dt. 25.07.09 | 24.9.09 |  | 15700 |  | Transfereed to GTMCH on 4.1.12
866 | Vandavasi | Radiant Warmer |  |  |  | 24.9.09 | Madras surgicals |  |  | 02/NRHM/HSP/TNMSC/2009 dt. 25.07.09 | 24.9.09 |  | 15700 |  | Transfereed to GTMCH on 4.1.12
33693466.17