## Thiruvallur HMIS
DIRECTORATE OF MEDICAL AND RURAL HEALTH SERVICES
GOVERNMENT OF TAMIL NADU
REPORT : EQUIPMENT RECEIPT DETAILS REPORT-District Wise
District : TIRUVALLUR
PERIOD : 01/02/2010-25/02/2015
S.No. | Institution Name | Equipment Name | Equipment Code(Institution) | Equipment Category | Equipment Model No | Equipment Serial No | CPC Code | Date of Receipt | Manufacturer Name | Supplier Name | Location of Equipment | Source of Supply | Purchase Order No | Date of Installation | Warranty Valid Upto | Cost of the item | If AMC available | AMC valid upto | AMC agency name | Reported Date | Working Condition
1 | GUMMIDIPOONDI | Binocular Mircroscope | 00002/BIMS/1 | B2 | BDI-13A |  |  | 2014-01-02 | M/S B.D.I INSTRUMEN | SOLOKRAFTS IND | STORE | TNMSC |  |  | 2017-01-02 | 18 |  |  |  | 2014-07-02 |  | -1
2 | GUMMIDIPOONDI | Foetal Doppler | 00002/FDOP/2 | C | A100H | 411054589 |  | 2014-11-12 | Aeon technology p Ltd | Mediwaves | Labour ward | TNMSC | 17240/TNMSC/ENGG/2014-15 DT 16/05/2014 | 2014-11-12 | 2017-11-11 | 4650 |  |  |  | 2014-09-12 |  | -1
3 | GUMMIDIPOONDI | Pulse Oximeter | 00002/SPO2/2 | B2 | RAD8 | M73837 |  | 2014-06-12 | Masimo corporation | Grace Mfgandamp;Trading co. | sms | RCH | RCH-II/TNMSC/ENGG/E67/2014 Dt 5.3.14 | 2014-06-12 | 2016-06-11 | 68968 |  |  |  | 2014-09-12 |  | -1
4 | GUMMIDIPOONDI | Pulse Oximeter | 00002/SPO2/2 | B2 | Rad-8 | M73838 |  | 2014-06-12 | MASIMOcorporation | Grace Mfg.andamp;Trading co | sms | RCH | RCH-II/TNMSC/ENGG/E67/2014 Dt 5.3.14 | 2014-06-12 | 2019-06-11 | 68968 |  |  |  | 2014-09-12 |  | -1
5 | GUMMIDIPOONDI | PH meter | 00002/PHMT/1 | C | RAP-1GRTIOANPN | SN1250 |  | 2014-05-23 |  | RLT INSTRUMENTTION PVT LTD | SMS | TNHSP | TNHSP/TNMSC/AG87b/2013-1dated28.11.2013 | 2014-05-23 |  | 57353 |  |  |  | 2014-09-12 |  | -1
6 | GUMMIDIPOONDI | Haemoglobinometer | 00002/HBMT/1 | C |  | 2014011 |  | 2014-11-12 | BDI | solokrafts industries | MAINSTOR | TNHSP | TNHSP/TNMSC/ENGG/AG87b/2014 Dt 25.07.2014 | 2014-11-12 | 2015-11-11 | 9700 |  |  |  | 2014-09-12 |  | -1
7 | GUMMIDIPOONDI | Laryngoscope(Paediatric) | 00002/LAGP/1 | C | Pead |  |  | 1996-02-28 |  | Associated surgicals | OT | IPPV |  |  |  | 0 |  |  |  | 17-12-2010 |  | -1
8 | GUMMIDIPOONDI | A-Scan Biometer | 00002/ASB/1 | B | [5 empty] | In Nomed Medicals | Transfer to Pooneri |  |  |  |  | 0 |  |  |  | 17-12-2010 |  | -1
9 | GUMMIDIPOONDI | Keratometer | 00002/KER/1 | B |  |  |  | 2001-11-08 |  | Appasamy Associates | Transfer to Pooneri |  |  |  |  | 0 |  |  |  | 17-12-2010 |  | -1
10 | GUMMIDIPOONDI | Opthalmoscope Indirect | 00002/OPMSI/1 | C |  |  |  | 2009-01-24 |  | Suriya Surgicals | Store | TNMSC |  |  |  | 0 |  |  |  | 17-12-2010 |  | -1
11 | GUMMIDIPOONDI | Ultra Sonogram -MOBILE | 00002/IUSM/1 | B | F F Sonic |  |  | 1996-06-26 |  | Kody Elcot | Scan Room | IPPV |  |  |  | 0 |  |  |  | 17-12-2010 |  | -1
12 | GUMMIDIPOONDI | Electri centrifuger | 00002/CENT/1 | C | [7 empty] | PHC |  |  |  | 0 |  |  |  | 17-12-2010 |  | -1
13 | GUMMIDIPOONDI | Deep Freezer | 00002/DFRZR/1 | C |  |  |  | 1994-08-11 |  | JDHS | Transfer out to DDHS Sidapet |  |  |  |  | 0 |  |  |  | 17-12-2010 |  | -1
14 | GUMMIDIPOONDI | Glucometer | 00002/GLMT/1 | C |  |  |  | 2003-09-27 |  | Associated surgicals | Ward |  |  |  |  | 0 |  |  |  | 17-12-2010 |  | -1
15 | GUMMIDIPOONDI | Glucometer | 00002/GLMT/2 | C |  |  |  | 2003-09-27 |  | Associated surgicals | Store |  |  |  |  | 0 |  |  |  | 17-12-2010 |  | -1
16 | GUMMIDIPOONDI | Ice Lined Refrigerator | 00002/ILREF/1 | C |  |  |  | 1994-08-11 |  | JDHS | Transfer out to DDHS Sidapet |  |  |  |  | 0 |  |  |  | 17-12-2010 |  | -1
17 | GUMMIDIPOONDI | Refrigerator | 00002/REFR/2 | C | LG |  |  | 2007-10-03 |  | Sri Krish and CO | ICTC |  |  |  |  | 0 |  |  |  | 17-12-2010 |  | -1
18 | GUMMIDIPOONDI | Refrigerator | 00002/REFR/3 | C |  |  |  | 1996-03-21 |  | South India Surgicals | OP | IPPV |  |  |  | 0 |  |  |  | 17-12-2010 |  | -1
19 | GUMMIDIPOONDI | Refrigerator | 00002/REFR/4 | C |  |  |  | 1996-03-21 |  | South India Surgicals | OP | IPPV |  |  |  | 0 |  |  |  | 17-12-2010 |  | -1
20 | GUMMIDIPOONDI | Urine Analyser | 00002/URNA/1 | C |  |  |  | 2009-02-21 |  | Solocraft Industries | Store | DMS |  |  |  | 0 |  |  |  | 17-12-2010 |  | -1
21 | GUMMIDIPOONDI | Autoclave vertical single bin | 00002/ACV1/1 | C | 1 bin(V) |  |  | 2008-05-03 |  | Jupitor Manufacturing Works | Ward | TNHSP |  |  |  | 0 |  |  |  | 17-12-2010 |  | -1
22 | GUMMIDIPOONDI | Needle destroyer / Syringe Destroyer | 00002/NEED/3 | C |  |  |  | 2008-02-07 |  | Glo Life Care Equipments | OP | TNHSP |  |  |  | 0 |  |  |  | 17-12-2010 |  | -1
23 | GUMMIDIPOONDI | Autoclave vertical single bin | 00002/ACV1/2 | C | 1 bin(V) |  |  | 2008-05-03 |  | Jupitor Manufacturing Works | OP | TNHSP |  |  |  | 0 |  |  |  | 17-12-2010 |  | -1
24 | GUMMIDIPOONDI | Auto Clave HP Vertical (2 bin) | 00002/ACV2/1 | C | 16 x 24 |  |  | 2009-02-13 |  | Vishal Hospital Steel Furniture | Store | DMS |  |  |  | 0 |  |  |  | 17-12-2010 |  | -1
25 | GUMMIDIPOONDI | Auto Clave HP Vertical (2 bin) | 00002/ACV2/2 | C | 2 bin(V) |  |  | 2008-02-03 |  | Jupitor Manufacturing Works | OT | TNHSP |  |  |  | 0 |  |  |  | 17-12-2010 |  | -1
26 | GUMMIDIPOONDI | Auto Clave HP Vertical (2 bin) | 00002/ACV2/3 | C | Big |  |  | 1996-01-20 |  | Muthumee Surgicals | OT | IPPV |  |  |  | 0 |  |  |  | 17-12-2010 |  | -1
27 | GUMMIDIPOONDI | Auto Clave HP Vertical (2 bin) | 00002/ACV2/4 | C | High Pressure Stream Steriliser |  |  | 1997-07-01 |  |  | OT |  |  |  |  | 0 |  |  |  | 17-12-2010 |  | -1
28 | GUMMIDIPOONDI | Auto Clave HP Vertical (2 bin) | 00002/ACV2/5 | C | Medium |  |  | 1992-04-01 |  |  | OT | PHC |  |  |  | 0 |  |  |  | 17-12-2010 |  | -1
29 | GUMMIDIPOONDI | Auto Clave HP Vertical (2 bin) | 00002/ACV2/6 | C | Vertical |  |  | 2009-01-05 |  | Solocraft Industries | Store | DMS |  |  |  | 0 |  |  |  | 17-12-2010 |  | -1
30 | GUMMIDIPOONDI | Auto Clave HP Vertical (2 bin) | 00002/ACV2/7 | C | Vertical |  |  | 1992-04-01 |  |  | OP | PHC |  |  |  | 0 |  |  |  | 17-12-2010 |  | -1
31 | GUMMIDIPOONDI | Auto Clave HP Vertical (2 bin) | 00002/ACV2/8 | C | Vertical |  |  | 1992-04-01 |  |  | OP | PHC |  |  |  | 0 |  |  |  | 17-12-2010 |  | -1
32 | GUMMIDIPOONDI | Auto Clave HP Vertical (2 bin) | 00002/ACV2/9 | C | Vertical |  |  | 1992-04-01 |  |  | OP | PHC |  |  |  | 0 |  |  |  | 17-12-2010 |  | -1
33 | GUMMIDIPOONDI | Auto Clave HP Vertical (2 bin) | 00002/ACV2/10 | C |  |  |  | 1997-03-19 |  | Associated surgicals | OP |  |  |  |  | 0 |  |  |  | 17-12-2010 |  | -1
34 | GUMMIDIPOONDI | Auto Clave HP Vertical (2 bin) | 00002/ACV2/11 | C |  |  |  | 1997-03-19 |  | Associated surgicals | OP |  |  |  |  | 0 |  |  |  | 17-12-2010 |  | -1
35 | GUMMIDIPOONDI | Auto Clave HP Vertical (2 bin) | 00002/ACV2/12 | C |  |  |  | 1997-03-19 |  | Associated surgicals | OP |  |  |  |  | 0 |  |  |  | 17-12-2010 |  | -1
36 | GUMMIDIPOONDI | Focus lamp Ordinary | 00002/FOLP/1 | C |  |  |  | 1997-04-30 |  | Eagle Surgicals | OP |  |  |  |  | 0 |  |  |  | 17-12-2010 |  | -1
37 | GUMMIDIPOONDI | Focus lamp Ordinary | 00002/FOLP/2 | C |  |  |  | 1997-05-15 |  | General Surgicals | OP |  |  |  |  | 0 |  |  |  | 17-12-2010 |  | -1
38 | GUMMIDIPOONDI | Shadowless Lamp stand model | 00002/MOLT/1 | B | 4 in 1 |  |  | 2009-03-24 |  | Jupitor Manufacturing Works | Store | DMS |  |  |  | 0 |  |  |  | 17-12-2010 |  | -1
39 | GUMMIDIPOONDI | Shadowless Lamp stand model | 00002/MOLT/2 | B | Mobile |  |  | 2009-03-27 |  | Jupitor Manufacturing Works | Store | DMS |  |  |  | 0 |  |  |  | 17-12-2010 |  | -1
40 | GUMMIDIPOONDI | Shadowless Lamp stand model | 00002/MOLT/3 | B |  |  |  | 2009-05-18 |  | General Surgicals | Store | DMS |  |  |  | 0 |  |  |  | 17-12-2010 |  | -1
41 | GUMMIDIPOONDI | Shadowless Lamp stand model | 00002/MOLT/4 | B |  |  |  | 2009-05-18 |  | General Surgicals | Store | DMS |  |  |  | 0 |  |  |  | 17-12-2010 |  | -1
42 | GUMMIDIPOONDI | Shadowless Lamp stand model | 00002/MOLT/5 | B |  |  |  | 2008-10-02 |  | Jupitor Manufacturing Works | OT | TNHSP |  |  |  | 0 |  |  |  | 17-12-2010 |  | -1
43 | GUMMIDIPOONDI | Shadowless Lamp stand model | 00002/MOLT/6 | B |  |  |  | 2009-01-09 |  | Jupitor Manufacturing Works | OT | TNHSP |  |  |  | 0 |  |  |  | 17-12-2010 |  | -1
44 | GUMMIDIPOONDI | Shadowless Lamp stand model | 00002/MOLT/7 | B |  |  |  | 1997-08-20 |  |  | OT |  |  |  |  | 0 |  |  |  | 17-12-2010 |  | -1
45 | GUMMIDIPOONDI | Suction Apparatus - Electrical | 00002/SAEL/1 | C |  |  |  | 2009-05-18 |  | General Surgicals | OT | DMS |  |  |  | 0 |  |  |  | 17-12-2010 |  | -1
46 | GUMMIDIPOONDI | Suction Apparatus - Electrical | 00002/SAEL/2 | C |  |  |  | 2009-03-24 |  | Jupitor Manufacturing Works | OT | DMS |  |  |  | 0 |  |  |  | 17-12-2010 |  | -1
47 | GUMMIDIPOONDI | Suction Apparatus - Electrical | 00002/SAEL/3 | C |  |  |  | 2008-02-14 |  | Vin Bio tech | OT | TNHSP |  |  |  | 0 |  |  |  | 17-12-2010 |  | -1
48 | GUMMIDIPOONDI | Suction Apparatus - Electrical | 00002/SAEL/4 | C |  |  |  | 2009-02-13 |  | Vishal Hospital Steel Furniture | OT |  |  |  |  | 0 |  |  |  | 17-12-2010 |  | -1
49 | GUMMIDIPOONDI | Suction Apparatus - Electrical | 00002/SAEL/5 | C |  |  |  | 2009-02-13 |  | Vishal Hospital Steel Furniture | OT |  |  |  |  | 0 |  |  |  | 17-12-2010 |  | -1
50 | GUMMIDIPOONDI | Suction Apparatus - Electrical | 00002/SAEL/6 | C |  |  |  | 2009-02-13 |  | Vishal Hospital Steel Furniture | OT |  |  |  |  | 0 |  |  |  | 17-12-2010 |  | -1
51 | GUMMIDIPOONDI | Suction Apparatus - Electrical | 00002/SAEL/7 | C |  |  |  | 2009-02-13 |  | Vishal Hospital Steel Furniture | Store |  |  |  |  | 0 |  |  |  | 17-12-2010 |  | -1
52 | GUMMIDIPOONDI | Suction Apparatus - Electrical | 00002/SAEL/8 | C |  |  |  | 2009-02-13 |  | Vishal Hospital Steel Furniture | Store | TNHSP |  |  |  | 0 |  |  |  | 17-12-2010 |  | -1
53 | GUMMIDIPOONDI | Suction Apparatus - Electrical | 00002/SAEL/9 | C |  |  |  | 2009-02-13 |  | Vishal Hospital Steel Furniture | Store | TNHSP |  |  |  | 0 |  |  |  | 17-12-2010 |  | -1
54 | GUMMIDIPOONDI | Suction Apparatus - Electrical | 00002/SAEL/10 | C |  |  |  | 2009-02-13 |  | Vishal Hospital Steel Furniture | Store | TNHSP |  |  |  | 0 |  |  |  | 17-12-2010 |  | -1
55 | GUMMIDIPOONDI | Suction Apparatus - Electrical | 00002/SAEL/11 | C |  |  |  | 2009-02-13 |  | Vishal Hospital Steel Furniture | Store | TNHSP |  |  |  | 0 |  |  |  | 17-12-2010 |  | -1
56 | GUMMIDIPOONDI | Suction Apparatus - Electrical | 00002/SAEL/12 | C |  |  |  | 1996-02-26 |  |  | OT | IPPV |  |  |  | 0 |  |  |  | 17-12-2010 |  | -1
57 | GUMMIDIPOONDI | Suction Apparatus - Electrical | 00002/SAEL/13 | C |  |  |  | 1992-04-01 |  |  | Transfer out to GH - Poomallee | PHC |  |  |  | 0 |  |  |  | 17-12-2010 |  | -1
58 | GUMMIDIPOONDI | Suction Apparatus - Foot operated | 00002/SAFO/1 | B | Foot Operated |  |  | 1996-02-23 |  | Saberval Brothers | L R | IPPV |  |  |  | 0 |  |  |  | 17-12-2010 |  | -1
59 | GUMMIDIPOONDI | Sterilizer Medium (Instrument) | 00002/STMD/1 | C | 16x9 |  |  | 2008-04-17 |  | Suriya Surgicals | L W | TNHSP |  |  |  | 0 |  |  |  | 17-12-2010 |  | -1
60 | GUMMIDIPOONDI | Sterilizer Medium (Instrument) | 00002/STMD/2 | C | 16x9 |  |  | 2008-04-17 |  | Suriya Surgicals | OT | TNHSP |  |  |  | 0 |  |  |  | 17-12-2010 |  | -1
61 | GUMMIDIPOONDI | Steriliser Small (Instruments) | 00002/STSL/1 | C | 12 x 9 |  |  | 1992-01-04 |  |  | OP | PHC |  |  |  | 0 |  |  |  | 17-12-2010 |  | -1
62 | GUMMIDIPOONDI | Steriliser Small (Instruments) | 00002/STSL/2 | C | 12 x 9 |  |  | 1992-01-04 |  |  | OP | PHC |  |  |  | 0 |  |  |  | 17-12-2010 |  | -1
63 | GUMMIDIPOONDI | Steriliser Small (Instruments) | 00002/STSL/3 | C | 12x9 |  |  | 2008-04-17 |  | Suriya Surgicals | Store | TNHSP |  |  |  | 0 |  |  |  | 17-12-2010 |  | -1
64 | GUMMIDIPOONDI | Steriliser Small (Instruments) | 00002/STSL/4 | C | 12x9 |  |  | 2008-04-17 |  | Suriya Surgicals | Store | TNHSP |  |  |  | 0 |  |  |  | 17-12-2010 |  | -1
65 | GUMMIDIPOONDI | Operation Table Hydraulic Major | 00002/TAMA/1 | B2 | [5 empty] | General Surgicals | OT | DMS |  |  |  | 0 |  |  |  | 17-12-2010 |  | -1
66 | GUMMIDIPOONDI | Operation Table Hydraulic Major | 00002/TAMA/3 | B2 |  |  |  | 2009-03-19 |  | Jupitor Manufacturing Works | OT | DMS |  |  |  | 0 |  |  |  | 17-12-2010 |  | -1
67 | GUMMIDIPOONDI | Alpha Bed with motor | 00002/ABM/1 | C |  |  |  | 2003-09-27 |  | Associated surgicals | Store | DMRHS |  |  |  | 0 |  |  |  | 17-12-2010 |  | -1
68 | GUMMIDIPOONDI | Alpha Bed with motor | 00002/ABM/2 | C |  |  |  | 2003-09-27 |  | Associated surgicals | Store | DMRHS |  |  |  | 0 |  |  |  | 17-12-2010 |  | -1
69 | GUMMIDIPOONDI | Alpha Bed with motor | 00002/ABM/3 | C |  |  |  | 2007-06-28 |  | Jupitor Manufacturing Works | Store | DMandRHS |  |  |  | 0 |  |  |  | 17-12-2010 |  | -1
70 | GUMMIDIPOONDI | Computer | 00002/COMP/1 | C |  |  |  | 2007-10-30 |  | HCL Info Systems | ICTC | TANSACS |  |  |  | 0 |  |  |  | 17-12-2010 |  | -1
71 | GUMMIDIPOONDI | Nebuliser Adult | 00002/NEBA/1 | C |  |  |  | 1999-05-25 |  | Associated surgicals | Ward | DMandRHS |  |  |  | 0 |  |  |  | 17-12-2010 |  | -1
72 | GUMMIDIPOONDI | Nebuliser Adult | 00002/NEBA/2 | C |  |  |  | 2003-09-27 |  | Associated surgicals | Ward | DMandRHS |  |  |  | 0 |  |  |  | 17-12-2010 |  | -1
73 | GUMMIDIPOONDI | Nebuliser Adult | 00002/NEBA/3 | C |  |  |  | 1996-03-25 |  | Phoenix Medicals | OP | IPPV |  |  |  | 0 |  |  |  | 17-12-2010 |  | -1
74 | GUMMIDIPOONDI | Needle destroyer / Syringe Destroyer | 00002/NEED/1 | C |  |  |  | 2008-02-07 |  | Glo Life Care Equipments | OP | TNHSP |  |  |  | 0 |  |  |  | 17-12-2010 |  | -1
75 | GUMMIDIPOONDI | Needle destroyer / Syringe Destroyer | 00002/NEED/2 | C |  |  |  | 2008-02-07 |  | Glo Life Care Equipments | OP | TNHSP |  |  |  | 0 |  |  |  | 17-12-2010 |  | -1
76 | GUMMIDIPOONDI | Needle destroyer / Syringe Destroyer | 00002/NEED/4 | C |  |  |  | 2008-02-07 |  | Glo Life Care Equipments | OP | TNHSP |  |  |  | 0 |  |  |  | 17-12-2010 |  | -1
77 | GUMMIDIPOONDI | Needle destroyer / Syringe Destroyer | 00002/NEED/5 | C |  |  |  | 2008-02-07 |  | Glo Life Care Equipments | OP | TNHSP |  |  |  | 0 |  |  |  | 17-12-2010 |  | -1
78 | GUMMIDIPOONDI | Needle destroyer / Syringe Destroyer | 00002/NEED/6 | C |  |  |  | 2008-02-07 |  | Glo Life Care Equipments | OP | TNHSP |  |  |  | 0 |  |  |  | 17-12-2010 |  | -1
79 | GUMMIDIPOONDI | Needle destroyer / Syringe Destroyer | 00002/NEED/7 | C |  |  |  | 2003-06-28 |  | Linco Scientific India Ltd. | OP | DMS |  |  |  | 0 |  |  |  | 17-12-2010 |  | -1
80 | GUMMIDIPOONDI | Needle destroyer / Syringe Destroyer | 00002/NEED/8 | C |  |  |  | 2003-06-28 |  | Linco Scientific India Ltd. | store | DMS |  |  |  | 0 |  |  |  | 17-12-2010 |  | -1
81 | GUMMIDIPOONDI | Needle destroyer / Syringe Destroyer | 00002/NEED/9 | C |  |  |  | 2003-06-28 |  | Linco Scientific India Ltd. | store | DMS |  |  |  | 0 |  |  |  | 17-12-2010 |  | -1
82 | GUMMIDIPOONDI | Weighing Machine Electronic | 00002/WME/1 | C | Electronic |  |  | 2009-01-25 |  | Suriya Surgicals | Store | DMS |  |  |  | 0 |  |  |  | 17-12-2010 |  | -1
83 | GUMMIDIPOONDI | IR Lamp | 00002/IRLMP/1 | C | [6 empty] | Sidda |  |  |  |  | 0 |  |  |  | 17-12-2010 |  | -1
84 | GUMMIDIPOONDI | Formaline dispenser | 00002/FORD/1 | C |  |  |  | 2003-11-14 |  | South India Surgicals | Store | DMS |  |  |  | 0 |  |  |  | 17-12-2010 |  | -1
85 | GUMMIDIPOONDI | Formaline dispenser | 00002/FORD/2 | C |  |  |  | 2007-11-08 |  | Vibash Surgicals | OT | DMS |  |  |  | 0 |  |  |  | 17-12-2010 |  | -1
86 | GUMMIDIPOONDI | X.ray lobby single | 00002/XRLS/1 | C | [11 empty] | 0 |  |  |  | 17-12-2010 |  | -1
87 | GUMMIDIPOONDI | B.P.apparatus stand model | 00002/BPAS/1 | C | Box |  |  | 1992-04-01 |  |  | OP | From PHC |  |  |  | 0 |  |  |  | 17-12-2010 |  | -1
88 | GUMMIDIPOONDI | B.P.apparatus stand model | 00002/BPAS/2 | C | Stand |  |  | 1997-02-06 |  | Eagle Surgicals | OP | DMS |  |  |  | 0 |  |  |  | 17-12-2010 |  | -1
89 | GUMMIDIPOONDI | B.P.apparatus stand model | 00002/BPAS/3 | C | Stand |  |  | 1996-04-15 |  | Eagle Surgicals | L R | DMS |  |  |  | 0 |  |  |  | 17-12-2010 |  | -1
90 | GUMMIDIPOONDI | B.P.apparatus stand model | 00002/BPAS/4 | C | Stand |  |  | 2008-12-11 |  | Jupitor Manufacturing Works | Ward | TNHSP |  |  |  | 0 |  |  |  | 17-12-2010 |  | -1
91 | GUMMIDIPOONDI | B.P.apparatus stand model | 00002/BPAS/5 | C | Stand |  |  | 2008-12-11 |  | Jupitor Manufacturing Works | OP | TNHSP |  |  |  | 0 |  |  |  | 17-12-2010 |  | -1
92 | GUMMIDIPOONDI | B.P.apparatus stand model | 00002/BPAS/6 | C |  |  |  | 2001-05-07 |  | DD Medicals | Ward |  |  |  |  | 0 |  |  |  | 17-12-2010 |  | -1
93 | GUMMIDIPOONDI | B.P.apparatus stand model | 00002/BPAS/7 | C |  |  |  | 2003-03-31 |  | JDHS Thiruvallur | Ward |  |  |  |  | 0 |  |  |  | 17-12-2010 |  | -1
94 | GUMMIDIPOONDI | B.P.apparatus table model | 00002/BPAT/1 | C | Infant |  |  | 1996-04-15 |  | Associated surgicals | OT | IPPV |  |  |  | 0 |  |  |  | 17-12-2010 |  | -1
95 | GUMMIDIPOONDI | ECG machine ordinary | 00002/ECGO/1 | B | 108 T |  |  | 1998-03-20 |  | BPL india (P) Ltd. | X-Ray Dept. |  |  |  |  | 12151 |  |  |  | 17-12-2010 |  | -1
96 | GUMMIDIPOONDI | ECG machine ordinary | 00002/ECGO/2 | B |  |  |  | 2009-01-09 |  | Solocraft Industries | Transfer out to GH - Thiruvallur | DMS | 51190/Sandamp;P/1/08 dt /11/08 |  |  | 27000 |  |  |  | 17-12-2010 |  | -1
97 | GUMMIDIPOONDI | ECG machine ordinary | 00002/ECGO/3 | B |  |  |  | 2009-01-09 |  | Solocraft Industries | Transfer out to GH - Thiruvallur | DMS | 51190/Sandamp;P/1/08 dt 11/08 |  |  | 27000 |  |  |  | 17-12-2010 |  | -1
98 | GUMMIDIPOONDI | ECG machine ordinary | 00002/ECGO/4 | B |  |  |  | 2009-01-09 |  | Solocraft Industries | Transfer out to GH - Thiruvallur | DMS | 51190/Sandamp;P/1/08 dt /11/08 |  |  | 27000 |  |  |  | 17-12-2010 |  | -1
99 | GUMMIDIPOONDI | ECG machine ordinary | 00002/ECGO/5 | B |  |  |  | 2009-01-09 |  | Solocraft Industries | Transfer out to GH - Thiruvallur | DMS | 51190/Sandamp;P/1/08 dt /11/08 |  |  | 27000 |  |  |  | 17-12-2010 |  | -1
100 | GUMMIDIPOONDI | ECG machine ordinary | 00002/ECGO/6 | B |  |  |  | 2009-01-09 |  | Solocraft Industries | Transfer out to GH - Thiruvallur | DMS | 51190/Sandamp;P/1/08 dt /11/08 |  |  | 27000 |  |  |  | 17-12-2010 |  | -1
101 | GUMMIDIPOONDI | ECG machine ordinary | 00002/ECGO/7 | B |  |  |  | 2009-01-09 |  | Solocraft Industries | OP | DMS | 51190/Sandamp;P/1/08 dt /11/08 |  |  | 27000 |  |  |  | 17-12-2010 |  | -1
102 | GUMMIDIPOONDI | ECG machine ordinary | 00002/ECGO/8 | B |  |  |  | 2009-01-09 |  | Solocraft Industries | Ward | DMS | 51190/Sandamp;P/1/08 dt /11/08 |  |  | 27000 |  |  |  | 17-12-2010 |  | -1
103 | GUMMIDIPOONDI | ECG machine ordinary | 00002/ECGO/9 | B |  |  |  | 2009-01-09 |  | Solocraft Industries | Ward | DMS | 51190/Sandamp;P/1/08 dt /11/08 |  |  | 27000 |  |  |  | 17-12-2010 |  | -1
104 | GUMMIDIPOONDI | ECG machine ordinary | 00002/ECGO/10 | B |  |  |  | 2009-01-09 |  | Solocraft Industries | Camp | DMS | 51190/Sandamp;P/1/08 dt /11/08 |  |  | 27000 |  |  |  | 17-12-2010 |  | -1
105 | GUMMIDIPOONDI | ECG machine ordinary | 00002/ECGO/11 | B |  |  |  | 2009-01-09 |  | Solocraft Industries | OP | DMS | 51190/Sandamp;P/1/08 dt /11/08 |  |  | 27000 |  |  |  | 17-12-2010 |  | -1
106 | GUMMIDIPOONDI | Infusion pump | 00002/INPM/1 | C | Akas 300 |  |  | 2007-03-24 |  | Aksh Medicals | Store | DMS | 103928/Sandamp;P/1/2006 dt |  |  | 24400 |  |  |  | 17-12-2010 |  | -1
107 | GUMMIDIPOONDI | Pulse Oximeter | 00002/SPO2/1 | B | Nonin |  |  | 1998-02-14 |  | Health Care India Pvt . Ltd. | OT | TNMSC | TNMSC/Equp/98 dt 14/11/98 |  |  | 34000 |  |  |  | 17-12-2010 |  | -1
108 | GUMMIDIPOONDI | Dental Chair | 00002/DECH/1 | B2 | [5 empty] | Confident Dental Equipments | Dental OP | TNMSC | 2537/TNMSC/ENGG/2007 |  |  | 99200 |  |  |  | 17-12-2010 |  | -1
109 | GUMMIDIPOONDI | Laryngoscope(Adult) | 00002/LAGA/1 | C |  |  |  | 1997-10-05 |  | Associated surgicals | OT | IPPV |  |  |  | 0 |  |  |  | 17-12-2010 |  | -1
110 | GUMMIDIPOONDI | Laryngoscope(Paediatric) | 00002/LAGP/2 | C | Neo tal |  |  | 1996-02-28 |  | Associated surgicals | OT | IPPV | 40/S2/ICB-I/95 dt 02/12/95 |  |  | 562 |  |  |  | 17-12-2010 |  | -1
111 | GUMMIDIPOONDI | Laryngoscope(Paediatric) | 00002/LAGP/3 | C | Neo tal |  |  | 2009-03-25 |  | Jupitor Manufacturing Works | Store | DMS |  |  |  | 3400 |  |  |  | 17-12-2010 |  | -1
112 | MADHAVARAM | Suction Apparatus - Electrical | 00003/SAEL/3 | C | [6 empty] | Ward |  |  |  |  | 0 |  |  |  | 17-12-2010 |  | -1
113 | GUMMIDIPOONDI | Boyles apparatus with out Circle Abosrber | 00002/BAOCA/2 | B | Ohmeda |  |  | 1996-04-20 |  | BOC India | OT | IPPV |  |  |  | 0 |  |  |  | 17-12-2010 |  | -1
114 | GUMMIDIPOONDI | Boyles apparatus with out Circle Abosrber | 00002/BAOCA/3 | B | [6 empty] | Transfer out to PHC | PHC |  |  |  | 0 |  |  |  | 17-12-2010 |  | -1
115 | GUMMIDIPOONDI | Foetal Monitor | 00002/FAMON/1 | B |  |  |  | 2003-09-27 |  | Associated surgicals | L W | DMandRHS |  |  |  | 0 |  |  |  | 17-12-2010 |  | -1
116 | GUMMIDIPOONDI | Foetal Doppler | 00002/FDOP/1 | C |  |  |  | 1996-03-25 |  |  | L W |  |  |  |  | 0 |  |  |  | 17-12-2010 |  | -1
117 | GUMMIDIPOONDI | Phototherapy Unit | 00002/PHTU/1 | C |  |  |  | 1996-08-03 |  | Bet Medicals | L W | IPPV |  |  |  | 0 |  |  |  | 17-12-2010 |  | -1
118 | GUMMIDIPOONDI | Radiant Warmer | 00002/RAWR/1 | C | Phoenix |  |  | 1996-03-25 |  | Phoenix Medicals | L W | IPPV |  |  |  | 0 |  |  |  | 17-12-2010 |  | -1
119 | GUMMIDIPOONDI | Weighing machine adult | 00002/WTMA/1 | C | Adult |  |  | 1997-02-26 |  | Associated surgicals | OP | DMS |  |  |  | 0 |  |  |  | 17-12-2010 |  | -1
120 | GUMMIDIPOONDI | Weighing machine adult | 00002/WTMA/2 | C | Adult |  |  | 1997-02-26 |  | Associated surgicals | OT | DMS |  |  |  | 0 |  |  |  | 17-12-2010 |  | -1
121 | GUMMIDIPOONDI | Weighing machine adult | 00002/WTMA/3 | C | Adult |  |  | 1997-02-26 |  | Associated surgicals | OT | DMS |  |  |  | 0 |  |  |  | 17-12-2010 |  | -1
122 | GUMMIDIPOONDI | Weighing machine adult | 00002/WTMA/4 | C | Bathroom Type |  |  | 1992-01-04 |  |  | Store | PHC |  |  |  | 0 |  |  |  | 17-12-2010 |  | -1
123 | GUMMIDIPOONDI | Weighing machine adult | 00002/WTMA/5 | C | Bathroom Type |  |  | 1992-01-04 |  |  | Store | PHC |  |  |  | 0 |  |  |  | 17-12-2010 |  | -1
124 | GUMMIDIPOONDI | Weighing machine adult | 00002/WTMA/6 | C | Bathroom Type |  |  | 1992-01-04 |  |  | Store | PHC |  |  |  | 0 |  |  |  | 17-12-2010 |  | -1
125 | GUMMIDIPOONDI | Weighing machine adult | 00002/WTMA/7 | C | Bathroom Type |  |  | 1992-01-04 |  |  | Store | PHC |  |  |  | 0 |  |  |  | 17-12-2010 |  | -1
126 | GUMMIDIPOONDI | Weighing machine infant | 00002/WTMB/1 | C | Baby |  |  | 1999-02-21 |  | Associated surgicals | Store | DMS |  |  |  | 0 |  |  |  | 17-12-2010 |  | -1
127 | GUMMIDIPOONDI | Weighing machine infant | 00002/WTMB/2 | C | Baby |  |  | 1997-02-26 |  | Associated surgicals | L R | DMS |  |  |  | 0 |  |  |  | 17-12-2010 |  | -1
128 | MADHAVARAM | Mannual Colposcope | 00003/CALPM/1 | C |  |  |  | 2013-03-12 |  | south india surgical co ltd |  | TNHSP |  | 2013-03-28 | 2014-03-28 | 136500 |  |  |  | 26-4-2013 |  | -1
129 | MADHAVARAM | operation table | 00003/undefined/1 |  |  |  |  | 2008-12-08 |  |  | OT | TNHSP |  |  |  | 0 |  |  |  | 28-1-2011 |  | -1
130 | MADHAVARAM | ECG machine ordinary | 00003/ECGO/2 | B2 |  |  |  | 2012-12-08 |  | alpha medicals | IP | OTHERS |  | 2012-12-08 | 2013-12-12 | 30000 |  |  |  | 29-5-2013 |  | -1
131 | MADHAVARAM | B.P.apparatus table model | 00003/BPAT/5 | C |  |  |  | 2012-06-16 |  | madusudanan | ncd room | TNHSP |  | 2012-06-16 |  | 1251 |  |  |  | 29-5-2013 |  | -1
132 | MADHAVARAM | Suction Apparatus - Electrical | 00003/SAEL/7 | C |  |  |  | 2009-02-24 |  |  | IP | TNHSP |  |  |  | 0 |  |  |  | 28-1-2011 |  | -1
133 | MADHAVARAM | Operation Table Hydraulic Major | 00003/TAMA/2 | B2 |  |  |  | 2008-12-08 |  |  | ot | TNHSP |  |  |  | 0 |  |  |  | 2013-11-10 |  | -1
134 | MADHAVARAM | Printer | 00003/PRINT/2 | C | laser |  |  | 2009-03-03 | brother | lipi data system ltd | computer room | TNHSP |  | 2009-07-07 |  | 8500 |  |  |  | 2013-11-10 |  | -1
135 | MADHAVARAM | O2 Cylinder- A type | 00003/OCA/1 | C |  |  |  | 2009-03-04 |  | solokraft industries | OT | DMS |  |  |  | 4870 |  |  |  | 2013-08-11 |  | -1
136 | MADHAVARAM | N2O Cylinder - A type | 00003/N2OA/2 | C |  |  |  | 2009-03-04 |  | solo kraft industries | OT | DMS |  |  |  | 5250 |  |  |  | 2013-08-11 |  | -1
137 | MADHAVARAM | Stethoscope | 00003/STES/1 | C |  |  |  | 2009-03-25 |  | Jupiter Manufacturing Works | OT | DMS |  |  |  | 0 |  |  |  | 2013-11-11 |  | -1
138 | MADHAVARAM | O2 Cylinder- A type | 00003/OCA/2 | C |  |  |  | 2009-03-04 |  | solo kraft industries | OT | DMS |  |  |  | 4870 |  |  |  | 2013-08-11 |  | -1
139 | MADHAVARAM | O2 Cylinder- A type | 00003/OCA/3 | C |  |  |  | 2009-03-04 |  | solo kraft industries | OT | DMS |  |  |  | 4870 |  |  |  | 2013-08-11 |  | -1
140 | MADHAVARAM | O2 Cylinder- B type | 00003/OCB/2 | C |  |  |  | 2008-11-05 |  | jupiter manufacture | ip | TNHSP |  |  |  | 0 |  |  |  | 2013-08-11 |  | -1
141 | MADHAVARAM | O2 Cylinder- B type | 00003/OCB/3 | C |  |  |  | 2008-11-05 |  | jupier manufacture | post operative ward | TNHSP |  |  |  | 0 |  |  |  | 2013-08-11 |  | -1
142 | MADHAVARAM | N2O Cylinder - A type | 00003/N2OA/1 | C |  |  |  | 2009-03-04 |  | solo kraft industries | OT | DMS |  |  |  | 5250 |  |  |  | 2013-08-11 |  | -1
143 | MADHAVARAM | Shadowless Lamp stand model | 00003/MOLT/6 | B | with halogen bulb |  |  | 2009-03-25 |  |  | OT | DMS |  | 2009-03-25 |  | 40000 |  |  |  | 2013-02-12 |  | -1
144 | MADHAVARAM | N2O Cylinder - A type | 00003/N2OA/3 | C |  |  |  | 2009-02-12 |  | solo kraft industries | OT | DMS |  |  |  | 5250 |  |  |  | 2013-08-11 |  | -1
145 | MADHAVARAM | Shadowless Lamp stand model | 00003/MOLT/7 | B | single halogen bulb |  |  | 2013-03-27 |  |  |  | DMS |  |  |  | 26000 |  |  |  | 2013-02-12 |  | -1
146 | MADHAVARAM | O2 Cylinder- B type | 00003/OCB/1 | C |  |  |  | 2009-03-04 |  | solo kraft | labour ward | DMS |  |  |  | 4870 |  |  |  | 2013-08-11 |  | -1
147 | MADHAVARAM | B.P.apparatus table model | 00003/BPAT/7 | C |  |  |  | 2013-11-08 |  | chennaisurgial | ip | OTHERS |  |  |  | 1942 |  |  |  | 2013-03-12 |  | -1
148 | MADHAVARAM | B.P.apparatus dial model | 00003/BPAD/1 | C |  |  |  | 2013-11-08 |  | chennaisurgial | ncd | OTHERS |  | 2013-11-08 |  | 777 |  |  |  | 2013-03-12 |  | -1
149 | MADHAVARAM | Foetal Doppler | 00003/FDOP/1 | C |  |  |  | 2009-01-24 |  | carewell medical system | labourward | OTHERS |  | 2009-01-24 |  | 6760 |  |  |  | 2013-02-12 |  | -1
150 | MADHAVARAM | Inverter | 00003/INV/2 | C |  |  |  | 2013-11-08 |  | digitalpowerinvertter | postoperative ward | OTHERS |  | 2013-11-08 |  | 45725 |  |  |  | 2013-03-12 |  | -1
151 | MADHAVARAM | Stethoscope | 00003/STES/2 | C |  |  |  | 2012-04-04 |  | chennai surgicalsandamp;pharma | IP | OTHERS |  |  |  | 250 |  |  |  | 2013-02-12 |  | -1
152 | MADHAVARAM | Stethoscope | 00003/STES/4 | C |  |  |  | 2012-04-04 |  | CHENNAI SURGICAL | OP | OTHERS |  | 2012-04-04 |  | 250 |  |  |  | 2013-02-12 |  | -1
153 | MADHAVARAM | Stethoscope | 00003/STES/3 | C |  |  |  | 2012-04-04 |  | CHENNAI SURGICAL | op | OTHERS |  | 2012-04-04 |  | 250 |  |  |  | 2013-02-12 |  | -1
154 | MADHAVARAM | Stethoscope | 00003/STES/5 | C |  |  |  | 2012-04-04 |  | CHENNAI SURGICAL | OT | OTHERS |  |  |  | 250 |  |  |  | 2013-02-12 |  | -1
155 | MADHAVARAM | Binocular Mircroscope | 00003/BIMS/1 | B2 | BDI-13A |  |  | 2014-01-08 | B.D.I. Instrumentation (India) | Solokrafts Industries | laboratory |  | TNHSP/TNMSC/AG87c/2013 dt 22/10/2013 | 2014-02-07 | 2015-01-07 | 18600 |  |  |  | 29-1-2014 |  | -1
156 | MADHAVARAM | Stethoscope | 00003/STES/6 | C |  |  |  | 2012-04-04 |  | CHENNAI SURGICAL | POST OP WARD | OTHERS |  |  |  | 250 |  |  |  | 2013-02-12 |  | -1
157 | MADHAVARAM | Stethoscope | 00003/STES/7 | C |  |  |  | 2012-04-04 |  |  | LABOUR WARD | OTHERS |  |  |  | 250 |  |  |  | 2013-02-12 |  | -1
158 | MADHAVARAM | B.P.apparatus table model | 00003/BPAT/6 | C |  |  |  | 2013-11-08 |  | CHENNAISURGIALS | op | OTHERS |  | 2013-11-08 |  | 3885 |  |  |  | 2013-02-12 |  | -1
159 | MADHAVARAM | B.P.apparatus stand model | 00003/BPAS/1 | C | Stand | [5 empty] | OT |  |  |  |  | 0 |  |  |  | 17-12-2010 |  | -1
160 | MADHAVARAM | B.P.apparatus table model | 00003/BPAT/1 | C | Box | [5 empty] | OT |  |  |  |  | 0 |  |  |  | 17-12-2010 |  | -1
161 | MADHAVARAM | B.P.apparatus table model | 00003/BPAT/2 | C | Box | [5 empty] | L W |  |  |  |  | 0 |  |  |  | 17-12-2010 |  | -1
162 | MADHAVARAM | B.P.apparatus table model | 00003/BPAT/3 | C | Box | [5 empty] | Ward |  |  |  |  | 0 |  |  |  | 17-12-2010 |  | -1
163 | MADHAVARAM | B.P.apparatus table model | 00003/BPAT/4 | C | Box | [5 empty] | Ward |  |  |  |  | 0 |  |  |  | 17-12-2010 |  | -1
164 | MADHAVARAM | Infusion pump | 00003/INPM/1 | C | Akas |  |  | 2007-03-17 |  | Aksh Medicals | Ward | DMS |  |  |  | 0 |  |  |  | 17-12-2010 |  | -1
165 | MADHAVARAM | Infusion pump | 00003/INPM/2 | C | Akas |  |  | 2007-03-17 |  | Aksh Medicals | Ward | DMS |  |  |  | 0 |  |  |  | 17-12-2010 |  | -1
166 | MADHAVARAM | Ultra Sonogram -MOBILE | 00003/IUSM/1 | B | L and T Sota |  |  | 2003-01-24 |  | L andT | Scan Room |  |  |  |  | 0 |  |  |  | 17-12-2010 |  | -1
167 | MADHAVARAM | Glucometer | 00003/GLMT/1 | C | Glucocare |  |  | 2003-08-24 |  | Associated surgicals | Lab |  |  |  |  | 0 |  |  |  | 17-12-2010 |  | -1
168 | MADHAVARAM | Auto Clave HP Vertical (2 bin) | 00003/ACV2/1 | C |  |  |  | 1993-07-14 |  | Transferred form Vellyur | Ward |  |  |  |  | 0 |  |  |  | 17-12-2010 |  | -1
169 | MADHAVARAM | Auto Clave HP Vertical (2 bin) | 00003/ACV2/2 | C |  |  |  | 1984-01-11 |  |  | To Pothaturpet |  |  |  |  | 0 |  |  |  | 17-12-2010 |  | -1
170 | MADHAVARAM | Shadowless Lamp stand model | 00003/MOLT/1 | B |  |  |  | 1993-07-15 |  |  | OT |  |  |  |  | 0 |  |  |  | 17-12-2010 |  | -1
171 | MADHAVARAM | Suction Apparatus - Electrical | 00003/SAEL/1 | C | [6 empty] | Ward |  |  |  |  | 0 |  |  |  | 17-12-2010 |  | -1
172 | MADHAVARAM | Suction Apparatus - Electrical | 00003/SAEL/2 | C | [6 empty] | Ward |  |  |  |  | 0 |  |  |  | 17-12-2010 |  | -1
173 | MADHAVARAM | Operation Table Hydraulic Major | 00003/TAMA/1 | B2 |  |  |  | 1993-07-22 |  | Transferred form Vellyur | OT |  |  |  |  | 0 |  |  |  | 17-12-2010 |  | -1
174 | MADHAVARAM | Needle destroyer / Syringe Destroyer | 00003/NEED/1 | C | Microsil |  |  | 2003-07-14 |  | Linco Scientific India Ltd. | OP |  |  |  |  | 0 |  |  |  | 17-12-2010 |  | -1
175 | MADHAVARAM | Needle destroyer / Syringe Destroyer | 00003/NEED/2 | C | Microsil |  |  | 2003-07-14 |  | Linco Scientific India Ltd. | Ward |  |  |  |  | 0 |  |  |  | 17-12-2010 |  | -1
176 | MADHAVARAM | Needle destroyer / Syringe Destroyer | 00003/NEED/3 | C | Microsil |  |  | 2003-07-14 |  | Linco Scientific India Ltd. | Ward |  |  |  |  | 0 |  |  |  | 17-12-2010 |  | -1
177 | MADHAVARAM | Needle destroyer / Syringe Destroyer | 00003/NEED/4 | C | Reprospark | 7632 |  | 2008-07-01 |  | Glo Life Care Equipments | Ward | TNHSP | TNHSP/TNMSC/ENGG/BMWM1/08 dt 08/02/08 |  | 2009-06-30 | 755 |  |  |  | 17-12-2010 |  | -1
178 | MADHAVARAM | Needle destroyer / Syringe Destroyer | 00003/NEED/5 | C | Reprospark | 7631 |  | 2008-07-01 |  | Glo Life Care Equipments | Ward | TNHSP | TNHSP/TNMSC/ENGG/BMWM1/08 dt 08/02/08 |  | 2008-06-30 | 755 |  |  |  | 17-12-2010 |  | -1
179 | MADHAVARAM | Needle destroyer / Syringe Destroyer | 00003/NEED/6 | C | Reprospark | 7630 |  | 2008-07-01 |  | Glo Life Care Equipments | Ward | TNHSP | TNHSP/TNMSC/ENGG/BMWM1/08 dt 08/02/08 |  | 2009-06-30 | 755 |  |  |  | 17-12-2010 |  | -1
180 | MADHAVARAM | Needle destroyer / Syringe Destroyer | 00003/NEED/7 | C | Reprospark | 7629 |  | 2008-07-01 |  | Glo Life Care Equipments | Ward | TNHSP | TNHSP/TNMSC/ENGG/BMWM1/08 dt 08/02/08 |  | 2009-06-30 | 755 |  |  |  | 17-12-2010 |  | -1
181 | MADHAVARAM | Needle destroyer / Syringe Destroyer | 00003/NEED/8 | C | Reprospark | 7628 |  | 2008-07-01 |  | Glo Life Care Equipments | Ward | TNHSP | TNHSP/TNMSC/ENGG/BMWM1/08 dt 08/02/08 |  | 2009-06-30 | 755 |  |  |  | 17-12-2010 |  | -1
182 | MADHAVARAM | Needle destroyer / Syringe Destroyer | 00003/NEED/9 | C | Reprospark | 7627 |  | 2008-07-01 |  | Glo Life Care Equipments | Ward | TNHSP | TNHSP/TNMSC/ENGG/BMWM1/08 dt 08/02/2008 |  | 2009-06-30 | 755 |  |  |  | 17-12-2010 |  | -1
183 | MADHAVARAM | Printer | 00003/PRINT/1 | C |  |  |  | 2012-04-03 |  | SDK System | office |  |  | 2012-04-03 |  | 10300 |  |  |  | 26-4-2012 |  | -1
184 | MADHAVARAM | Diathermy Machine (Electric Cautery) | 00003/SDIA/1 | B |  |  |  | 2009-11-12 |  | Carewell medical system | OT |  |  |  |  | 26000 |  |  |  | 31-3-2012 |  | -1
185 | MADHAVARAM | Pulse Oximeter | 00003/SPO2/1 | B2 | 31DT |  |  | 2008-03-21 |  | advanced micronic device ltd | OT |  |  |  |  | 18000 |  |  |  | 31-3-2012 |  | -1
186 | MADHAVARAM | ECG machine ordinary | 00003/ECGO/1 | B2 | Cardio Fax |  |  | 2009-02-03 |  | Solocraft Industries | Ward | DMS | 51190/Sandamp;P/1/08 dt 10/11/08 | 2009-02-02 | 2012-02-02 | 27000 |  |  |  | 2011-09-12 |  | -1
187 | MADHAVARAM | Magnavision Lamp | 00003/MAGL/1 | C |  |  |  | 2011-03-19 |  | JUPITER MANUFACTURE | labour ward |  |  | 2011-03-19 |  | 4400 |  |  |  | 27-12-2011 |  | -1
188 | MADHAVARAM | LASER PRINTER | 00003/undefined/1 |  | HL525DN |  |  | 2009-03-03 | BROTHER | LIPI DATA SYSTEMS LTD | COMPUTER ROOM | TNHSP |  | 2009-05-07 |  | 8500 |  |  |  | 30-11-2011 |  | -1
189 | MADHAVARAM | Auto Clave HP Vertical (2 bin) | 00003/ACV2/3 | C |  |  |  | 2009-03-04 |  | SOLOCRAFT INDUSTRIES | OP | TNHSP |  |  | 2010-03-03 | 29800 |  |  |  | 30-11-2011 |  | -1
190 | MADHAVARAM | Auto Clave HP Vertical (2 bin) | 00003/ACV2/5 | C | 16x24 |  |  | 2009-02-24 |  | vishal hospital | ward | DMS |  |  |  | 16300 |  |  |  | 27-12-2011 |  | -1
191 | MADHAVARAM | Shadowless Lamp stand model | 00003/MOLT/4 | B |  |  |  | 2009-06-05 |  | GENEREL SURGICAL | OP | DMS |  |  |  | 5425 |  |  |  | 27-12-2011 |  | -1
192 | MADHAVARAM | Shadowless Lamp stand model | 00003/MOLT/5 | B |  |  |  | 2009-06-05 |  | GENERAL SURGICAL | labour ward | DMS |  |  |  | 5425 |  |  |  | 27-12-2011 |  | -1
193 | MADHAVARAM | Weighing machine infant | 00003/WTMB/1 | C | Infant |  |  | 2000-08-11 |  |  | Ward |  |  |  |  | 0 |  |  |  | 17-12-2010 |  | -1
194 | MADHAVARAM | Weighing machine adult | 00003/WTMA/1 | C |  |  |  | 2012-02-28 |  | ALAN MEDICAL andamp; LABORATORY | OP | TNHSP |  | 2012-02-28 |  | 627 |  |  |  | 2012-06-07 |  | -1
195 | MADHAVARAM | Electri centrifuger | 00003/CENT/1 | C | BDI-152 |  |  | 2012-05-07 |  | SOLOCRAFT | LAB | TNHSP |  |  |  | 5345 |  |  |  | 2012-07-07 |  | -1
196 | PALLIPATTU | Foetal Doppler | 00004/FDOP/2 | C | A100H |  |  | 2014-09-19 | AEON TECHNOLOGY (P) LTD | MEDI WAVES INC DELHI |  | TNMSC | 17240/TNMSC/ENGG/2014-15 |  | 2018-05-15 | 4650 |  |  |  | 29-1-2015 |  | -1
197 | PALLIPATTU | Rotary Microtome | 00004/RMT/1 | C | BDI 149 |  |  | 2014-08-21 | B.D INSTRUMENTAL (INDIA) | SOLAKRAFTS INDUSTRIES CHENNAI |  | TNHSP | AG87R1(1)/2014-2 | 2014-08-29 | 2015-08-20 | 0 |  |  |  | 29-1-2015 |  | -1
198 | PALLIPATTU | Semi auto analyser | 00004/SEAA/3 | B2 | AT0801114RBK |  |  | 2015-01-23 | ROBIK PVT L T D | ROBNIK (INDIA) PVT LT D NAVI MUMBAI |  | TNMSC | 10075/TNMSC/ENGG/2013 |  | 2015-12-30 | 44677 |  |  |  | 28-1-2015 |  | -1
199 | PALLIPATTU | Mannual Colposcope | 00004/CALPM/1 | C | ARI II - 1D |  |  | 2013-03-11 |  | South India Surgical Co. Ltd. | NCD Room | TNHSP | TNHSP/TNMSC/ENGG/AG 30/2011 dt 21/04/2012 |  | 2014-03-10 | 130000 |  |  |  | 2013-01-07 |  | -1
200 | PALLIPATTU | Refrigerator | 00004/REFR/1 | C | 195 (GL 1950ME4) | GL 195CLN 372R0378 |  | 2013-08-30 | LG |  | INJECTION ROOM | OTHERS |  | 2013-09-02 | 2021-07-15 | 13150 |  |  |  | 2013-04-11 |  | -1
201 | PALLIPATTU | Semi auto analyser | 00004/SEAA/1 | B2 | 1907+ | 19072090 |  | 2012-10-03 |  |  | LAB |  |  |  |  | 0 |  |  |  | 15-11-2013 |  | -1
202 | PALLIPATTU | B.P.apparatus table model | 00004/BPAT/5 | C | DELUXE 35201 |  |  | 2013-09-23 | INDUSTRIAL ELECTRONIC PUNE | SREE VINAYAKA MEDICALS | OP WARD | RCH |  | 2013-09-25 | 2016-03-01 | 2200 |  |  |  | 20-11-2013 |  | -1
203 | PALLIPATTU | B.P.apparatus table model | 00004/BPAT/6 | C | DELUXE 35201 | 120 AUG.13 |  | 2013-09-24 | INDUSTRIAL ELECTRONIC PUNE | SREE VINAYAKA MEDICALS | OP WARD | RCH |  |  | 2016-03-01 | 2200 |  |  |  | 20-11-2013 |  | -1
204 | PALLIPATTU | Magnavision Lamp | 00004/MAGL/2 | C |  |  |  | 2011-03-17 |  | Jupeter Manufactering works |  | DRHM | 04R/NRHM/TNMSC/ENGG/2011 DT 12/02/2011 |  |  | 4400 |  |  |  | 2013-11-12 |  | -1
205 | PALLIPATTU | Magnavision Lamp | 00004/MAGL/3 | C |  |  |  | 2012-06-27 |  | Solokraft Industries | NCD CLINIC | TNHSP | TNHSP/TNMSC/CB/AG/31/2011 DT19/10/2011 |  |  | 6987 |  |  |  | 2013-11-12 |  | -1
206 | PALLIPATTU | Sterilizer Medium (Instrument) | 00004/STMD/1 | C |  |  |  | 2008-10-15 |  | Jupiter Manufacturer Coimbatur |  | TNHSP | TNHMS/TNMSC/ENGG/P3E17/2008 DT 1/08/2008 |  |  | 1400 |  |  |  | 2013-11-12 |  | -1
207 | PALLIPATTU | Sterilizer Medium (Instrument) | 00004/STMD/2 | C |  |  |  | 2008-10-15 |  | Jupiter manufacturer coimbatur | Dental op | TNHSP | TNHSP/TNMSC/ENGG P3 E 17/2008 DT 11/08/2008 |  |  | 1400 |  |  |  | 2013-11-12 |  | -1
208 | PALLIPATTU | Binocular Mircroscope | 00004/BIMS/3 | B2 | BDI-13A | 22682 |  | 2014-01-09 | B.D.I Instumentation | SOLOKRAFTS INDUSTRIES CHENNAI |  | TNHSP | TNHSP/TNMSC/AG87C/2012 DT 22/10/2013 |  | 2015-01-02 | 0 |  |  |  | 2014-09-01 |  | -1
209 | PALLIPATTU | Ultra Sonogram -MOBILE | 00004/IUSM/4 | B |  | 815467 |  | 2014-02-26 |  | SELECTRA LX |  | JDHS |  |  |  | 0 |  |  |  | 28-2-2014 |  | -1
210 | PALLIPATTU | Electric Calorimeter | 00004/CALO/1 | C |  |  |  | 2013-12-19 |  | C.J.Enterprises Arakonam |  | DRHM |  |  | 2014-12-19 | 8000 |  |  |  | 2014-06-02 |  | -1
211 | PALLIPATTU | Washing Machine | 00004/WASH/1 | B2 | 6515 |  |  | 2012-06-12 | whirpool | LINGSON Enterprises Sholingur | WARD | DRHM |  | 2012-06-12 | 2015-10-14 | 0 |  |  |  | 23-12-2013 |  | -1
212 | PALLIPATTU | Foetal Doppler | 00004/FDOP/1 | C |  |  |  | 2013-01-21 |  | SYSTEM Doppler and service chennai-19 | LABOUR WARD | DRHM |  | 2013-01-21 | 2014-01-21 | 0 |  |  |  | 23-12-2013 |  | -1
213 | PALLIPATTU | Blood Glucometer | 00004/BGM/1 | C |  |  |  | 2013-02-14 |  | Sri VInayaka MEDICALS Podaturpet | lab | DRHM |  | 2013-02-15 | 2014-02-14 | 960 |  |  |  | 23-12-2013 |  | -1
214 | PALLIPATTU | Nebuliser Adult | 00004/NEBA/1 | C |  |  |  | 2011-05-12 | OMEGA | FRUTECH (India ) CHENNAI-3 | WARD | DRHM |  | 2011-05-12 |  | 2652 |  |  |  | 23-12-2013 |  | -1
215 | PALLIPATTU | Refrigerator | 00004/REFR/2 | C | GL195CL4 | 309NRDB084050 |  | 2013-12-11 | LG | World coolers enterprises |  | DRHM |  | 2013-12-12 | 2015-12-11 | 0 |  |  |  | 23-12-2013 |  | -1
216 | PALLIPATTU | Hematology analyser | 00004/HEMA/1 | B1 | xp100 Advance version of kx21 | A3232 |  | 2014-03-04 | Transasia Bio medicals | Transasia Bio- Medicals Ltd Pondicherry - 605004 | Labouratary | DMS | 78217/Sandamp;P/1/2013-6 DT 12/02/2014 | 2014-03-04 | 2017-03-03 | 385319 |  |  |  | 2014-09-03 |  | -1
217 | PALLIPATTU | Multi Para Monitor | 00004/MPM/1 | B2 | G3D | G3DL60139 |  | 2014-07-11 | Genereal Meditech INc CHINA | Trans Health care India private LTD Chennai-600078 | Labour ward | TNMSC | 17240/TNMSC/ENGG/2014-3 | 2014-07-14 | 2017-07-13 | 60000 |  |  |  | 14-7-2014 |  | -1
218 | PALLIPATTU | Semi auto analyser | 00004/SEAA/2 | B2 | PRIETEST | AT1371013RBK |  | 2014-03-19 | ROBONIK INDIA PVT LTD | ROBONIK | LABOURATARY | TNMSC | 2350 | 2014-03-19 | 2017-03-18 | 0 |  |  |  | 20-3-2014 |  | -1
219 | PALLIPATTU | Water Bath/Ultrasonic Water Bath | 00004/WBAT/1 | C | SM I 143 | SM I-143 |  | 2014-05-20 | Jindal | Instrument pvt Ltd Delhi -92 | lab | TNMSC |  |  | 2016-05-05 | 8262 |  |  |  | 28-6-2014 |  | -1
220 | PALLIPATTU | Stethoscope | 00004/STES/1 | C | Microtone |  |  | 2014-11-27 | Microtone | Sree vinaya medicals podaturu pet | ward | OTHERS |  |  | 2015-11-20 | 750 |  |  |  | 23-12-2014 |  | -1
221 | PALLIPATTU | B.P.apparatus table model | 00004/BPAT/1 | C | Box |  |  | 2007-12-17 |  | Rama Agency | Ward | PWF |  |  |  | 0 |  |  |  | 17-12-2010 |  | -1
222 | PALLIPATTU | B.P.apparatus table model | 00004/BPAT/2 | C |  |  |  | 1996-04-22 |  | Eagle Surgicals | OP - 2 Ward - 1 |  |  |  |  | 0 |  |  |  | 17-12-2010 |  | -1
223 | PALLIPATTU | B.P.apparatus table model | 00004/BPAT/3 | C |  |  |  | 1996-04-22 |  | Eagle Surgicals | OP - 2 Ward - 1 |  |  |  |  | 0 |  |  |  | 17-12-2010 |  | -1
224 | PALLIPATTU | B.P.apparatus table model | 00004/BPAT/4 | C |  |  |  | 1996-04-22 |  | Eagle Surgicals | OP - 2 Ward - 1 |  |  |  |  | 0 |  |  |  | 17-12-2010 |  | -1
225 | PALLIPATTU | Infusion pump | 00004/INPM/1 | C | Akas |  |  | 2007-03-28 |  | Aksh Medicals | Store | DMS |  |  |  | 0 |  |  |  | 17-12-2010 |  | -1
226 | PALLIPATTU | Ultra Sonogram -MOBILE | 00004/IUSM/1 | B | F F Sonic |  |  | 1996-06-20 |  | Kody Elcot | Scan Room | IPPV |  |  |  | 0 |  |  |  | 17-12-2010 |  | -1
227 | PALLIPATTU | Ultra Sonogram -MOBILE | 00004/IUSM/2 | B | L and T Sota |  |  | 2003-03-20 |  | L andT | Scan Room | DMS |  |  |  | 0 |  |  |  | 17-12-2010 |  | -1
228 | PALLIPATTU | X-ray Machine 100 mA | 00004/XRY100/1 | B | Siemens 100mA |  |  | 1996-04-20 |  | Siemens India Ltd | X - Ray Room |  |  |  |  | 0 |  |  |  | 17-12-2010 |  | -1
229 | PALLIPATTU | Binocular Mircroscope | 00004/BIMS/1 | B2 | Binocular |  |  |  |  | DTO Poomallee | Lab |  |  |  |  | 0 |  |  |  | 17-12-2010 |  | -1
230 | PALLIPATTU | Binocular Mircroscope | 00004/BIMS/2 | B2 | Binocular BD Model |  |  | 2010-04-19 |  |  | Lab | Transfer |  |  |  | 0 |  |  |  | 17-12-2010 |  | -1
231 | PALLIPATTU | Glucometer | 00004/GLMT/1 | C |  |  |  | 2003-08-29 |  | Associated surgicals | Lab | DMS |  |  |  | 0 |  |  |  | 17-12-2010 |  | -1
232 | PALLIPATTU | Glucometer | 00004/GLMT/2 | C |  |  |  | 2003-08-29 |  | Associated surgicals | Lab | DMS |  |  |  | 0 |  |  |  | 17-12-2010 |  | -1
233 | PALLIPATTU | Urine Analyser | 00004/URNA/1 | C |  |  |  | 2009-02-24 |  | Solokrafts Industries | Lab | DMS |  |  |  | 0 |  |  |  | 17-12-2010 |  | -1
234 | PALLIPATTU | Autoclave vertical single bin | 00004/ACV1/1 | C | Mini |  |  | 1995-12-07 |  | JDHS Thiruvallur | OP | Transfer |  |  |  | 0 |  |  |  | 17-12-2010 |  | -1
235 | PALLIPATTU | Auto Clave HP Vertical (2 bin) | 00004/ACV2/1 | C | Vertical | 00004/ACV2/1 |  | 1996-04-25 |  | Muthumee Surgicals | OP |  |  |  |  | 0 |  |  |  | 17-12-2010 |  | -1
236 | PALLIPATTU | Shadowless Lamp stand model | 00004/MOLT/1 | B |  |  |  | 2009-05-15 |  | General Surgical company | Store | DMS |  |  |  | 0 |  |  |  | 17-12-2010 |  | -1
237 | PALLIPATTU | Shadowless Lamp stand model | 00004/MOLT/2 | B |  |  |  | 2009-05-15 |  | General Surgical company | Store | DMS |  |  |  | 0 |  |  |  | 17-12-2010 |  | -1
238 | PALLIPATTU | Shadowless Lamp stand model | 00004/MOLT/3 | B |  |  |  | 2009-05-15 |  | General Surgical company | Store | DMS |  |  |  | 0 |  |  |  | 17-12-2010 |  | -1
239 | PALLIPATTU | Shadowless Lamp stand model | 00004/MOLT/4 | B |  |  |  | 2008-08-12 |  | Jupiter Manufacturing Works | Store | TNHSP |  |  |  | 0 |  |  |  | 17-12-2010 |  | -1
240 | PALLIPATTU | Shadowless Lamp stand model | 00004/MOLT/5 | B |  |  |  | 2008-08-12 |  | Jupiter Manufacturing Works | Store | TNHSP |  |  |  | 0 |  |  |  | 17-12-2010 |  | -1
241 | PALLIPATTU | Shadowless Lamp stand model | 00004/MOLT/6 | B |  |  |  | 2008-08-12 |  | Jupiter Manufacturing Works | Store | TNHSP |  |  |  | 0 |  |  |  | 17-12-2010 |  | -1
242 | PALLIPATTU | Shadowless Lamp stand model | 00004/MOLT/7 | B |  |  |  | 2009-03-27 |  | Jupiter Manufacturing Works | Store | DMS |  |  |  | 0 |  |  |  | 17-12-2010 |  | -1
243 | PALLIPATTU | Suction Apparatus - Electrical | 00004/SAEL/1 | C | Electrical |  |  | 1996-04-25 |  | Leading india Lab | Ward |  |  |  |  | 0 |  |  |  | 17-12-2010 |  | -1
244 | PALLIPATTU | Suction Apparatus - Foot operated | 00004/SAFO/1 | B | Foot Type |  |  | 1996-02-27 |  | Saberval Brothers | Ward |  |  |  |  | 0 |  |  |  | 17-12-2010 |  | -1
245 | PALLIPATTU | Diathermy Machine (Electric Cautery) | 00004/SDIA/1 | B |  |  |  | 2007-07-07 |  | Jupiter Manufacturing Works | Store | DMS |  |  |  | 0 |  |  |  | 17-12-2010 |  | -1
246 | PALLIPATTU | Operation Table Hydraulic Major | 00004/TAMA/1 | B2 |  |  |  | 2008-08-12 |  | Jupiter Manufacturing Works | Store | TNHSP |  |  |  | 0 |  |  |  | 17-12-2010 |  | -1
247 | PALLIPATTU | Nebuliser Adult | 00004/NEBA/1 | C | Phoenix |  |  | 1996-03-29 |  | Phoenix Medicals | Ward |  |  |  |  | 0 |  |  |  | 17-12-2010 |  | -1
248 | PALLIPATTU | Nebuliser Adult | 00004/NEBA/2 | C |  |  |  | 1999-05-25 |  | Associated surgicals | Ward |  |  |  |  | 0 |  |  |  | 17-12-2010 |  | -1
249 | PALLIPATTU | Nebuliser Adult | 00004/NEBA/3 | C |  |  |  | 2003-08-29 |  | Associated surgicals | Ward | DMS |  |  |  | 0 |  |  |  | 17-12-2010 |  | -1
250 | PALLIPATTU | Needle destroyer / Syringe Destroyer | 00004/NEED/1 | C | Microsil |  |  | 2003-08-29 |  | Linco Scientific India Ltd. | Inj OP | DMS |  |  |  | 0 |  |  |  | 17-12-2010 |  | -1
251 | PALLIPATTU | Needle destroyer / Syringe Destroyer | 00004/NEED/2 | C | Microsil |  |  | 2003-08-29 |  | Linco Scientific India Ltd. | Ward | DMS |  |  |  | 0 |  |  |  | 17-12-2010 |  | -1
252 | PALLIPATTU | Needle destroyer / Syringe Destroyer | 00004/NEED/3 | C | Microsil |  |  | 2003-08-29 |  | Linco Scientific India Ltd. | Lab | DMS |  |  |  | 0 |  |  |  | 17-12-2010 |  | -1
253 | PALLIPATTU | Weighing Machine Electronic | 00004/WME/1 | C | Electronic Baby |  |  | 2009-01-23 |  | Suriya Surgical Industries | Ward | DMS |  |  |  | 0 |  |  |  | 17-12-2010 |  | -1
254 | PALLIPATTU | Foetal Monitor | 00004/FAMON/1 | B |  |  |  | 2003-08-29 |  | Associated surgicals | Ward | DMS |  |  |  | 0 |  |  |  | 17-12-2010 |  | -1
255 | PALLIPATTU | Phototherapy Unit | 00004/PHTU/1 | C |  |  |  | 1996-12-03 |  | Bet Medicals | Ward |  |  |  |  | 0 |  |  |  | 17-12-2010 |  | -1
256 | PALLIPATTU | Radiant Warmer | 00004/RAWR/1 | C | Phoenix |  |  | 1996-03-29 |  | Phoenix Medicals | Ward |  |  |  |  | 0 |  |  |  | 17-12-2010 |  | -1
257 | PALLIPATTU | Weighing machine infant | 00004/WTMB/1 | C | Baby |  |  | 2009-02-24 |  | Associated surgicals | Ward | DMS |  |  |  | 0 |  |  |  | 17-12-2010 |  | -1
258 | PALLIPATTU | Weighing machine infant | 00004/WTMB/3 | C | Baby |  |  | 2008-10-15 |  | Jupiter Manufacturing Works | Ward | TNHSP |  |  |  | 0 |  |  |  | 17-12-2010 |  | -1
259 | PAZHAVARKADU | Computer | 00005/COMP/1 | C |  |  |  | 2013-12-23 | HCL INFOSYSTEMS | HCL INFOSYSTEMS |  | TNHSP |  |  | 2013-12-23 | 0 |  |  |  | 17-7-2014 |  | -1
260 | PAZHAVARKADU | Water Bath/Ultrasonic Water Bath | 00005/WBAT/1 | C | SMI - 143 |  |  | 2014-05-21 | Jindal | S.M. Scientific Instruments Pvt. Ltd. | Lab | TNHSP | TNHSP/TNMSC/AG87h(R)/2014 Dt. 10.04.2014 |  | 2015-05-20 | 8262 |  |  |  | 2014-05-09 |  | -1
261 | PAZHAVARKADU | Multi Para Monitor | 00005/MPM/1 | B2 | G3D | G3DL60191 |  | 2014-07-10 | General Meditech Inc | Trans Health Care India Private Limited | Store | TNMSC | 17240/TNMSC/ENGG/2014-3 | 2014-07-10 | 2017-07-09 | 60000 |  |  |  | 2014-05-09 |  | -1
262 | PAZHAVARKADU | Semi auto analyser | 00005/SEAA/1 | B2 | Prietest Touch | AT1391013RBK |  | 2014-03-24 | Robonik (India) Pvt. Ltd. | Robonik (India) Pvt. Ltd. | Lab | TNHSP | TNHSP/TNMSC/AG87h/2013 Dt. 31/12/2013 | 2014-03-24 | 2017-03-23 | 49356 |  |  |  | 2014-05-09 |  | -1
263 | PAZHAVARKADU | Cell Counter | 00005/CELC/1 | B2 | Sysmex | A3234 |  | 2014-02-27 | Supplier Name Transasia Bio_Medicals Ltd. | Transasia Bio_Medicals Ltd. | Lab | DMS | 78217/Sandamp;P/1/2013-5 Dt. 10/02/2014 | 2014-03-07 | 2017-03-06 | 385319 |  |  |  | 2014-05-09 |  | -1
264 | PAZHAVARKADU | Semi auto analyser | 00005/SEAA/2 | B2 | Prietest Touch | AT0810314RBK |  | 2014-03-24 | Robonik (India) Pvt. Ltd. | Robonik (India) Pvt. Ltd. | Lab | TNMSC | 10072/TNMSC/ENGG/2013 Dt. 05/03/2014 | 2014-03-24 | 2017-03-23 | 48426 |  |  |  | 2014-05-09 |  | -1
265 | PAZHAVARKADU | B.P.apparatus table model | 00005/BPAT/1 | C | Box |  |  | 2007-11-29 |  |  | Ward |  |  |  |  | 0 |  |  |  | 17-12-2010 |  | -1
266 | PAZHAVARKADU | B.P.apparatus table model | 00005/BPAT/2 | C | Box |  |  | 2007-11-29 |  |  | Ward |  |  |  |  | 0 |  |  |  | 17-12-2010 |  | -1
267 | PAZHAVARKADU | B.P.apparatus table model | 00005/BPAT/3 | C | Box |  |  | 2007-11-29 |  |  | Ward |  |  |  |  | 0 |  |  |  | 17-12-2010 |  | -1
268 | PAZHAVARKADU | B.P.apparatus table model | 00005/BPAT/4 | C |  |  |  | 2004-08-23 |  | From JD Office |  | From JD Office |  |  |  | 0 |  |  |  | 17-12-2010 |  | -1
269 | PAZHAVARKADU | Infusion pump | 00005/INPM/1 | C | Infu 300 UMAA1300 |  |  | 2007-03-30 |  | Akas Medicals | STORE | DMS | 103928/Sandamp;P/1/2006 |  | 2008-03-29 | 25376 |  |  |  | 17-12-2010 |  | -1
270 | PAZHAVARKADU | Stethoscope | 00005/STES/1 | C | [11 empty] | 0 |  |  |  | 17-12-2010 |  | -1
271 | PAZHAVARKADU | Ultra Sonogram -MOBILE | 00005/IUSM/1 | B | L and T Sota |  |  | 2004-01-21 |  | L andT | Tr out to GH ??? Ponneri | DMS |  |  |  | 0 |  |  |  | 17-12-2010 |  | -1
272 | PAZHAVARKADU | Glucometer | 00005/GLMT/1 | C | Glucocare |  |  | 2003-08-23 |  | Associated surgicals |  | DMS |  |  |  | 0 |  |  |  | 17-12-2010 |  | -1
273 | PAZHAVARKADU | Refrigerator | 00005/REFR/2 | C | Godrej |  |  | 2004-08-23 |  | From JD Office |  | From JD Office |  |  |  | 0 |  |  |  | 17-12-2010 |  | -1
274 | PAZHAVARKADU | Auto Clave HP Vertical (2 bin) | 00005/ACV2/1 | C |  |  |  | 2004-08-23 |  | JD OFFICE |  | From JD Office |  |  |  | 0 |  |  |  | 17-12-2010 |  | -1
275 | PAZHAVARKADU | Auto Clave HP Vertical (2 bin) | 00005/ACV2/2 | C |  |  |  | 2009-02-18 |  | VISHAL HOSP STE FURN MNFG CO | OT | DMS | 51190/Sandamp;P/1/2008 | 2009-02-18 | 2009-02-17 | 16300 |  |  |  | 17-12-2010 |  | -1
276 | PAZHAVARKADU | Auto Clave HP Vertical (2 bin) | 00005/ACV2/3 | C | 2 Bin TypeVERTICAL |  |  | 2008-02-22 |  | JUPITER MANUFACT WORKS | OT | TNMSC | TNHSP/TNMSC/P2E11/2007 | 2008-02-22 | 2009-02-22 | 32000 |  |  |  | 17-12-2010 |  | -1
277 | PAZHAVARKADU | Suction Apparatus - Electrical | 00005/SAEL/3 | C |  |  |  | 2009-02-18 |  | VISHAL HOSPITAL STEEL FURNITURE | MALE WARD | DMS | 51190/Sandamp;P/1/2008-2 |  | 2010-02-19 | 4410 |  |  |  | 17-12-2010 |  | -1
278 | PAZHAVARKADU | Suction Apparatus - Electrical | 00005/SAEL/4 | C |  |  |  | 2009-02-18 |  | VISHA HOSP MFNG CO | LABOUR WARD | DMS | TNHSP/TNMSC/P3E8/2008 | 2009-02-18 | 2010-02-17 | 3900 |  |  |  | 17-12-2010 |  | -1
279 | PAZHAVARKADU | Suction Apparatus - Electrical | 00005/SAEL/5 | C |  |  |  | 2009-02-18 |  | VISHA HOSP MFNG CO | FEMALE WARD | DMS | TNHSP/TNMSC/P3E8/08 10-09-08 | 2009-02-18 | 2010-02-17 | 3900 |  |  |  | 17-12-2010 |  | -1
280 | PAZHAVARKADU | Suction Apparatus - Electrical | 00005/SAEL/6 | C |  |  |  | 2009-02-18 |  | VISHA HOSP STE MNFG CO | MALE WARD | DMS | TNHSP/TNMSC/P3E8/2008 | 2009-02-18 | 2010-02-17 | 3900 |  |  |  | 17-12-2010 |  | -1
281 | PAZHAVARKADU | Suction Apparatus - Electrical | 00005/SAEL/7 | C |  |  |  | 2009-02-18 |  | VISHAL HOSP STE MNFG CO | OT | DMS | TNHSP/TNMSC/P3E8/2008 10-9-08 | 2009-02-18 | 2010-02-17 | 3900 |  |  |  | 17-12-2010 |  | -1
282 | PAZHAVARKADU | Diathermy Machine (Electric Cautery) | 00005/SDIA/1 | B |  |  |  | 2008-11-24 | SURYA SURGICAL INDUST | DMS | Store | DMS | DMRHS-51190/Sandamp;P/1/2008 |  | 2011-11-24 | 191984 |  |  |  | 17-12-2010 |  | -1
283 | PAZHAVARKADU | Alpha Bed with motor | 00005/ABM/1 | C | ORT 123 |  |  | 2007-06-30 |  | Jupiter Manufacturing Works |  | DMS |  |  |  | 0 |  |  |  | 17-12-2010 |  | -1
284 | PAZHAVARKADU | Computer | 00005/COMP/1 | C | Acer |  |  | 2009-03-28 |  |  | Office | TNHSP |  |  |  | 0 |  |  |  | 17-12-2010 |  | -1
285 | PAZHAVARKADU | Needle destroyer / Syringe Destroyer | 00005/NEED/1 | C | Microsil |  |  | 2003-07-17 |  | Linco Scientific India Ltd. | lab | DMS | 42147/Sandamp;P/1/2003 26/05/2003 | 2003-07-17 | 2004-07-16 | 2444 |  |  |  | 17-12-2010 |  | -1
286 | PAZHAVARKADU | Needle destroyer / Syringe Destroyer | 00005/NEED/2 | C | Reprospark |  |  | 2008-03-07 |  | Glo Life Care | Ward | TNHSP |  |  |  | 0 |  |  |  | 17-12-2010 |  | -1
287 | PAZHAVARKADU | Needle destroyer / Syringe Destroyer | 00005/NEED/3 | C | Reprospark |  |  | 2008-03-07 |  | Glo Life Care | Ward | TNHSP |  |  |  | 0 |  |  |  | 17-12-2010 |  | -1
288 | PAZHAVARKADU | Needle destroyer / Syringe Destroyer | 00005/NEED/4 | C | Reprospark |  |  | 2008-03-07 |  | Glo Life Care | Ward | TNHSP |  |  |  | 0 |  |  |  | 17-12-2010 |  | -1
289 | PAZHAVARKADU | Needle destroyer / Syringe Destroyer | 00005/NEED/5 | C | Reprospark |  |  | 2008-03-07 |  | Glo Life Care | Ward | TNHSP |  |  |  | 0 |  |  |  | 17-12-2010 |  | -1
290 | PAZHAVARKADU | Needle destroyer / Syringe Destroyer | 00005/NEED/6 | C | Reprospark |  |  | 2008-03-07 |  | Glo Life Care | Store | TNHSP |  |  |  | 0 |  |  |  | 17-12-2010 |  | -1
291 | PAZHAVARKADU | Needle destroyer / Syringe Destroyer | 00005/NEED/7 | C | Reprospark |  |  | 2008-03-07 |  | Glo Life Care | Store | TNHSP |  |  |  | 0 |  |  |  | 17-12-2010 |  | -1
292 | PAZHAVARKADU | Needle destroyer / Syringe Destroyer | 00005/NEED/8 | C | Reprospark |  |  | 2008-03-07 |  | Glo Life Care | Store | TNHSP |  |  |  | 0 |  |  |  | 17-12-2010 |  | -1
293 | PAZHAVARKADU | Printer | 00005/PRINT/1 | C | Laser |  |  | 2009-06-03 |  |  | Office | TNHSP |  |  |  | 0 |  |  |  | 17-12-2010 |  | -1
294 | PAZHAVARKADU | UPS | 00005/UPS/1 | C |  |  |  | 2009-04-30 |  |  | Office | TNHSP |  |  |  | 0 |  |  |  | 17-12-2010 |  | -1
295 | PAZHAVARKADU | Weighing Machine Electronic | 00005/WME/1 | C | Electronic |  |  | 2009-01-14 |  | Suriya Surgical | Ward | DMS |  |  |  | 0 |  |  |  | 17-12-2010 |  | -1
296 | PAZHAVARKADU | Radiant Warmer | 00005/RAWR/1 | C | OCW/00 | 2912 |  | 2008-08-11 |  | Datex Ohemada | Ward | TNHSP |  | 2008-12-10 |  | 0 |  |  |  | 17-12-2010 |  | -1
297 | PAZHAVARKADU | Weighing machine adult | 00005/WTMA/1 | C | Adult |  |  | 2004-08-23 |  | From JD Office |  | From JD Office |  |  |  | 0 |  |  |  | 17-12-2010 |  | -1
298 | PAZHAVARKADU | Weighing machine adult | 00005/WTMA/2 | C |  |  |  | 2007-11-29 |  |  | Ward |  |  |  |  | 0 |  |  |  | 17-12-2010 |  | -1
299 | PAZHAVARKADU | Sterilizer Medium (Instrument) | 00005/STMD/1 | C |  |  |  | 2008-10-14 | JUBITER MANUFACTURING WORK | TNMSC | LABOUR WARD | TNMSC | TNHSP/TNMSC/ENGG/P3E17/2008 |  | 2010-10-13 | 1400 |  |  |  | 22-9-2012 |  | -1
300 | PAZHAVARKADU | Magnavision Lamp | 00005/MAGL/1 | C |  |  |  | 2009-10-23 |  | SABERWAL SURGICAL CO (P) LTD | LABOUR andamp; NEONATALAL WARD | TNMSC | 04/NRHM/HSP/TNMSC/2009-MV |  | 2011-10-02 | 3500 |  |  |  | 22-9-2012 |  | -1
301 | PAZHAVARKADU | Emergency Lamp | 00005/EML/1 | C |  |  |  | 2009-03-14 |  | UNI-PHARM (INDIA) | STORE | TNMSC | 78102/Sandamp;P/1/07/DT -03.02.2009 |  | 2011-03-13 | 1968 |  |  |  | 22-9-2012 |  | -1
302 | PAZHAVARKADU | Operation Table Hydraulic Major | 00005/TAMA/2 | B2 |  |  |  | 2007-12-29 | JUPITER MANUFACT WORKS | TNHSP/TNMSC/P2E6/2007 | OT | TNHSP |  | 2007-12-29 | 2008-12-28 | 53000 |  |  |  | 24-9-2012 |  | -1
303 | PODADDURPET | Mannual Colposcope | 00006/CALPM/1 | C | ARI II-1D |  |  | 2013-03-11 | M/S.Ari Technology(Group) Co.Ltd~ Cina As per tender specification and your bid. | SOUTH INDIA SURGICAL CO.LTD. | NCD ROOM | TNHSP | G H 55 DATE ; 23.04.2012 |  | 2014-03-11 | 136500 |  |  |  | 22-3-2013 |  | -1
304 | PODADDURPET | Semi auto analyser | 00006/SEAA/1 | B2 | PRIETIEST TOUCH | AT0800314RBK |  | 2014-03-21 |  | ROBONIK (INDA) PVT.LTD. | LABORATARY | TNMSC | REF NO 10072/TNMSC/ENGG/2013 | 2013-12-31 | 2016-12-31 | 49356 |  |  |  | 2014-03-10 |  | -1
305 | PODADDURPET | PH meter | 00006/PHMT/1 | C | RPA-1GRTI0ANPN | SN1253 |  | 2014-05-30 | RLT INSTRUMENTATION | RLT INSTRUMENTATION PVT LTD | LABORATORY | TNMSC | TNHSP/TNMSC/AG87b-2013 -1DATED 28.11.2013. |  | 2016-11-30 | 57353 |  |  |  | 2014-03-10 |  | -1
306 | PODADDURPET | Cell Counter Electronic (AUTOMATIC) | 00006/CLCN/1 | B | xp-100 advance version of kx21 | A3236 |  | 2014-03-03 | sysmex | Transasia | Gh podaturpet | DMS | 78217/sandamp;p/1/2013-4 | 2014-03-04 | 2017-03-03 | 385319 |  |  |  | 2014-09-10 |  | -1
307 | PONNERI | Electri centrifuger | 00007/CENT/3 | C |  |  |  | 1996-01-23 |  | Associated Surgicals | Store | DMS |  |  |  | 0 |  |  |  | 17-12-2010 |  | -1
308 | PODADDURPET | Electric Calorimeter | 00006/CALO/1 | C | PRIETIEST EASYLAB | PEL0971213RBK |  | 2014-03-21 |  | ROBONIK(iNDIA) PVT LIMITED | LAB | TNMSC |  | 2014-03-05 | 2016-12-31 | 20302 |  |  |  | 2014-09-10 |  | -1
309 | PODADDURPET | Electric Shaker | 00006/ESH/1 | C | BDI149 | 2014080847 |  | 2014-08-21 | B.D.INSTRUMENTTATION (INDIA) | SOLOKRAFTSX INDUSTRIES | LAB | TNMSC | AG87FC(R)/2104-2 | 2014-08-21 | 2015-10-21 | 32200 |  |  |  | 2014-09-10 |  | -1
310 | PODADDURPET | Water Bath/Ultrasonic Water Bath | 00006/WBAT/1 | C | SMI-143 | SMI-143 |  | 2014-05-20 | JINDAL | S.M SCIENTIFIC INSTRUMENTS | LAB | TNMSC | TNHSP/TNMSC/AG87H(R)/2014 DATED 10/04/2014 |  |  | 8262 |  |  |  | 2014-09-10 |  | -1
311 | PODADDURPET | Semi auto analyser | 00006/SEAA/2 | B2 | PRIETIEST TOUCH | AT1381013RBK |  | 2014-02-27 | ROBONIK | ROBONIK INDIA PVT LIMITED | LAB | TNMSC | TNHSP/TNMSC/AG87H/2103 DT.31/12/2013 | 2014-03-19 | 2017-03-19 | 49356 |  |  |  | 2014-09-10 |  | -1
312 | PODADDURPET | Needle destroyer / Syringe Destroyer | 00006/NEED/1 | C | NIL SHARPS |  |  | 2014-09-24 | ARVS EQUIPMENTS PVT LTD | SOLOKRAFTS INDUSTRIES |  | TNMSC | 20533/ICWM/TNMSC/ENGG/2014-1 DT.23/05/2014 |  |  | 9756 |  |  |  | 2014-09-10 |  | -1
313 | PODADDURPET | ECG machine ordinary | 00006/ECGO/1 | B |  |  |  | 2001-08-29 |  | Trans Health Care | S-N |  |  |  |  | 0 |  |  |  | 17-12-2010 |  | -1
314 | PODADDURPET | Mono cular Microscope | 00006/MOMS/1 | C |  |  |  | 2001-02-24 |  | DD TB | L-T |  |  |  |  | 0 |  |  |  | 17-12-2010 |  | -1
315 | PODADDURPET | Auto Clave HP Vertical (2 bin) | 00006/ACV2/4 | C |  |  |  | 2001-01-09 |  | From PHC | S-N |  |  |  |  | 0 |  |  |  | 17-12-2010 |  | -1
316 | PODADDURPET | Auto Clave HP Vertical (2 bin) | 00006/ACV2/5 | C |  |  |  | 2001-01-24 |  | Tr In from GH - Madavaram | S-N |  |  |  |  | 0 |  |  |  | 17-12-2010 |  | -1
317 | PODADDURPET | Auto Clave HP Vertical (2 bin) | 00006/ACV2/6 | C | Vishal | 6/ACV2/6 |  | 2009-02-17 |  | Vishal Steel Furniture Manu | S-N | TNHSP | 51190/92P/1/2008-10/11/2008 | 2009-02-17 | 2010-02-16 | 16300 |  |  |  | 17-12-2010 |  | -1
318 | PODADDURPET | Sterilizer Medium (Instrument) | 00006/STMD/4 | C |  |  |  | 2008-07-22 |  | Tr In from GH - Thiruvallur | S-N |  |  |  |  | 0 |  |  |  | 17-12-2010 |  | -1
319 | PODADDURPET | Alpha Bed with motor | 00006/ABM/1 | C |  |  |  | 2007-06-30 |  | Jupiter Manufacturing Works | Store | DMS |  |  |  | 0 |  |  |  | 17-12-2010 |  | -1
320 | PODADDURPET | Needle destroyer / Syringe Destroyer | 00006/NEED/6 | C | RETROSPARK | 7662 |  | 2008-06-19 |  | Glo Life Care | Store | TNHSP | TNHSP/TNMSC/ENGG/BMWM1/2007-06.11.2007 | 2008-06-13 | 2009-06-12 | 755 |  |  |  | 17-12-2010 |  | -1
321 | PODADDURPET | Needle destroyer / Syringe Destroyer | 00006/NEED/7 | C | LINCO | 6/NEED/07 |  | 2003-07-14 |  | Linco Scientific Instruments | S-N | TNHSP |  |  | 2004-07-13 | 0 |  |  |  | 17-12-2010 |  | -1
322 | PODADDURPET | Weighing machine adult | 00006/WTMA/1 | C |  |  |  | 2008-09-08 |  | Jupiter Manufacturing Works | S-N |  |  |  |  | 0 |  |  |  | 17-12-2010 |  | -1
323 | PODADDURPET | Weighing machine infant | 00006/WTMB/1 | C | Baby |  |  | 2008-10-15 |  | Jupiter Manufacturing Works | OP |  |  |  |  | 0 |  |  |  | 17-12-2010 |  | -1
324 | PODADDURPET | Weighing machine infant | 00006/WTMB/2 | C | Baby |  |  | 2008-10-15 |  | Jupiter Manufacturing Works | OP |  |  |  |  | 0 |  |  |  | 17-12-2010 |  | -1
325 | PODADDURPET | Weighing machine adult | 00006/WTMA/2 | C | PRESTIGE | 6/WTMA/2 |  | 2011-12-16 | HARDIK MEDITECH | ALAN MEDICALS | L W | TNHSP | TNHSP/TNMSC/ENGG/AG24/2011~ Dt 9.12.2011 | 2011-12-16 | 2012-12-15 | 598 |  |  |  | 23-8-2012 |  | -1
326 | PONNERI | Nebuliser Adult | 00007/NEBA/5 | C |  |  |  | 2014-12-13 | PHILIPS | DELIGHT SURGICAL | CASULTY | OTHERS |  | 2013-12-13 |  | 2450 |  |  |  | 23-2-2015 |  | -1
327 | PONNERI | B.P.apparatus table model | 00007/BPAT/23 | C |  |  |  | 2014-10-14 | DIAMOND | DELIGHT SURGICAL | NCD CLINIC andamp; LABOUR WARD | OTHERS |  | 2014-10-14 |  | 19500 |  |  |  | 23-2-2015 |  | -1
328 | PONNERI | Binocular Mircroscope | 00007/BIMS/7 | B2 | BDI-13A |  |  | 2014-01-02 | B.D.I Instrumentation (India) | Solokraft Industries | Lab | TNHSP | TNHSP/TNMSC/AG87c/2013 dt 22/10/2013 | 2014-01-07 | 2015-01-06 | 18600 |  |  |  | 2014-08-10 |  | -1
329 | PONNERI | ECG machine computerized | 00007/ECGC/3 | B | cardio care 2000(EKG 2000) | ENO400212 |  | 2014-11-19 | BIONET CO LTD | ALPHA MEDICAL SYSTEMS | OPD andamp;CASUALTY | OTHERS |  | 2014-11-19 |  | 65000 |  |  |  | 23-11-2014 |  | -1
330 | PONNERI | Pulse Oximeter | 00007/SPO2/6 | B2 | RAD 8 | REF 9190 REF 22042 |  | 2014-12-31 | MASIMO CORPORATION | INDIAN MEDICAL SYSTEM AND TECHNOLOGIES | MAIN STORE | TNMSC | 108 |  |  | 68950 |  |  |  | 2015-07-01 |  | -1
331 | PONNERI | Suction Apparatus - Electrical(Hivacuam) | 00007/SAHV/2 | B2 | VISHAL 035 |  |  | 2012-02-27 | Vishal Hospital Furniture mfg p.ltd | Vishal Hospital Furniture mfg.p.ltd | OPD INJ | TNHSP | TNHSP/TNMSC/ENGG/AG73e/2010~DT.22/09/2011 | 2012-02-27 | 2013-02-26 | 4920 |  |  |  | 22-4-2012 |  | -1
332 | PONNERI | Suction Apparatus - Electrical(Hivacuam) | 00007/SAHV/3 | B2 | VISHAL 035 |  |  | 2012-02-27 | Vishal Hospital Furniture Mfg.p.ltd | Vishal Hospital Furniture Mfg.p.lid | L/W | TNHSP | TNHSP/TNMSC/ENGG/AG73e/2010~22/09/2011 | 2012-02-27 | 2013-02-26 | 4920 |  |  |  | 22-4-2012 |  | -1
333 | PONNERI | Printer | 00007/PRINT/1 | C | TVSE HD 250 GOLD PRINTER |  |  | 2011-01-11 | HCL iNFOSYSTEMS lTD~PUDUCHERRY | HCL iNFOSYSTEMS LTD~PUDUCHERRY | OPD~MFW~ST~DISP~L/W~OT | TNHSP | TNHSP/ELCOT/ICB/COMP~7/12/2010 | 2011-01-11 |  | 106383 |  |  |  | 23-4-2012 |  | -1
334 | PONNERI | Computer | 00007/COMP/1 | C | HCL AA1FO183P | VIDE INVOICE COPY |  | 2011-01-11 | HCL INFOSYSTEMS LTD~PUDUCHERRY | HCL Infosdystems LTDPuducherry | ST~DISP~MFW~OP~OT~L/W~LAB | TNHSP | TNHSP/ELCOT/ICB/COMP~7/12/2010 | 2011-01-11 |  | 546658 |  |  |  | 24-4-2012 |  | -1
335 | PONNERI | B.P.apparatus stand model | 00007/BPAS/1 | C | Stand |  |  | 2008-07-12 |  | Jupiter Manufacturing Works | OT | TNHSP |  |  |  | 0 |  |  |  | 17-12-2010 |  | -1
336 | PONNERI | B.P.apparatus stand model | 00007/BPAS/2 | C | Stand |  |  | 2008-07-12 |  | Jupiter Manufacturing Works | L W | TNHSP |  |  |  | 0 |  |  |  | 17-12-2010 |  | -1
337 | PONNERI | B.P.apparatus stand model | 00007/BPAS/3 | C | Stand |  |  | 2008-07-12 |  | Jupiter Manufacturing Works | Store | TNHSP |  |  |  | 0 |  |  |  | 17-12-2010 |  | -1
338 | PONNERI | B.P.apparatus stand model | 00007/BPAS/4 | C | Stand |  |  | 2008-07-12 |  | Jupiter Manufacturing Works | Store | TNHSP |  |  |  | 0 |  |  |  | 17-12-2010 |  | -1
339 | PONNERI | B.P.apparatus stand model | 00007/BPAS/5 | C | Stand |  |  | 2008-07-12 |  | Jupiter Manufacturing Works | Store | TNHSP |  |  |  | 0 |  |  |  | 17-12-2010 |  | -1
340 | PONNERI | B.P.apparatus table model | 00007/BPAT/1 | C | Box |  |  | 2007-08-23 |  | Alan Medical and Laboratories Products | Sida OP | LP |  |  |  | 0 |  |  |  | 17-12-2010 |  | -1
341 | PONNERI | B.P.apparatus table model | 00007/BPAT/2 | C | Box |  |  | 2007-08-23 |  | Alan Medical and Laboratories Products | L W | LP |  |  |  | 0 |  |  |  | 17-12-2010 |  | -1
342 | PONNERI | B.P.apparatus table model | 00007/BPAT/3 | C | Box |  |  | 2007-03-27 |  | Associated Surgicals | Dental OP | LP |  |  |  | 0 |  |  |  | 17-12-2010 |  | -1
343 | PONNERI | B.P.apparatus table model | 00007/BPAT/4 | C | Box |  |  | 2007-03-27 |  | Associated Surgicals | OT | LP |  |  |  | 0 |  |  |  | 17-12-2010 |  | -1
344 | PONNERI | B.P.apparatus table model | 00007/BPAT/5 | C | Box |  |  | 2007-03-27 |  | Associated Surgicals | OP | LP |  |  |  | 0 |  |  |  | 17-12-2010 |  | -1
345 | PONNERI | B.P.apparatus table model | 00007/BPAT/6 | C | Box |  |  | 2007-03-27 |  | Associated Surgicals | F W | LP |  |  |  | 0 |  |  |  | 17-12-2010 |  | -1
346 | PONNERI | B.P.apparatus table model | 00007/BPAT/7 | C | Box |  |  | 2008-06-24 |  | M C Dalal | OT | LP |  |  |  | 0 |  |  |  | 17-12-2010 |  | -1
347 | PONNERI | B.P.apparatus table model | 00007/BPAT/8 | C | Box |  |  | 2008-06-24 |  | M C Dalal | OP | LP |  |  |  | 0 |  |  |  | 17-12-2010 |  | -1
348 | PONNERI | B.P.apparatus table model | 00007/BPAT/9 | C | Box |  |  | 2008-06-24 |  | M C Dalal | F W | LP |  |  |  | 0 |  |  |  | 17-12-2010 |  | -1
349 | PONNERI | B.P.apparatus table model | 00007/BPAT/10 | C | Box |  |  | 2008-06-24 |  | M C Dalal | L W | LP |  |  |  | 0 |  |  |  | 17-12-2010 |  | -1
350 | PONNERI | B.P.apparatus table model | 00007/BPAT/11 | C | Box |  |  | 2008-06-24 |  | M C Dalal | Store | LP |  |  |  | 0 |  |  |  | 17-12-2010 |  | -1
351 | PONNERI | B.P.apparatus table model | 00007/BPAT/12 | C | Box |  |  | 2008-06-24 |  | M C Dalal | Store | LP |  |  |  | 0 |  |  |  | 17-12-2010 |  | -1
352 | PONNERI | B.P.apparatus table model | 00007/BPAT/13 | C | Box |  |  | 2008-06-24 |  | M C Dalal | Store | LP |  |  |  | 0 |  |  |  | 17-12-2010 |  | -1
353 | PONNERI | B.P.apparatus table model | 00007/BPAT/14 | C | Box |  |  | 2008-06-24 |  | M C Dalal | Store | LP |  |  |  | 0 |  |  |  | 17-12-2010 |  | -1
354 | PONNERI | ECG machine ordinary | 00007/ECGO/1 | B |  |  |  | 2009-10-01 |  | Solokraft Industries | Store | SandP |  |  |  | 0 |  |  |  | 17-12-2010 |  | -1
355 | PONNERI | ECG machine ordinary | 00007/ECGO/2 | B | [5 empty] | _ |  | DDHS |  |  |  | 0 |  |  |  | 17-12-2010 |  | -1
356 | PONNERI | Pulse Oximeter | 00007/SPO2/1 | B |  |  |  | 2004-06-02 |  | GH - Pallipet | OT | DMS |  |  |  | 0 |  |  |  | 17-12-2010 |  | -1
357 | PONNERI | Pulse Oximeter | 00007/SPO2/3 | B |  |  |  | 1998-12-14 |  | Trans Health Care India | OT | Transfer |  |  |  | 0 |  |  |  | 17-12-2010 |  | -1
358 | PONNERI | Syringe Pump | 00007/SYRP/1 | B | Samtronic India in. co. Ltd. - ST 6700 | 37838D128 |  | 2010-11-15 |  | Trans Health Care India Pvt. Ltd. |  | RCH |  |  |  | 0 |  |  |  | 17-12-2010 |  | -1
359 | PONNERI | Syringe Pump | 00007/SYRP/2 | B | Samtronic India in. co. Ltd. - ST 6700 | 37822D128 |  | 2010-11-15 |  | Trans Health Care India Pvt. Ltd. |  | RCH |  |  |  | 0 |  |  |  | 17-12-2010 |  | -1
360 | PONNERI | Dental Chair | 00007/DECH/1 | B2 | With Unit |  |  | 2008-05-08 |  | Confident Dental Equipments | Dental OP | TNMSC |  |  |  | 0 |  |  |  | 17-12-2010 |  | -1
361 | PONNERI | Laryngoscope(Adult) | 00007/LAGA/1 | C | Adult |  |  | 2009-03-24 |  | Jupiter Manufacturing Works | OT | SandP |  |  |  | 0 |  |  |  | 17-12-2010 |  | -1
362 | PONNERI | Laproscope Double Puncture | 00007/LDP/1 | C | Dubble |  |  | 2008-06-13 |  | Vishal Hospital and Furniture | OT | DD F W |  |  |  | 0 |  |  |  | 17-12-2010 |  | -1
363 | PONNERI | Operating Microscope(Eye) | 00007/OMS/1 | B |  |  |  | 2001-08-21 |  | GH - Thiruttani | OT | Transfer |  |  |  | 0 |  |  |  | 17-12-2010 |  | -1
364 | PONNERI | Operating Microscope(Eye) | 00007/OMS/2 | B |  |  |  | 2001-04-10 |  | Sri Sankara Health Center | OT | Dotion |  |  |  | 0 |  |  |  | 17-12-2010 |  | -1
365 | PONNERI | Opthalmoscope Indirect | 00007/OPMSI/1 | C |  |  |  | 2009-01-23 |  | Suriya Surgicals | Store | SandP |  |  |  | 0 |  |  |  | 17-12-2010 |  | -1
366 | PONNERI | Slit Lamp | 00007/SLIT/2 | C |  |  |  | 2009-02-28 |  | GH ??? Madavaram | OT | Transfer |  |  |  | 0 |  |  |  | 17-12-2010 |  | -1
367 | PONNERI | Ultra Sonogram -MOBILE | 00007/IUSM/1 | B | FF Sonic |  |  | 1996-03-30 |  | Kody Elcot | L W |  |  |  |  | 0 |  |  |  | 17-12-2010 |  | -1
368 | PONNERI | Ultra Sonogram -MOBILE | 00007/IUSM/2 | B |  |  |  | 2009-07-01 |  | GH ??? Policat | Scan Room | Transfer |  |  |  | 0 |  |  |  | 17-12-2010 |  | -1
369 | PONNERI | X-ray Machine 50 mA(Mobile) | 00007/XRY50/1 | B | 50 mA |  |  | 1905-05-23 |  | _ | X - Ray Dept |  |  |  |  | 0 |  |  |  | 17-12-2010 |  | -1
370 | PONNERI | Binocular Mircroscope | 00007/BIMS/1 | B2 | Bino |  |  | 1996-08-13 |  | _ | Lab | DDHS |  |  |  | 0 |  |  |  | 17-12-2010 |  | -1
371 | PONNERI | Binocular Mircroscope | 00007/BIMS/2 | B2 | Bino |  |  | 1998-06-23 |  | Associated Surgicals | Lab | DMS |  |  |  | 0 |  |  |  | 17-12-2010 |  | -1
372 | PONNERI | Binocular Mircroscope | 00007/BIMS/3 | B2 | Bino |  |  | 2001-01-22 |  | Dots TB Center | Lab | Transfer |  |  |  | 0 |  |  |  | 17-12-2010 |  | -1
373 | PONNERI | Binocular Mircroscope | 00007/BIMS/4 | B2 | Bino |  |  | 2009-06-20 |  | Solocraft Industries | Store | TNHSP |  |  |  | 0 |  |  |  | 17-12-2010 |  | -1
374 | PONNERI | Binocular Mircroscope | 00007/BIMS/5 | B2 | Bino |  |  | 2009-06-20 |  | Solocraft Industries | Store | TNHSP |  |  |  | 0 |  |  |  | 17-12-2010 |  | -1
375 | PONNERI | Binocular Mircroscope | 00007/BIMS/6 | B2 | Compond |  |  | 2002-12-14 |  | Associated Surgicals | BSC | DMS |  |  |  | 0 |  |  |  | 17-12-2010 |  | -1
376 | PONNERI | Blood Bank Refrigerator | 00007/BLDR/1 | B | Remi BR - 40 |  |  | 1999-01-12 |  | Remi Instruments | GH - Thiruvallur | DMS |  |  |  | 0 |  |  |  | 17-12-2010 |  | -1
377 | PONNERI | Blood Bank Refrigerator | 00007/BLDR/2 | B |  |  |  | 2009-05-22 |  | GH ??? Arakom | B B | Transfer |  |  |  | 0 |  |  |  | 17-12-2010 |  | -1
378 | PONNERI | Electri centrifuger | 00007/CENT/1 | C | 8 Bucket |  |  | 2009-06-20 |  | Solocraft Industries | Store | TNHSP |  |  |  | 0 |  |  |  | 17-12-2010 |  | -1
379 | PONNERI | Electri centrifuger | 00007/CENT/2 | C |  |  |  | 2009-09-29 |  | Associated Surgicals | BB | DMS |  |  |  | 0 |  |  |  | 17-12-2010 |  | -1
380 | PONNERI | Distilled water stills | 00007/DWSL/1 | C |  |  |  | 1998-05-23 |  | Gu Enterprices | Store | DMS |  |  |  | 0 |  |  |  | 17-12-2010 |  | -1
381 | PONNERI | Glucometer | 00007/GLMT/1 | C |  |  |  | 2003-08-16 |  | Associated Surgicals | Store |  |  |  |  | 0 |  |  |  | 17-12-2010 |  | -1
382 | PONNERI | Glucometer | 00007/GLMT/2 | C |  |  |  | 2003-08-16 |  | Associated Surgicals | Store |  |  |  |  | 0 |  |  |  | 17-12-2010 |  | -1
383 | PONNERI | Hot Air oven | 00007/HAOV/1 | C |  |  |  | 2009-06-20 |  | Solocraft Industries | Store | TNHSP |  |  |  | 0 |  |  |  | 17-12-2010 |  | -1
384 | PONNERI | Ice Lined Refrigerator | 00007/ILREF/1 | C | MK - 142 |  |  |  |  | _ |  | DMS |  |  |  | 0 |  |  |  | 17-12-2010 |  | -1
385 | PONNERI | Lab Incubator | 00007/INCU/1 | C |  |  |  | 1998-11-23 |  | MC Dalal Agencies | Store | DMS |  |  |  | 0 |  |  |  | 17-12-2010 |  | -1
386 | PONNERI | Lab Incubator | 00007/INCU/2 | C |  |  |  | 1999-08-03 |  | MC Dalal Agencies | Store | DMS |  |  |  | 0 |  |  |  | 17-12-2010 |  | -1
387 | PONNERI | Lab Incubator | 00007/INCU/3 | C |  |  |  | 2009-06-20 |  | Solocraft Industries | Store | TNHSP |  |  |  | 0 |  |  |  | 17-12-2010 |  | -1
388 | PONNERI | Refrigerator | 00007/REFR/1 | C | 175 Lts |  |  | 2005-06-11 |  | Vasanth and Co | ICTC |  |  |  |  | 0 |  |  |  | 17-12-2010 |  | -1
389 | PONNERI | Refrigerator | 00007/REFR/4 | C |  |  |  | 2009-03-25 |  | From Lab | Store | Transfer |  |  |  | 0 |  |  |  | 17-12-2010 |  | -1
390 | PONNERI | Semi auto analyser | 00007/SEAA/1 | B2 |  |  |  | 1999-04-01 |  | Ranboxy Lab | GH - Uthukottai | DMS |  |  |  | 0 |  |  |  | 17-12-2010 |  | -1
391 | PONNERI | Semi auto analyser | 00007/SEAA/2 | B2 |  |  |  | 2009-04-24 |  | Robonic India Pvt. Ltd | LAB | TNHSP |  |  |  | 0 |  |  |  | 17-12-2010 |  | -1
392 | PONNERI | Semi auto analyser | 00007/SEAA/4 | B2 | RX - 50 | TN10J010 |  | 2010-10-14 |  | Microlab Instruments | [5 empty] | 0 |  |  |  | 17-12-2010 |  | -1
393 | PONNERI | Urine Analyser | 00007/URNA/1 | C |  |  |  | 2009-02-03 |  | Solokraft Industries | Store | SandP |  |  |  | 0 |  |  |  | 17-12-2010 |  | -1
394 | PONNERI | Urine Analyser | 00007/URNA/2 | C |  |  |  | 2009-02-03 |  | Solokraft Industries | LAB | SandP |  |  |  | 0 |  |  |  | 17-12-2010 |  | -1
395 | PONNERI | Rotor / Shaker | 00007/VDRL/1 | C |  |  |  | 2001-03-20 |  | Remi Motors Pvt. Ltd. | Store | DMS |  |  |  | 0 |  |  |  | 17-12-2010 |  | -1
396 | PONNERI | Water bath | 00007/WBAT/1 | C |  |  |  | 1997-04-11 |  |  | Store | DDHS |  |  |  | 0 |  |  |  | 17-12-2010 |  | -1
397 | PONNERI | Water bath | 00007/WBAT/2 | C |  |  |  | 1999-08-09 |  | Dalal Agencies | Store | DMS |  |  |  | 0 |  |  |  | 17-12-2010 |  | -1
398 | PONNERI | Autoclave vertical single bin | 00007/ACV1/1 | C | 1 Bin Vertical |  |  | 2008-05-03 |  | Jupiter Manufacturing Works | L W | TNHSP |  |  |  | 0 |  |  |  | 17-12-2010 |  | -1
399 | PONNERI | Autoclave vertical single bin | 00007/ACV1/2 | C | 1 Bin Vertical |  |  | 2008-05-03 |  | Jupiter Manufacturing Works | OP | TNHSP |  |  |  | 0 |  |  |  | 17-12-2010 |  | -1
400 | PONNERI | Autoclave vertical single bin | 00007/ACV1/3 | C | 11x9 |  |  | 2009-02-03 |  | Solokraft Industries | Store | SandP |  |  |  | 0 |  |  |  | 17-12-2010 |  | -1
401 | PONNERI | Autoclave vertical single bin | 00007/ACV1/4 | C | 12 x 20 |  |  | 2000-07-28 |  | Alan Medical and Laboratories Products | OT | DMS |  |  |  | 0 |  |  |  | 17-12-2010 |  | -1
402 | PONNERI | Auto Clave HP Vertical (2 bin) | 00007/ACV2/1 | C | 16x24 |  |  | 2009-02-17 |  | Vishal Hospital and Furniture | Store | SandP |  |  |  | 0 |  |  |  | 17-12-2010 |  | -1
403 | PONNERI | Auto Clave HP Vertical (2 bin) | 00007/ACV2/2 | C | 2 Bin Vertical |  |  | 2008-02-03 |  | Jupiter Manufacturing Works | OT | TNHSP |  |  |  | 0 |  |  |  | 17-12-2010 |  | -1
404 | PONNERI | Auto Clave HP Vertical (2 bin) | 00007/ACV2/3 | C | 2 Bin Vertical |  |  | 2008-02-03 |  | Jupiter Manufacturing Works | Store | TNHSP |  |  |  | 0 |  |  |  | 17-12-2010 |  | -1
405 | PONNERI | Auto Clave HP Vertical (2 bin) | 00007/ACV2/4 | C | 2 Bin Vertical |  |  | 2008-02-03 |  | Jupiter Manufacturing Works | Store | TNHSP |  |  |  | 0 |  |  |  | 17-12-2010 |  | -1
406 | PONNERI | Auto Clave HP Vertical (2 bin) | 00007/ACV2/5 | C | 2 Bin Vertical |  |  | 2008-02-03 |  | Jupiter Manufacturing Works | Store | TNHSP |  |  |  | 0 |  |  |  | 17-12-2010 |  | -1
407 | PONNERI | Auto Clave HP Vertical (2 bin) | 00007/ACV2/6 | C | 2 Bin Vertical |  |  | 2008-02-03 |  | Jupiter Manufacturing Works | Store | TNHSP |  |  |  | 0 |  |  |  | 17-12-2010 |  | -1
408 | PONNERI | Auto Clave HP Vertical (2 bin) | 00007/ACV2/7 | C | 2 Bin Vertical |  |  | 2009-02-03 |  | Solokraft Industries | Store | TNHSP |  |  |  | 0 |  |  |  | 17-12-2010 |  | -1
409 | PONNERI | Auto Clave HP Vertical (2 bin) | 00007/ACV2/8 | C | 2 Bin Vertical |  |  | 2009-02-03 |  | Solokraft Industries | Store | TNHSP |  |  |  | 0 |  |  |  | 17-12-2010 |  | -1
410 | PONNERI | Auto Clave HP Vertical (2 bin) | 00007/ACV2/9 | C | 2 Bin Vertical |  |  | 2009-02-03 |  | Solokraft Industries | Store | TNHSP |  |  |  | 0 |  |  |  | 17-12-2010 |  | -1
411 | PONNERI | Auto Clave HP Vertical (2 bin) | 00007/ACV2/10 | C | 2 Bin Vertical |  |  | 2009-02-03 |  | Solokraft Industries | Store | TNHSP |  |  |  | 0 |  |  |  | 17-12-2010 |  | -1
412 | PONNERI | Auto Clave HP Vertical (2 bin) | 00007/ACV2/11 | C |  |  |  | 1998-06-23 |  | Associated Surgicals | OP | DMS |  |  |  | 0 |  |  |  | 17-12-2010 |  | -1
413 | PONNERI | Focus lamp Ordinary | 00007/FOLP/1 | C |  |  |  | 1997-05-16 |  | General Surgicals | Cond. Store | DMS |  |  |  | 0 |  |  |  | 17-12-2010 |  | -1
414 | PONNERI | Shadowless Lamp stand model | 00007/MOLT/1 | B |  |  |  | 2009-03-24 |  | Jupiter Manufacturing Works | OT | SandP |  |  |  | 0 |  |  |  | 17-12-2010 |  | -1
415 | PONNERI | Shadowless Lamp stand model | 00007/MOLT/2 | B |  |  |  | 2009-03-27 |  | Jupiter Manufacturing Works | Store | SandP |  |  |  | 0 |  |  |  | 17-12-2010 |  | -1
416 | PONNERI | Shadowless Lamp stand model | 00007/MOLT/3 | B | MOBILE 18" STAND MODEL | 00007/MOLT/3 |  | 2008-02-09 |  | Jupiter Manufacturing Works | OT | TNHSP | TNHSP/TNMSC/P2E17/2007/30.10.2007 | 2008-02-09 | 2009-02-08 | 13749 |  |  |  | 17-12-2010 |  | -1
417 | PONNERI | Shadowless Lamp stand model | 00007/MOLT/9 | B |  |  |  | 2008-07-12 |  | Jupiter Manufacturing Works | Store | TNHSP |  |  |  | 0 |  |  |  | 17-12-2010 |  | -1
418 | PONNERI | Suction Apparatus - Electrical | 00007/SAEL/8 | C | Cabnet |  |  | 2009-02-17 |  | Vishal Hospital and Furniture | Store | SandP |  |  |  | 0 |  |  |  | 17-12-2010 |  | -1
419 | PONNERI | Suction Apparatus - Electrical | 00007/SAEL/9 | C | Cabnet |  |  | 2009-02-17 |  | Vishal Hospital and Furniture | Store | SandP |  |  |  | 0 |  |  |  | 17-12-2010 |  | -1
420 | PONNERI | Suction Apparatus - Electrical | 00007/SAEL/10 | C | Cabnet |  |  | 2009-02-17 |  | Vishal Hospital and Furniture | Store | SandP |  |  |  | 0 |  |  |  | 17-12-2010 |  | -1
421 | PONNERI | Suction Apparatus - Electrical | 00007/SAEL/11 | C | Cabnet |  |  | 2009-02-17 |  | Vishal Hospital and Furniture | Store | SandP |  |  |  | 0 |  |  |  | 17-12-2010 |  | -1
422 | PONNERI | Suction Apparatus - Electrical | 00007/SAEL/12 | C | Cabnet |  |  | 2009-02-17 |  | Vishal Hospital and Furniture | Store | SandP |  |  |  | 0 |  |  |  | 17-12-2010 |  | -1
423 | PONNERI | Suction Apparatus - Electrical | 00007/SAEL/13 | C | Cabnet |  |  | 2009-02-17 |  | Vishal Hospital and Furniture | Store | SandP |  |  |  | 0 |  |  |  | 17-12-2010 |  | -1
424 | PONNERI | Suction Apparatus - Electrical | 00007/SAEL/14 | C |  |  |  | 2009-03-24 |  | Jupiter Manufacturing Works | Store | SandP |  |  |  | 0 |  |  |  | 17-12-2010 |  | -1
425 | PONNERI | Suction Apparatus - Electrical | 00007/SAEL/15 | C |  |  |  | 2006-10-08 |  | Vishal Hospital and Furniture | OT | HMF |  |  |  | 0 |  |  |  | 17-12-2010 |  | -1
426 | PONNERI | Suction Apparatus - Electrical | 00007/SAEL/16 | C |  |  |  | 2009-02-17 |  | Vishal Hospital and Furniture | F W | TNHSP |  |  |  | 0 |  |  |  | 17-12-2010 |  | -1
427 | PONNERI | Suction Apparatus - Electrical | 00007/SAEL/17 | C |  |  |  | 2009-02-17 |  | Vishal Hospital and Furniture | Store | TNHSP |  |  |  | 0 |  |  |  | 17-12-2010 |  | -1
428 | PONNERI | Suction Apparatus - Electrical | 00007/SAEL/18 | C |  |  |  | 2009-02-17 |  | Vishal Hospital and Furniture | Store | TNHSP |  |  |  | 0 |  |  |  | 17-12-2010 |  | -1
429 | PONNERI | Suction Apparatus - Electrical | 00007/SAEL/19 | C |  |  |  | 2009-02-17 |  | Vishal Hospital and Furniture | Store | TNHSP |  |  |  | 0 |  |  |  | 17-12-2010 |  | -1
430 | PONNERI | Suction Apparatus - Electrical | 00007/SAEL/20 | C |  |  |  | 2009-02-17 |  | Vishal Hospital and Furniture | Store | TNHSP |  |  |  | 0 |  |  |  | 17-12-2010 |  | -1
431 | PONNERI | Suction Apparatus - Electrical | 00007/SAEL/21 | C |  |  |  | 2009-02-17 |  | Vishal Hospital and Furniture | Store | TNHSP |  |  |  | 0 |  |  |  | 17-12-2010 |  | -1
432 | PONNERI | Suction Apparatus - Electrical | 00007/SAEL/22 | C |  |  |  | 2009-02-17 |  | Vishal Hospital and Furniture | Store | TNHSP |  |  |  | 0 |  |  |  | 17-12-2010 |  | -1
433 | PONNERI | Suction Apparatus - Electrical | 00007/SAEL/23 | C |  |  |  | 2009-02-17 |  | Vishal Hospital and Furniture | Store | TNHSP |  |  |  | 0 |  |  |  | 17-12-2010 |  | -1
434 | PONNERI | Suction Apparatus - Electrical(Hivacuam) | 00007/SAHV/1 | B | Surgical Aspirator Vacuum Set |  |  | 2009-05-18 |  | General Surgicals | Store | SandP |  |  |  | 0 |  |  |  | 17-12-2010 |  | -1
435 | PONNERI | Sterilizer Medium (Instrument) | 00007/STMD/1 | C | 16x9 |  |  | 2008-04-17 |  | Suriya Surgicals | OT | TNHSP |  |  |  | 0 |  |  |  | 17-12-2010 |  | -1
436 | PONNERI | Steriliser Small (Instruments) | 00007/STSL/1 | C | 12x9 |  |  | 2008-04-17 |  | Suriya Surgicals | Store | TNHSP |  |  |  | 0 |  |  |  | 17-12-2010 |  | -1
437 | PONNERI | Steriliser Small (Instruments) | 00007/STSL/2 | C | 12x9 |  |  | 2008-04-17 |  | Suriya Surgicals | Store | TNHSP |  |  |  | 0 |  |  |  | 17-12-2010 |  | -1
438 | PONNERI | Steriliser Small (Instruments) | 00007/STSL/3 | C | 12x9 |  |  | 2008-04-17 |  | Suriya Surgicals | Store | TNHSP |  |  |  | 0 |  |  |  | 17-12-2010 |  | -1
439 | PONNERI | Steriliser Small (Instruments) | 00007/STSL/4 | C | 12x9 |  |  | 2008-04-17 |  | Suriya Surgicals | Store | TNHSP |  |  |  | 0 |  |  |  | 17-12-2010 |  | -1
440 | PONNERI | Steriliser Small (Instruments) | 00007/STSL/5 | C |  |  |  | 2008-10-14 |  | Jupiter Manufacturing Works | Dental OP | TNHSP |  |  |  | 0 |  |  |  | 17-12-2010 |  | -1
441 | PONNERI | Steriliser Small (Instruments) | 00007/STSL/6 | C |  |  |  | 2008-10-14 |  | Jupiter Manufacturing Works | OT | TNHSP |  |  |  | 0 |  |  |  | 17-12-2010 |  | -1
442 | PONNERI | Steriliser Small (Instruments) | 00007/STSL/7 | C |  |  |  | 2008-10-14 |  | Jupiter Manufacturing Works | Store | TNHSP |  |  |  | 0 |  |  |  | 17-12-2010 |  | -1
443 | PONNERI | Steriliser Small (Instruments) | 00007/STSL/8 | C |  |  |  | 2008-10-14 |  | Jupiter Manufacturing Works | Store | TNHSP |  |  |  | 0 |  |  |  | 17-12-2010 |  | -1
444 | PONNERI | Operation Table Hydraulic Major | 00007/TAMA/1 | B2 |  |  |  | 1997-05-15 |  | General Surgicals | OT | TNMSC |  |  |  | 0 |  |  |  | 17-12-2010 |  | -1
445 | PONNERI | Operating table Orthopedic | 00007/TAOR/1 | B | with Ortho Attachement |  |  | 2009-03-20 |  | Vibash | OT | SandP |  |  |  | 0 |  |  |  | 17-12-2010 |  | -1
446 | PONNERI | Alpha Bed with motor | 00007/ABM/1 | C |  |  |  | 2001-08-09 |  | Associated Surgicals | M W | DMS |  |  |  | 0 |  |  |  | 17-12-2010 |  | -1
447 | PONNERI | Alpha Bed with motor | 00007/ABM/2 | C |  |  |  | 2003-08-16 |  | Associated Surgicals | Store | DMS |  |  |  | 0 |  |  |  | 17-12-2010 |  | -1
448 | PONNERI | Alpha Bed with motor | 00007/ABM/3 | C |  |  |  | 2003-08-16 |  | Associated Surgicals | Store | DMS |  |  |  | 0 |  |  |  | 17-12-2010 |  | -1
449 | PONNERI | Generator | 00007/GEN/2 | C | [5 empty] | Honda | [5 empty] | 0 |  |  |  | 17-12-2010 |  | -1
450 | PONNERI | Generator | 00007/GEN/3 | C | [5 empty] | Yamaha | [5 empty] | 0 |  |  |  | 17-12-2010 |  | -1
451 | PONNERI | Nebuliser Adult | 00007/NEBA/1 | C |  |  |  | 1995-05-25 |  | Associated Surgicals | OT | DMS |  |  |  | 0 |  |  |  | 17-12-2010 |  | -1
452 | PONNERI | Needle destroyer / Syringe Destroyer | 00007/NEED/1 | C |  |  |  | 2008-02-07 |  | Glo Life Care Equipments | OP | TNHSP |  |  |  | 0 |  |  |  | 17-12-2010 |  | -1
453 | PONNERI | Needle destroyer / Syringe Destroyer | 00007/NEED/2 | C |  |  |  | 2008-02-07 |  | Glo Life Care Equipments | M W | TNHSP |  |  |  | 0 |  |  |  | 17-12-2010 |  | -1
454 | PONNERI | Needle destroyer / Syringe Destroyer | 00007/NEED/3 | C |  |  |  | 2008-02-07 |  | Glo Life Care Equipments | Dental OP | TNHSP |  |  |  | 0 |  |  |  | 17-12-2010 |  | -1
455 | PONNERI | Needle destroyer / Syringe Destroyer | 00007/NEED/4 | C |  |  |  | 2008-02-07 |  | Glo Life Care Equipments | OT | TNHSP |  |  |  | 0 |  |  |  | 17-12-2010 |  | -1
456 | PONNERI | Needle destroyer / Syringe Destroyer | 00007/NEED/5 | C |  |  |  | 2008-02-07 |  | Glo Life Care Equipments | LAB | TNHSP |  |  |  | 0 |  |  |  | 17-12-2010 |  | -1
457 | PONNERI | Needle destroyer / Syringe Destroyer | 00007/NEED/6 | C |  |  |  | 2008-02-07 |  | Glo Life Care Equipments | Store | TNHSP |  |  |  | 0 |  |  |  | 17-12-2010 |  | -1
458 | PONNERI | Needle destroyer / Syringe Destroyer | 00007/NEED/7 | C |  |  |  | 2005-06-04 |  | Linco Scientific Instruments | ICTC |  |  |  |  | 0 |  |  |  | 17-12-2010 |  | -1
459 | PONNERI | Weighing Machine Electronic | 00007/WME/1 | C | Electronic |  |  | 2009-01-21 |  | Suriya Surgicals | L W | SandP |  |  |  | 0 |  |  |  | 17-12-2010 |  | -1
460 | PONNERI | Weighing Machine Electronic | 00007/WME/2 | C | Electronic |  |  | 2009-01-21 |  | Suriya Surgicals | Store | SandP |  |  |  | 0 |  |  |  | 17-12-2010 |  | -1
461 | PONNERI | Formaline dispenser | 00007/FORD/1 | C |  |  |  | 2003-11-12 |  | South India Surgicals | OT | DMS |  |  |  | 0 |  |  |  | 17-12-2010 |  | -1
462 | PONNERI | Boyles apparatus with out Circle Abosrber | 00007/BAOCA/1 | B |  |  |  | 1997-03-27 |  | BOC India Ltd. | OT |  |  |  |  | 0 |  |  |  | 17-12-2010 |  | -1
463 | PONNERI | Boyles apparatus with out Circle Abosrber | 00007/BAOCA/2 | B |  |  |  | 2008-11-14 |  | Solokraft Industries | OT | TNHSP |  |  |  | 0 |  |  |  | 17-12-2010 |  | -1
464 | POONAMALLEE | Computer | 00008/COMP/1 | C | [5 empty] | Lipi Data System Ltd | Office | TNHSP |  |  | 2010-02-24 | 0 |  |  |  | 17-12-2010 |  | -1
465 | PONNERI | Nebuliser Adult | 00007/NEBA/3 | C | NEW LIFE |  |  | 2012-02-27 | Vishal Hospital mfg.P.Ltd | Vishal Hospital mfg.P.Ltd | ST-1~M/W-1 | TNHSP | p/TNMSC/ENGG/AG73e/2010~22/09/2011 | 2012-02-27 | 2013-02-26 | 1300 |  |  |  | 24-4-2012 |  | -1
466 | PONNERI | Nebuliser Adult | 00007/NEBA/4 | C | NEW LIFE |  |  | 2012-02-27 | Vishal Hospital Mfg.P.Ltd | Vishal Hospital Mfg.P.Ltd | Store-1 | TNHSP | TNHSP/TNMSC/ENGGAG73e/2010~22/09/2011 | 2012-02-27 | 2013-02-26 | 1300 |  |  |  | 24-4-2012 |  | -1
467 | PONNERI | Focus lamp Ordinary | 00007/FOLP/3 | C |  |  |  | 2011-01-08 |  | General Surgical Co. (I) Pvt. Ltd. | L W | RCH | RCH-II/TNMSC/ENGG/4538/2010-2 dt 06/10/10 | 2011-01-10 | 2012-01-07 | 4750 |  |  |  | 16-9-2011 |  | -1
468 | PONNERI | Focus lamp Ordinary | 00007/FOLP/4 | C |  |  |  | 2011-01-08 |  | General Surgical Co(I) P Ltd | Eye OT | RCH | RCH-II/TNMSC/ENGG/4538/2010-2 DT-6/10/2010 | 2011-01-10 | 2012-01-07 | 4750 |  |  |  | 16-9-2011 |  | -1
469 | PONNERI | Focus lamp Ordinary | 00007/FOLP/5 | C |  |  |  | 2011-01-08 |  | General Surgical co (I) P Ltd | Store | RCH | RCH-II/TNMSC/ENGG/4538/2010-2 DT 6/10/2010 | 2011-01-10 | 2012-01-07 | 4750 |  |  |  | 16-9-2011 |  | -1
470 | PONNERI | Laryngoscope fibreoptic ENT | 00007/LYFO/1 | B2 |  |  |  | 2010-12-20 |  | South India Surgical Co Ltd | Store | RCH | RCH-II/TNMSC/ENGG/4538/2010-7 DT 6/10/2010 |  | 2011-12-19 | 2400 |  |  |  | 16-9-2011 |  | -1
471 | PONNERI | Laryngoscope fibreoptic ENT | 00007/LYFO/2 | B2 |  |  |  | 2010-12-20 |  | South India Surgical Co LTD | Store | RCH | RCH-II/TNMSC/ENGG/4538/2010-7 DT 6/10/2010 |  | 2011-12-19 | 2400 |  |  |  | 16-9-2011 |  | -1
472 | PONNERI | Weighing Machine Electronic | 00007/WME/1 | C |  |  |  | 2011-01-13 |  | Jupiter Mfg wORKS | Store | RCH | RCH-II/TNMSC/ENGG/4538/2010-3 dt 6/10/2010 |  | 2012-01-12 | 2300 |  |  |  | 16-9-2011 |  | -1
473 | PONNERI | Haemoglobinometer | 00007/HBMT/1 | C |  |  |  | 2011-09-07 | B.D.Instrumentation (India) | Solokrafts Industries | Lab | RCH | RCH-II/TNMSC/ENGG/4538/2010-6 dt 6/10/2010 | 2011-09-07 | 2013-02-06 | 4300 |  |  |  | 16-9-2011 |  | -1
474 | PONNERI | Haemoglobinometer | 00007/HBMT/2 | C |  |  |  | 2011-09-07 | B.D. Instrumentation (India) | Solokrafts Industries | Lab | RCH | RCH-II//ENGG/4538/2010-6 dt 6/10/2010 | 2011-09-07 | 2013-02-06 | 4300 |  |  |  | 16-9-2011 |  | -1
475 | PONNERI | Haemoglobinometer | 00007/HBMT/3 | C |  |  |  | 2011-09-07 | B.D. Instrumentation India | Solokrafts Industries | Store | RCH | RCH-II/TNMSC/ENGG/4538/2010-6 dt 6/10/2010 | 2011-09-07 | 2013-02-06 | 4300 |  |  |  | 16-9-2011 |  | -1
476 | PONNERI | Haemoglobinometer | 00007/HBMT/4 | C |  |  |  | 2011-09-07 | B.D.Instrumentation (India) | Solokrafts Industries | Store | RCH | RCH-II/TNMSC/ENGG/4538/2010-6 dt 6/10/2010 | 2011-09-07 | 2013-02-06 | 4300 |  |  |  | 16-9-2011 |  | -1
477 | PONNERI | Weighing Machine Electronic | 00007/WME/2 | C |  |  |  | 2011-01-13 |  | Jupiter Mfg works | Store | RCH | RCH-II/TNMSC/ENGG/4538/2010-3 DT 6/10/2010 | 2011-01-13 | 2012-01-12 | 2300 |  |  |  | 17-9-2011 |  | -1
478 | PONNERI | Electric Calorimeter | 00007/CALO/1 | C | Model No 1000 |  |  | 2011-03-18 | Advance Scientific andamp; Surgical Co | Jupiter Mfg Works | Lab | RCH | RCH-II/TNMSC/ENGG/4538/2010-5 DT 6/10/2010 | 2011-03-18 | 2012-03-17 | 5300 |  |  |  | 17-9-2011 |  | -1
479 | PONNERI | Magnavision Lamp | 00007/MAGL/1 | C |  |  |  | 2011-03-18 |  | Jupiter Mfg Works | Store | DRHM | 04R/NRHM/TNMSC/ENGG/2011 DT 12/2/2011 | 2011-03-18 | 2012-03-17 | 4400 |  |  |  | 17-9-2011 |  | -1
480 | PONNERI | Nebuliser Adult | 00007/NEBA/1 | C |  |  |  | 2011-05-24 |  | British Pharma | Female Ward |  |  |  |  | 1800 |  |  |  | 17-9-2011 |  | -1
481 | PONNERI | Nebuliser Adult | 00007/NEBA/2 | C |  |  |  | 2011-05-25 |  | British Pharma | Labour Ward |  |  |  |  | 1800 |  |  |  | 17-9-2011 |  | -1
482 | PONNERI | Defibrillator with Monitor | 00007/DEFI/2 | B2 |  | 39777379 |  | 2011-09-20 |  | MIITI Electronics P Ltd~Pondicherry | Store | TNHSP | TNHSP/TNMSC/ENGG/AG736/2010~ Dt 26/04/2011 | 2011-09-20 | 2012-09-19 | 200000 |  |  |  | 2011-03-10 |  | -1
483 | PONNERI | Cardiac Monitor | 00007/EBSM/2 | C |  | 1109004 |  | 2011-09-20 |  | MITI Electronics P Ltd Pondicherry | Store | TNHSP | TNHSP/TNMSC/ENGG/AG736/2010 Dt 26/04/2011 | 2011-09-20 | 2012-09-19 | 30000 |  |  |  | 2011-03-10 |  | -1
484 | PONNERI | Cardiac Monitor | 00007/EBSM/3 | C |  | 1109005 |  | 2011-09-20 |  | MIITI Electronics Pltd Pondicherry | Store | TNHSP | TNHSP/TNMSC/ENGG/AG736/2010~ Dt 26/04/2011 | 2011-09-20 | 2012-09-19 | 30000 |  |  |  | 2011-03-10 |  | -1
485 | PONNERI | ECG machine computerized | 00007/ECGC/2 | B | CARDIPA 400 | C400111223 |  | 2011-09-20 |  | Miti Electronics P Ltd Pondicherry | Casuality | TNHSP | TNHSP/TNMSC/ENGG/AG736/2010 Dt 26/04/2011 | 2011-09-20 | 2012-09-19 | 40000 |  |  |  | 2011-03-10 |  | -1
486 | PONNERI | Pulse Oximeter with NIB.P | 00007/POBP/1 | B2 | MD200A |  |  | 2011-05-09 | Beijing Choice Electronic | Trans Healthcare India P Ltd~ Chennai | Store | TNHSP | TNHSP/TNMSC/ENGG/AG73d/2010 Dt 1/3/2011 | 2011-05-09 | 2012-05-08 | 13950 |  |  |  | 2011-03-10 |  | -1
487 | PONNERI | Pulse Oximeter with NIB.P | 00007/POBP/2 | B2 |  |  |  | 2011-05-09 |  | Trans Healthcare India P Ltd Chennai | Store | TNHSP | TNHSP/TNMSC/ENGG/AG73d/2010~Dt 1/3/2011 | 2011-05-09 | 2012-05-08 | 13950 |  |  |  | 2011-03-10 |  | -1
488 | PONNERI | Pulse Oximeter | 00007/SPO2/4 | B2 | MD200A |  |  | 2011-05-09 | Beijing Choice Electronic | Trans Healthcare P Ltd Chennai | LW | TNHSP | TNHSP/TNMSC/ENGG/AG73d/2010 Dt 1/3/2011 | 2011-05-09 | 2012-05-08 | 13950 |  |  |  | 2011-03-10 |  | -1
489 | PONNERI | Pulse Oximeter | 00007/SPO2/5 | B2 | MD200A |  |  | 2011-05-09 | Beijing Choice Electronic | Trans Healthcare India PLtd | OT | TNHSP | TNHSP/TNMSC/ENGG/AG73d/2010 Dt1/3/2011 | 2011-05-09 | 2012-05-08 | 13950 |  |  |  | 2011-03-10 |  | -1
490 | PONNERI | Weighing Machine-Suspension | 00007/WEIM/1 | C | Prestige Model- AIWA |  |  | 2012-02-09 | HARDIK MEDI TECH~delhi 110009 | Alan Medical andamp;Laboratory Products | store | TNHSP | TNHSP/TNMSC/ENGG/AG24/2011~9.12.2011 | 2012-02-09 | 2014-02-08 | 598 |  |  | Alan Medical andamp; Laboratory Products | 2012-12-02 |  | -1
491 | PONNERI | Infusion Pump/Infusion Syringe Pump/Insulin Syringe Pump | 00007/INPM/5 | C |  | MP1ALH276 |  | 2011-11-03 | Schiller Healthcare India P Ltd | Schiller Health Care India P Ltd | Poison Treatment Center | TNHSP | TNHSP/TNMSC/AG16/2010 Dt 1/7/2011 | 2012-02-17 | 2015-02-16 | 25900 |  |  | Schiller Health Care India P Ltd | 30-11-2011 |  | -1
492 | PONNERI | Infusion Pump/Infusion Syringe Pump/Insulin Syringe Pump | 00007/INPM/6 | C | ST6000 |  |  | 2011-08-17 |  | Transhealthcare Pltd | Store | TNHSP | TNHSP/TNMSC/AG15/2011~ 1.7.2011 | 2011-08-17 | 2012-08-16 | 25200 |  |  |  | 30-11-2011 |  | -1
493 | PONNERI | Ventilators (Adult) | 00007/VENA/1 | B2 | LTV1000 | A48793 |  | 2011-06-14 | Carefusion Inc USA | Transhealthcare India p.ltd | OT | TNHSP | TNHSP/TNMSC/ENGG/AG73a/2010~25.4.11 | 2011-06-14 | 2012-06-13 | 420300 |  |  |  | 30-11-2011 |  | -1
494 | PONNERI | Ultra Sonogram -MOBILE | 00007/IUSM/3 | B | SONATA | 3S6350 |  | 2011-03-19 | Landamp;T | GH.Pallipattu Landamp;T | LW | OTHERS |  | 2011-03-19 |  | 0 |  |  |  | 30-11-2011 |  | -1
495 | PONNERI | Laryngoscope(Adult) | 00007/LAGA/1 | C |  |  |  | 2011-01-13 |  | Jupiter Mfg Works | Store | RCH | RCH-II/TNMSC/ENGG/4538/2010-3~6.10.2010 |  |  | 801 |  |  |  | 30-11-2011 |  | -1
496 | PONNERI | Laryngoscope(Adult) | 00007/LAGA/2 | C |  |  |  | 2011-01-13 |  | Jupiter Mfg.Works~Coimbatore | Store | RCH | RCH-II/TNMSC/ENGG/4538/2010-3~6.10.2010 | 2011-01-13 |  | 801 |  |  |  | 30-11-2011 |  | -1
497 | PONNERI | B.P.apparatus stand model | 00007/BPAS/6 | C |  |  |  | 2011-04-11 |  | Jayem Enterprises~Ambattur | Store | RCH | RCH-II/TNMSC/ENGG/4538/2011~10.2.2011 | 2011-04-11 | 2012-04-10 | 6240 |  |  |  | 30-11-2011 |  | -1
498 | PONNERI | B.P.apparatus stand model | 00007/BPAS/7 | C |  |  |  | 2011-04-11 |  | Jayam Enterprises~ Ambattur | Store | RCH | RCH-II/TNMSC/ENGG/4538/2011~10.2.2011 | 2011-04-11 | 2012-04-10 | 6240 |  |  |  | 30-11-2011 |  | -1
499 | PONNERI | B.P.apparatus stand model | 00007/BPAS/8 | C |  |  |  | 2011-04-11 |  | Jayem Enterprises~Ambattur | Store | RCH | RCH-II/TNMSC/ENGG/4538/2011~10.2.2011 | 2011-04-11 | 2012-04-10 | 6240 |  |  |  | 30-11-2011 |  | -1
500 | PONNERI | B.P.apparatus stand model | 00007/BPAS/9 | C |  |  |  | 2011-04-11 |  | Jayem Enterprises~Ambattur | Store | RCH | RCH-II/TNMSC/ENGG/4538/2011~10.2.2011 | 2011-04-11 | 2012-04-10 | 6240 |  |  |  | 30-11-2011 |  | -1
501 | PONNERI | Foetal Monitor | 00007/FAMON/1 | B |  |  |  | 2003-08-16 |  | Associated Surgicals | L W |  |  |  |  | 0 |  |  |  | 17-12-2010 |  | -1
502 | PONNERI | Phototherapy Unit | 00007/PHTU/3 | C |  |  |  | 1996-03-08 |  | Bet Medicals | L W |  |  |  |  | 0 |  |  |  | 17-12-2010 |  | -1
503 | PONNERI | Radiant Warmer | 00007/RAWR/3 | C | Open Care OCW ??? 100 |  |  | 2008-09-12 |  | Datex Ohemada | L W | TNHSP |  |  |  | 0 |  |  |  | 17-12-2010 |  | -1
504 | PONNERI | Radiant Warmer | 00007/RAWR/4 | C | Open Care OCW ??? 100 |  |  | 2008-09-12 |  | Datex Ohemada | L W | TNHSP |  |  |  | 0 |  |  |  | 17-12-2010 |  | -1
505 | PONNERI | Radiant Warmer | 00007/RAWR/5 | C | Phoenix |  |  | 1996-03-25 |  | Phoenix Medical Systems | L W |  |  |  |  | 0 |  |  |  | 17-12-2010 |  | -1
506 | POONAMALLEE | Operation Table Ordinary Paediatric | 00008/TAPE/1 | B2 |  |  |  | 2009-03-19 |  | VIBAS Coimbatore Surgical Pvt Ltd | O T | DMS |  |  |  | 164268 |  |  |  | 17-11-2010 |  | -1
507 | POONAMALLEE | Lab Incubator | 00008/INCU/1 | C |  |  |  | 2009-07-02 |  | SOLOKRAFTS INDERSTRIES | STORE | TNHSP | TNHSPTNMSEICBP3E2?9 28.01.09 |  |  | 11953 |  |  |  | 17-11-2010 |  | -1
508 | POONAMALLEE | Hot Air oven | 00008/HAOV/1 | C |  |  |  | 2009-07-02 |  | Solo Krafts Industries | STORE | TNHSP | TNHSP/TNMSC/ICB/ P3E2/2009 28/01/2009 |  | 2010-02-06 | 0 |  |  |  | 17-11-2010 |  | -1
509 | POONAMALLEE | Suction Apparatus - Electrical | 00008/SAEL/1 | C |  |  |  | 2002-01-18 |  | GPHC Porur | Op |  |  |  |  | 0 |  |  |  | 17-12-2010 |  | -1
510 | POONAMALLEE | Suction Apparatus - Electrical | 00008/SAEL/3 | C |  |  |  | 2009-02-16 |  | Vishal Hospital Steel Furnituring co | O T |  |  |  | 2010-02-15 | 0 |  |  |  | 17-12-2010 |  | -1
511 | POONAMALLEE | Suction Apparatus - Electrical | 00008/SAEL/2 | C |  |  |  | 2009-02-16 |  | Vishal Hospital Steel Furniture Manufacturing Co | Op | TNHSP |  |  | 2010-02-15 | 0 |  |  |  | 17-12-2010 |  | -1
512 | POONAMALLEE | Suction Apparatus - Electrical | 00008/SAEL/4 | C |  |  |  | 2002-01-18 |  | GPHC Porur | OP |  |  |  |  | 0 |  |  |  | 17-12-2010 |  | -1
513 | POONAMALLEE | Printer | 00008/PRINT/1 | C |  |  |  | 2009-02-24 |  | Lipi Data Sky Ltd | Office | TNHSP | TNHSP/TNMSC/P1H7/2009 |  | 2010-02-23 | 0 |  |  |  | 2012-04-01 |  | -1
514 | POONAMALLEE | Laryngoscope(Adult) | 00008/LAGA/1 | C |  |  |  | 2002-03-08 |  | MSO Thiruvallur | OT | OTHERS |  |  |  | 0 |  |  |  | 27-8-2011 |  | -1
515 | POONAMALLEE | Autoclave Mini | 00008/AUTM/2 | B | 12" x 12" |  |  | 2007-03-09 |  | MC Dalal | STD clinic | OTHERS |  |  |  | 0 |  |  |  | 27-8-2011 |  | -1
516 | POONAMALLEE | Auto Clave HP Vertical (2 bin) | 00008/ACV2/1 | C | 16"x21" |  |  | 2009-02-16 |  | Vishal Hospitals | Ward | DMS | DMS/51190/Sandamp;P/1/2008 Dt. 10/11/2008 |  |  | 16300 |  |  |  | 27-8-2011 |  | -1
517 | POONAMALLEE | Glucometer | 00008/GLMT/1 | C |  | 260042725 |  | 2003-09-22 |  | DMS | Lab | DMS | 45036/Sandamp;P/1/2003 DT 12/6/2003 |  |  | 3200 |  |  |  | 27-8-2011 |  | -1
518 | POONAMALLEE | Glucometer | 00008/GLMT/2 | C |  | 260042729 |  | 2003-09-22 |  | DMS | Lab | DMS | 45036/sps/1/2003 Dt 12/6/2003 |  |  | 3200 |  |  |  | 27-8-2011 |  | -1
519 | POONAMALLEE | Electricity Generator | 00008/ELG/1 | B2 | KE15 |  |  | 2013-08-30 | KOHLER INDIA CORPORATION PVTLTD | TNMSC | INSIDE THE GH | TNMSC |  |  |  | 0 |  |  |  | 2013-03-10 |  | -1
520 | POONAMALLEE | Phototherapy Unit | 00008/PHTU/1 | C | NEOTECH | 612513 |  | 2013-09-24 |  |  | OT | JDHS |  | 2013-09-24 |  | 0 |  |  |  | 2013-03-10 |  | -1
521 | POONAMALLEE | Infant Warmer / Neonatal Warmer/Infant Open Care system | 00008/IFW/1 | B2 | NEO TECH | 1011001637 |  | 2013-09-19 |  |  | OT | JDHS |  |  |  | 0 |  |  |  | 2013-03-10 |  | -1
522 | POONAMALLEE | Binocular Mircroscope | 00008/BIMS/3 | B2 | BDI-13A |  |  | 2014-01-07 | M/S B.D.I. Instrumentation (INDIA) | SOLOKRAFTS INDUSTRIES | Store | TNMSC |  |  |  | 19530 |  |  |  | 17-1-2014 |  | -1
523 | POONAMALLEE | UPS | 00008/UPS/2 | C | OL-10K-120~Battery Make-Amaron Quanta~Model-12AL-12V/130 Ah 21 nos |  |  |  |  | JR Communicationsandamp;Power Controls Pvt.Ltd. | OT building |  |  |  |  | 0 |  |  |  | 17-1-2014 |  | -1
524 | POONAMALLEE | Binocular Mircroscope | 00008/BIMS/4 | B2 | BDI-13A | 22690 |  | 2014-01-07 | Solokrafts Industries | Solokrafts Industries | store | TNHSP | TNHSP/TNMSC/AG87c/2013 DT 22/10/2013 | 2014-04-10 | 2015-04-09 | 18600 |  |  |  | 28-6-2014 |  | -1
525 | POONAMALLEE | Diathermy Machine (Electric Cautery) | 00008/SDIA/3 | B | LITE MODEL |  |  | 2014-06-17 | JBS mediitec India(P)Ltd..~ | JBS mediitec India(p)Ltd...~ | OT |  | 17240/TNMSC/ENGG/2014-2 | 2014-06-17 | 2015-06-16 | 0 |  |  |  | 2014-05-07 |  | -1
526 | POONAMALLEE | Diathermy Machine (Electric Cautery) | 00008/SDIA/2 | B | ELSY - 360M+ LITE |  |  | 2014-06-17 |  | JBSmediitec INDIA (p) lTD.~ | OT | TNMSC | 17240/TNMSC/ENGG/2014-2 DT 16/05/2014 | 2014-06-17 | 2017-06-16 | 218000 |  |  |  | 28-6-2014 |  | -1
527 | POONAMALLEE | Water Bath/Ultrasonic Water Bath | 00008/WBAT/1 | C | SMI I-143~ |  |  | 2014-05-20 | S.M.Scientific Instruments Pvt.Ltd. | S.M.Scientific Instruments Pvt.Ltd. | STORE | TNHSP |  |  |  | 8262 |  |  |  | 2014-05-07 |  | -1
528 | POONAMALLEE | ECG machine computerized | 00008/ECGC/1 | B | Computerised SE 300 | SE300B2A020893870 |  | 2008-11-20 |  | Madras Surgicals | op | TNHSP | TNHSP/TNMSC/P3E5/2006 29/08/2008 |  | 2009-11-19 | 0 |  |  |  | 2012-04-01 |  | -1
529 | POONAMALLEE | UPS | 00008/UPS/1 | C |  |  |  | 2009-05-12 |  | R K Tech Hard andamp;Soft | Office | TNHSP | TTNHSP/TNMSC/P1H1/2009 Dt 22/01/2009 |  | 2010-05-11 | 0 |  |  |  | 2012-04-01 |  | -1
530 | POONAMALLEE | B.P.apparatus stand model | 00008/BPAS/1 | C | Stand |  |  | 2003-07-22 |  | Applo Surgical Industries | OT | OTHERS |  |  |  | 1750 |  |  |  | 17-12-2010 |  | -1
531 | POONAMALLEE | B.P.apparatus table model | 00008/BPAT/1 | C | Box |  |  | 2003-07-22 |  | Applo Surgical Industries | OP | OTHERS |  |  |  | 750 |  |  |  | 17-12-2010 |  | -1
532 | POONAMALLEE | Infusion pump | 00008/INPM/1 | C |  |  |  | 2007-03-17 |  | Akas Medicals | Store | DMS | 103928/ s/p/1/2006 07/03/2007 |  | 2008-03-16 | 0 |  |  |  | 17-12-2010 |  | -1
533 | POONAMALLEE | Dental Chair | 00008/DECH/1 | B2 | Fully Automatic |  |  | 2007-12-15 |  | Confident Dental Equipments | Dental OP | TNMSC |  |  |  | 0 |  |  |  | 17-12-2010 |  | -1
534 | POONAMALLEE | Laryngoscope(Adult) | 00008/LAGA/1 | C |  |  |  | 2003-08-06 |  | GH Thiruvallur | OT | Transfer |  |  |  | 0 |  |  |  | 17-12-2010 |  | -1
535 | POONAMALLEE | Ultra Sonogram -MOBILE | 00008/IUSM/1 | B |  |  |  | 2004-10-01 |  | Larsen and Toubro Limited | Scan Room | DMS |  |  |  | 0 |  |  |  | 17-12-2010 |  | -1
536 | POONAMALLEE | Mono cular Microscope | 00008/MOMS/1 | C | Light |  |  | 2007-11-04 |  | SS Chemicals | STD | TNSACS |  |  |  | 0 |  |  |  | 17-12-2010 |  | -1
537 | POONAMALLEE | Refrigerator | 00008/REFR/1 | C |  |  |  | 2005-12-13 |  | Magaveer Jewelers | OP | Doted |  |  |  | 0 |  |  |  | 17-12-2010 |  | -1
538 | POONAMALLEE | Rotor / Shaker | 00008/VDRL/1 | C |  |  |  | 2007-02-28 |  | Karthic Deepty Agency | STD | TNSACS |  |  |  | 0 |  |  |  | 17-12-2010 |  | -1
539 | POONAMALLEE | Bowl Steriliser - big | 00008/BSBG/1 | C | 24"x20"x20" |  |  | 2002-03-20 |  | GH Thiruvallur | OT | DDFW |  |  | 2003-03-19 | 0 |  |  |  | 17-12-2010 |  | -1
540 | POONAMALLEE | Focus lamp Ordinary | 00008/FOLP/1 | C |  |  |  | 2007-01-24 |  | Solocraft industries | STD | TNSACS |  |  |  | 1490 |  |  |  | 17-12-2010 |  | -1
541 | POONAMALLEE | Focus lamp Ordinary | 00008/FOLP/2 | C |  |  |  | 2007-01-24 |  | Solocraft industries | STD | TNSACS |  |  |  | 0 |  |  |  | 17-12-2010 |  | -1
542 | POONAMALLEE | Shadowless Lamp stand model | 00008/MOLT/1 | B |  |  |  | 2002-03-20 |  | DDFW Thiruvallur | OT | DDFW |  |  |  | 0 |  |  |  | 17-12-2010 |  | -1
543 | POONAMALLEE | Shadowless Lamp stand model | 00008/MOLT/2 | B |  |  |  | 2002-01-18 |  | PHC Porur | OT | Transfer |  |  |  | 0 |  |  |  | 17-12-2010 |  | -1
544 | POONAMALLEE | Diathermy Machine (Electric Cautery) | 00008/SDIA/1 | B |  |  |  | 2007-04-17 |  | Solocraft industries | STD | TNSACS | RE503/TANSACS/TNMSC/SRH/2006 DT 20/02/2007 |  |  | 19500 |  |  |  | 17-12-2010 |  | -1
545 | POONAMALLEE | Alpha Bed with motor | 00008/ABM/1 | C | ORT-123 |  |  | 2007-06-28 | JUPITER | Jupiter Manufacturing Works | Store | DMS |  |  | 2008-06-27 | 6600 |  |  |  | 17-12-2010 |  | -1
546 | POONAMALLEE | Alpha Bed with motor | 00008/ABM/2 | C | DYNA | 28444 |  | 2003-09-24 | DYNA CARE USA | DMS | Ward | DMS | 45036 /SPS/1/2003 DT 12/06/03 |  | 2004-09-23 | 7760 |  |  |  | 17-12-2010 |  | -1
547 | POONAMALLEE | Alpha Bed with motor | 00008/ABM/3 | C | DYNA | 28445 |  | 2003-09-24 | DYNA CASE USA |  | Store | DMS | 45036 / SPS /1/2003 DT 12/06/2003 | 2003-09-26 | 2004-09-23 | 7760 |  |  |  | 17-12-2010 |  | -1
548 | POONAMALLEE | Nebuliser Adult | 00008/NEBA/1 | C |  |  |  | 1999-05-28 |  | Associated Surgicals | OP | DMS |  |  |  | 0 |  |  |  | 17-12-2010 |  | -1
549 | POONAMALLEE | Nebuliser Adult | 00008/NEBA/2 | C |  |  |  | 2003-09-22 |  | Associated Surgicals | Store | DMRHS |  |  |  | 0 |  |  |  | 17-12-2010 |  | -1
550 | POONAMALLEE | Needle destroyer / Syringe Destroyer | 00008/NEED/1 | C |  |  |  | 2008-05-30 |  | Glo Life Care Equipments | Store | TNHSP |  |  |  | 0 |  |  |  | 17-12-2010 |  | -1
551 | POONAMALLEE | Needle destroyer / Syringe Destroyer | 00008/NEED/2 | C |  |  |  | 2008-05-30 |  | Glo Life Care Equipments | Store | TNHSP |  |  |  | 0 |  |  |  | 17-12-2010 |  | -1
552 | POONAMALLEE | Needle destroyer / Syringe Destroyer | 00008/NEED/3 | C |  |  |  | 2008-05-30 |  | Glo Life Care Equipments | Store | TNHSP |  |  |  | 0 |  |  |  | 17-12-2010 |  | -1
553 | POONAMALLEE | Needle destroyer / Syringe Destroyer | 00008/NEED/4 | C |  |  |  | 2008-05-30 |  | Glo Life Care Equipments | Store | TNHSP |  |  |  | 0 |  |  |  | 17-12-2010 |  | -1
554 | POONAMALLEE | Needle destroyer / Syringe Destroyer | 00008/NEED/5 | C |  |  |  | 2008-05-30 |  | Glo Life Care Equipments | Store | TNHSP |  |  |  | 0 |  |  |  | 17-12-2010 |  | -1
555 | POONAMALLEE | Needle destroyer / Syringe Destroyer | 00008/NEED/6 | C |  |  |  | 2008-05-30 |  | Glo Life Care Equipments | Store | TNHSP |  |  |  | 0 |  |  |  | 17-12-2010 |  | -1
556 | POONAMALLEE | Needle destroyer / Syringe Destroyer | 00008/NEED/7 | C |  |  |  | 2003-06-18 |  | Linco Scientific India Ltd. | OP | DMRHS |  |  |  | 0 |  |  |  | 17-12-2010 |  | -1
557 | POONAMALLEE | Needle destroyer / Syringe Destroyer | 00008/NEED/8 | C |  |  |  | 2003-06-18 |  | Linco Scientific India Ltd. | Store | DMRHS |  |  |  | 0 |  |  |  | 17-12-2010 |  | -1
558 | POONAMALLEE | Needle destroyer / Syringe Destroyer | 00008/NEED/9 | C |  |  |  | 2003-06-18 |  | Linco Scientific India Ltd. | Store | DMRHS |  |  |  | 0 |  |  |  | 17-12-2010 |  | -1
559 | POONAMALLEE | Formaline dispenser | 00008/FORD/1 | C |  |  |  | 2003-11-13 |  | South India Surgicals andamp; Co Ltd. | OT | DMS | 49216/sps/1/2003 25/06/2003 |  | 2004-11-10 | 0 |  |  |  | 17-12-2010 |  | -1
560 | POONAMALLEE | Formaline dispenser | 00008/FORD/2 | C |  |  |  | 2007-08-14 |  | Vibash | Store | TNHSP |  |  |  | 0 |  |  |  | 17-12-2010 |  | -1
561 | POONAMALLEE | Computer | 00008/COMP/1 | C |  |  |  | 2009-04-03 |  | LIPI Data System Ltd | Office | TNHSP | TNHSP/TNMSC/P1H1/2009 Dt 22/01/2009 |  | 2010-02-24 | 0 |  |  |  | 2012-04-01 |  | -1
562 | POONAMALLEE | Boyles apparatus with out Circle Abosrber | 00008/BAOCA/1 | B |  |  |  | 2002-01-04 |  | GH Thiruvallur | OT | Transfer |  |  |  | 0 |  |  |  | 17-12-2010 |  | -1
563 | POONAMALLEE | Cassettes X.ray | 00008/XRCA/1 | C |  |  |  | 2010-12-04 |  | Allengers Medi Systems | Xray Room | TNHSP |  | 2008-07-26 | 2011-06-07 | 0 |  |  |  | 17-12-2010 |  | -1
564 | POONAMALLEE | Weighing Machine-Suspension | 00008/WEIM/2 | C |  |  |  | 2008-08-19 |  | Jupiter Manufacturing works | OP | TNHSP | TNHSP/ENGG/BMWM8/2008 |  | 2009-08-18 | 0 |  |  |  | 2012-04-01 |  | -1
565 | POONAMALLEE | Magnavision Lamp | 00008/MAGL/1 | C | Medi Tech |  |  | 2009-10-07 |  | Sabarval Surgicals | Store | OTHERS | NRHM /HSP/ TNMSC /2009 MVDT 29/06/06 |  | 2010-09-07 | 0 |  |  |  | 24-1-2012 |  | -1
566 | POONAMALLEE | Head light (ordinary) (Boyle Davis) | 00008/HDLT/1 | C |  |  |  | 2011-04-12 |  | Apollo Surgicals Instruments | Casuality | OTHERS |  | 2011-04-12 | 2012-04-11 | 0 |  |  |  | 24-1-2012 |  | -1
567 | POONAMALLEE | B.P.apparatus table model | 00008/BPAT/1 | C | Box |  |  | 2003-07-22 |  | Applo Surgical Industries | OP | OTHERS |  |  |  | 750 |  |  |  | 17-12-2010 |  | -1
568 | POONAMALLEE | Magnavision Lamp | 00008/MAGL/2 | C |  |  |  | 2011-03-19 |  | Jupiter Manufacturing Works | Store | OTHERS | 04/NRHM /TNMSC/ENGG/2011/DT 12/12/11 |  | 2011-03-18 | 0 |  |  |  | 24-1-2012 |  | -1
569 | POONAMALLEE | Radiant Warmer | 00008/RAWR/1 | C | OCW 100 |  |  | 2008-11-07 | phoenix | Datex Ohmeda | ward |  |  |  | 2009-11-06 | 0 |  |  |  | 2012-04-01 |  | -1
570 | POONAMALLEE | Weighing Machine Electronic | 00008/WME/2 | C |  |  |  | 2010-07-16 |  | Surya surgicals Industries | Std Clinic | DMS | 51190/Sandamp;P/1/2008 DT 10/11/2008 |  | 2010-07-15 | 0 |  |  |  | 2012-04-01 |  | -1
571 | POONAMALLEE | Binocular Mircroscope | 00008/BIMS/2 | B2 |  |  |  | 2009-07-02 |  | Solo Craft Industries | Store | TNHSP | TNHSP/TNMSC/ ICB/ P3E2/ 09 Dt 28/01/09 |  | 2009-07-02 | 0 |  |  |  | 2012-04-01 |  | -1
572 | POONAMALLEE | X-ray Machine 100 mA | 00008/XRY100/1 | B2 |  |  |  | 2010-07-08 |  | Allenges Medi Systems | X-Ray Room | TNHSP | TNHSP/TNMSC/1CB/P3 E1/ Dt 2009 | 2010-12-04 | 2011-07-07 | 0 |  |  |  | 2012-05-01 |  | -1
573 | POONAMALLEE | B.P.apparatus table model | 00008/BPAT/1 | C | Box |  |  | 2003-07-22 |  | Applo Surgical Industries | OP | OTHERS |  |  |  | 750 |  |  |  | 17-12-2010 |  | -1
574 | POONAMALLEE | ECG machine ordinary | 00008/ECGO/1 | B2 | Cardiofax | B4021208 |  | 2009-01-08 |  | Solocraft Industries | OP | DMS | 51190/Sandamp;P/1/2009 Dt 10 |  | 2012-01-07 | 0 |  |  |  | 2012-04-01 |  | -1
575 | POONAMALLEE | Electri centrifuger | 00008/CENT/1 | C |  |  |  | 2009-07-02 |  | Solo Craft Industries | Lab | TNHSP | TNHSP/TNMSC/ICB/P3E2/09 Dt 28/01/2009 |  | 2010-07-02 | 0 |  |  |  | 2012-04-01 |  | -1
576 | POONAMALLEE | Binocular Mircroscope | 00008/BIMS/1 | B2 |  |  |  | 2009-07-02 |  | Solo Craft Industries | Lab-2 | TNHSP | TNHSP/TNMSC/ ICB/ P3E2/09 Dt 28/01/09 |  | 2009-07-01 | 0 |  |  |  | 2012-04-01 |  | -1
577 | POONAMALLEE | Weghing Machine | 00008/undefined/1 |  |  |  |  | 2012-02-03 |  | Alan Medical Laboratory products | Labour Ward And Neonatal Equipments | TNHSP |  |  | 2013-03-04 | 0 |  |  |  | 15-3-2012 |  | -1
578 | POONAMALLEE | Nebulizer | 00008/undefined/1 |  |  |  |  | 2012-02-13 |  | Balaji Pharma And surgicals | Main Store | OTHERS |  |  | 2013-02-12 | 0 |  |  |  | 15-3-2012 |  | -1
579 | POONAMALLEE | Nebulizer | 00008/undefined/1 |  |  |  |  | 2012-02-14 |  | Balaji Pharma And Surgicals | Operation Theatre | OTHERS |  |  | 2013-02-13 | 0 |  |  |  | 15-3-2012 |  | -1
580 | POONAMALLEE | Nebuliser Adult | 00008/NEBA/1 | C |  |  |  | 1999-05-28 |  | Associated Surgicals | O.P | DMS | 29550/cp Dt 07/05/1999 | 2011-04-18 | 2012-04-17 | 2496 |  |  |  | 2012-03-01 |  | -1
581 | POONAMALLEE | B.P.apparatus table model | 00008/BPAT/2 | C | Box |  |  | 1994-01-19 |  | JDHS~ Kancheepuram | OP | JDHS |  |  |  | 0 |  |  |  | 2012-03-01 |  | -1
582 | POONAMALLEE | B.P.apparatus table model | 00008/BPAT/3 | C | Box |  |  | 2001-09-03 |  | DD~ Thiruvallur | Ward | OTHERS |  | 2001-09-03 |  | 0 |  |  |  | 2012-03-01 |  | -1
583 | POONAMALLEE | Laryngoscope(Adult) | 00008/LAGA/2 | C |  |  |  | 2003-06-08 |  | GH THIRUVALLUR |  | OTHERS |  | 2009-03-25 | 2004-06-07 | 0 |  |  |  | 2012-03-01 |  | -1
584 | POONAMALLEE | B.P.apparatus stand model | 00008/BPAS/2 | C | Stand |  |  | 2008-12-08 |  | Jupiter manufacturing works | Casualty | TNHSP | TNHSP/TNMSC/P3E1C/2008 29/08/2008 |  | 2009-12-07 | 0 |  |  |  | 2012-03-01 |  | -1
585 | POONAMALLEE | B.P.apparatus table model | 00008/BPAT/4 | C | Box |  |  | 2002-02-18 |  | DDFW~ Thiruvallur | OT | OTHERS |  |  |  | 0 |  |  |  | 2012-03-01 |  | -1
586 | POONAMALLEE | Weighing Machine-Suspension | 00008/WEIM/1 | C | BMWM |  |  | 2008-08-12 |  | Jupiter~ Manufacturing Works | OP | TNHSP | TNHSP/TNMSC/ENGG~BMWMS/2008 |  | 2009-08-11 | 0 |  |  |  | 2012-03-01 |  | -1
587 | POONAMALLEE | Shadowless Lamp stand model | 00008/MOLT/3 | B | 4 Lamp |  |  | 2009-03-25 |  | Jupiter Manufacturing Works | OT | DMS |  |  | 2010-03-24 | 40000 |  |  |  | 2012-03-01 |  | -1
588 | POONAMALLEE | Urine Analyser | 00008/URNA/2 | C | Lab U Reader Plus |  |  | 2009-03-03 |  | Solo Craft Industries | LAB | DMS | 51190/Sandamp;P/1/2008 10/11/2008 |  | 2012-03-02 | 0 |  |  |  | 2012-03-01 |  | -1
589 | POONAMALLEE | Auto Clave HP Horizontal-CYLINDRICAL | 00008/ACHC/2 | C |  |  |  | 2009-09-08 |  | JDHS~ Thiruvallur | OT | JDHS |  |  | 2010-09-07 | 0 |  |  |  | 2012-03-01 |  | -1
590 | POONAMALLEE | B.P.apparatus stand model | 00008/BPAS/4 | C | stand |  |  | 2008-12-08 |  | Jupiter Manufacturing works | Ward | TNHSP | TNHSP/TNMSC/P3E1C/2008 29/08/2008 |  | 2009-12-07 | 0 |  |  |  | 2012-03-01 |  | -1
591 | POONAMALLEE | Shadowless Lamp stand model | 00008/MOLT/4 | B | 1 Lamp |  |  | 2009-03-28 |  | Jupiter manufacturing works | OT |  |  |  | 2010-03-27 | 0 |  |  |  | 2012-03-01 |  | -1
592 | POONAMALLEE | Dental Master Unit | 00008/DEUN/1 | B2 |  |  |  | 2008-12-15 |  | Confident Dental Equipements | Dental Op | DMS | 50000/Sandamp;P/1/2007 21/08/2007 | 2008-01-02 | 2008-12-14 | 0 |  |  |  | 2012-03-01 |  | -1
593 | POONAMALLEE | Urine Analyser | 00008/URNA/1 | C | Lab U Reader Plus | 901000758 |  | 2009-03-03 |  | Solocraft Industries | LAB | DMS | 51190/Sandamp;P/1/2008 10/11/2008 |  | 2012-03-02 | 112000 |  |  |  | 2012-03-01 |  | -1
594 | POONAMALLEE | Auto Clave HP Horizontal-CYLINDRICAL | 00008/ACHC/1 | C | 11" X 9" |  |  | 2009-03-03 |  | Solocraft industries | OT | DMS | DMS/51190/Sandamp;P/1/2008~10/11/08 |  | 2010-03-02 | 0 |  |  |  | 2012-03-01 |  | -1
595 | POONAMALLEE | Weighing Machine Electronic | 00008/WME/1 | C |  |  |  | 2009-01-21 |  | Surgical Instruments | Ward | DMS |  |  | 2010-01-20 | 0 |  |  |  | 2012-03-01 |  | -1
596 | POONAMALLEE | B.P.apparatus stand model | 00008/BPAS/3 | C | Stand |  |  | 2008-12-08 |  | Jupiter Manufacturing works | Casualty | TNHSP | TNHSP/TNMSC/P3E1C/2008 29/08/2008 |  | 2009-12-07 | 0 |  |  |  | 2012-03-01 |  | -1
597 | POONAMALLEE | Weighing machine adult | 00008/WTMA/1 | C |  |  |  | 2007-05-06 |  | Solocraft Industries | STD | TNSACS |  |  |  | 0 |  |  |  | 17-12-2010 |  | -1
598 | POONAMALLEE | B.P.apparatus table model | 00008/BPAT/7 | C |  | 113 |  | 2012-08-23 |  | Madhusudhanan 723 P.H Road aminjikarai | store | TNHSP | TNHSP/TNMSC/ENGG/AG26/2011 |  |  | 0 |  |  |  | 23-8-2012 |  | -1
599 | THIRUVALLUR | B.P.apparatus table model | 00009/BPAT/28 | C |  |  |  | 2013-02-28 |  | M/S Sree Raga Medical Systems | Labour Ward | OTHERS | 676/NABH/GHQH/TRL/2013Dt-26/02/2013 | 2013-03-01 |  | 1750 |  |  |  | 14-3-2013 |  | -1
600 | THIRUVALLUR | Ventilators (Paediatrics) | 00009/VENP/5 | B2 | NCPAP | 1022 |  | 2011-01-06 | M/S Phoenix Medical Systems Pvt Ltd. | M/S Phoenix Medical Systems Pvt Ltd. | NiCU | RCH | RCH-II/TNMSC/ENGG/E37/2010-5Dt-30/07/2010 |  |  | 120053 |  |  |  | 13-5-2013 |  | -1
601 | THIRUVALLUR | Foetal Doppler | 00009/FDOP/6 | C |  |  |  | 2013-02-28 |  | Sree Raga Medical Systems |  | OTHERS | 676/NABH/GHQH/TRL/2013 dt 26/02/2013 |  |  | 5000 |  |  |  | 2013-04-06 |  | -1
602 | THIRUVALLUR | Foetal Doppler | 00009/FDOP/4 | C |  |  |  | 1998-03-07 | [7 empty] | 0 |  |  |  | 2013-04-06 |  | -1
603 | THIRUVALLUR | X-ray Machine 60 mA(Mobile) | 00009/XRY60/1 | B2 | Duplex |  |  | 2010-03-23 |  |  | X-Ray Dept | OTHERS | Transfer in from Govt Primary Health Centre~Porur. |  |  | 0 |  |  |  | 21-5-2013 |  | -1
604 | THIRUVALLUR | 100 M.A. X-ray machine Portable | 00009/100P/1 | B2 | Philips Diagnox 100R |  |  | 2012-06-08 | Philips | Philips | X-Ray Dept |  |  | 2012-06-08 |  | 156060 |  |  |  | 21-5-2013 |  | -1
605 | THIRUVALLUR | Elisa Reader cum washer | 00009/ELRW/2 | B | RABONIK |  |  | 2011-01-04 |  | RABONIK | BLOOD BANK | RCH |  | 2011-01-18 | 2013-01-03 | 177767 |  |  |  | 2011-01-02 |  | -1
606 | THIRUVALLUR | Syringe Pump | 00009/SYRP/3 | B |  | 10103168~3169~3170~3171~3172~3173 |  | 2010-12-17 | Schiller Healthcare India Pvt Ltd | Schiller Healthcare India Pvt Ltd | NICU | RCH | RCH-II/TNMSC/ENGG/E-37/2010-2Dt;23.09.2010 | 2010-12-23 | 2013-12-22 | 26500 |  |  |  | 23-12-2010 |  | -1
607 | THIRUVALLUR | Refrigerator | 00009/REFR/1 | C |  |  |  | 2013-07-18 | HAIER | M/S SARAVANA TV SHOW ROOM | LABUR ROOM | OTHERS |  | 2013-07-18 | 2014-07-17 | 8559 |  |  |  | 18-7-2013 |  | -1
608 | THIRUVALLUR | Infant Warmer With Trolly | 00009/undefined/1 |  | NICE2007 | 10111101634~1635~1636~1637~1638~1639~1640 |  | 2010-11-25 | Madras Surgicals And Chemicals | Madras Surgicals And Chemicals | NICU | RCH | RCH-II/TNMSC/ENGG/E-37/2010-3Dt;30.07.2010 | 2010-12-16 | 2013-12-15 | 17472 |  |  |  | 23-12-2010 |  | -1
609 | THIRUVALLUR | Focus lamp Ordinary | 00009/FOLP/14 | C |  |  |  | 2010-11-24 | Genera surgical company(India)Pvt Ltd | Genera surgical company(India)Pvt Ltd | STORES | RCH |  |  |  | 4750 |  |  |  | 23-12-2010 |  | -1
610 | THIRUVALLUR | ECG machine ordinary | 00009/ECGO/7 | B2 | Cardiofax | B4101208 |  | 2009-03-21 |  | GH - Gummidipoondi | Casuality | OTHERS |  |  |  | 0 |  |  |  | 23-10-2013 |  | -1
611 | THIRUVALLUR | Auto analyser | 00009/ATAL/1 | B | Autora | RA0020214RBK |  | 2014-05-19 | Robonik (India) Pvt. Ltd. | Robonik (India) Pvt. Ltd. | Lab | TNHSP | TNHSP/TNMSC/AG87a/2013 | 2014-05-23 | 2017-05-22 | 487197 |  |  |  | 2014-08-09 |  | -1
612 | THIRUVALLUR | Multi Para Monitor | 00009/MPM/3 | B2 | G3D | G3DL60053 |  | 2014-06-26 | Generl Meditech inc. | Trans Health Care India Private Limited | M OT | TNMSC | 17240/TNMSC/ENGG/2014-3 DT 16/05/2014 | 2014-06-27 | 2014-06-26 | 60000 |  |  |  | 2014-08-09 |  | -1
613 | THIRUVALLUR | Multi Para Monitor | 00009/MPM/4 | B2 | G3D | G3DL60129 |  | 2014-06-27 | General Meditech Inc. | Trans Health Care India Private Limited | Labour Ward | TNMSC | 17240/TNMSC/ENGG/2014-3 Dt. 16/05/2014 | 2014-06-27 | 2017-06-26 | 60000 |  |  |  | 2014-08-09 |  | -1
614 | THIRUVALLUR | Pulse Oximeter | 00009/SPO2/18 | B2 | RAD-8 | M70794 |  | 2014-04-02 | Masimo Corporation | Grace Mfg. andamp; Trading Co. | NICU | RCH | RCH-II/TNMSC/ENGG/E67/2014 Dt. 05/03/2014 | 2014-04-02 | 2019-04-01 | 68968 |  |  |  | 2014-10-09 |  | -1
615 | THIRUVALLUR | Pulse Oximeter | 00009/SPO2/19 | B2 | RAD-8 | M71954 |  | 2014-04-02 | Masimo Corporation | Grace Mfg. andamp; Trading Co. | NICU | RCH | RCH-II/TNMSC/ENGG/E67/2014 Dt. 05/03/2014 | 2014-04-02 | 2019-04-01 | 68968 |  |  |  | 2014-10-09 |  | -1
616 | THIRUVALLUR | PH meter | 00009/PHMT/1 | C | RPA-1GRTIOANPN |  |  | 2014-04-04 |  | RLT Instrumentation Pvt. Ltd. | Lab | TNHSP | TNHSP/TNMSC/AG87B/2013-14 Dt. 24/03/2014 |  | 2015-04-03 | 57353 |  |  |  | 2014-09-09 |  | -1
617 | THIRUVALLUR | Pulse Oximeter | 00009/SPO2/20 | B2 | RAD-8 | M71744 |  | 2014-04-02 | Masimo Corporation | Grace Mfg. andamp; Trading Co. | NICU | RCH | RCH-II/TNMSC/ENGG/E67/2014 Dt. 05/03/2014 | 2014-04-02 | 2019-04-01 | 68968 |  |  |  | 2014-10-09 |  | -1
618 | THIRUVALLUR | PH meter | 00009/PHMT/2 | C | RPA-1GRTIOANPN |  |  | 2014-04-04 |  | RLT Instrumentation Pvt. Ltd. | Lab | TNHSP | TNHSP/TNMSC/AG87B/2013-14 Dt. 24/03/2014 |  | 2014-04-03 | 57353 |  |  |  | 2014-09-09 |  | -1
619 | THIRUVALLUR | Pulse Oximeter | 00009/SPO2/21 | B2 | RAD -8 | M71967 |  | 2014-04-02 | Masimo Corporation | Grace Mfg. andamp; Trading Co. | OPD | RCH | RCH-II/TNMSC/ENGG/E67/2014 Dt.05/03/2014 | 2014-04-02 | 2019-04-01 | 68968 |  |  |  | 2014-10-09 |  | -1
620 | THIRUVALLUR | Water Bath/Ultrasonic Water Bath | 00009/WBAT/2 | C | SMI - 143 |  |  | 2014-05-20 | Jindal | S.M. Scientific Instruments Pvt. Ltd. | Lab | TNHSP | TNHSP/TNMSC/AG87h(R)/2014 Dt. 10/04/2014 |  | 2016-05-19 | 16524 |  |  |  | 2014-12-09 |  | -1
621 | THIRUVALLUR | Binocular Mircroscope | 00009/BIMS/4 | B2 | BDI-13A |  |  | 2014-01-10 | B.D.I. Instrumentation (India) | Solokrafts Industries | IDSP Lab | TNHSP | TNHSP/TNMSC/AG87c/2013 Dt. 22/10/2013 | 2014-02-28 | 2015-02-27 | 18600 |  |  |  | 2014-09-09 |  | -1
622 | THIRUVALLUR | Pulse Oximeter | 00009/SPO2/22 | B2 | RAD-8 | M71981 |  | 2014-04-02 | Masimo Corporation | Grace Mfg. andamp; Trading Co. | ICU | RCH | RCH-II/TNMSC/ENGG/E67/2014 Dt. 05/03/2014 | 2014-04-02 | 2019-04-01 | 68968 |  |  |  | 2014-10-09 |  | -1
623 | THIRUVALLUR | Water Bath/Ultrasonic Water Bath | 00009/WBAT/3 | C | SMI-143 |  |  | 2014-05-20 | Jindal | S.M. Scientific Instruments Pvt. Ltd. | Store | TNHSP | TNHSP/TNMSC/AG87h(R)/2014 Dt. 10/04/2014 |  | 2016-05-19 | 8262 |  |  |  | 2014-12-09 |  | -1
624 | THIRUVALLUR | Binocular Mircroscope | 00009/BIMS/4 | B2 | BDI-13A |  |  | 2014-01-10 | BDI Instrumentation (India) | Solokraft Industries | Lab | TNHSP | TNHSP/TNMSC/AG87c/2013 Dt. 22/10/2013 | 2014-02-28 | 2015-02-27 | 18600 |  |  |  | 2014-09-09 |  | -1
625 | THIRUVALLUR | Binocular Mircroscope | 00009/BIMS/5 | B2 | BDI-13A |  |  | 2014-01-10 | B.D.I. Instrumentation (India) | Solokrafts Industeries | Lab | TNHSP | TNHSP/TNMSC/AG87c/2013 Dt. 22/10/2013 | 2014-02-28 | 2015-02-27 | 18600 |  |  |  | 2014-09-09 |  | -1
626 | THIRUVALLUR | Pulse Oximeter | 00009/SPO2/23 | B2 | RAD-8 | M71989 |  | 2014-04-02 | Masimo Corporation | Grace Mfg. andamp; Trading Co. | Labour Ward | RCH | RCH-II/TNMSC/ENGG/E67/2014 Dt. 05/03/2014 | 2014-04-02 | 2019-04-01 | 68968 |  |  |  | 2014-10-09 |  | -1
627 | THIRUVALLUR | Ceiling Suspended Shadowless Lamp | 00009/CSSL/1 | B2 | LED 750/750 |  |  | 2014-05-27 | M/S Shangai Medical Instruments Co.Ltd | Staan Bio Med Engineering Private Limited | New Ortho OT | TNHSP | TNHSP/TNMSC/AG86b/2013 Dt-10/02/2014 | 2014-08-27 | 2017-05-26 | 614685 |  |  |  | 2014-10-11 |  | -1
628 | THIRUVALLUR | Cell Counter Electronic (AUTOMATIC) | 00009/CLCN/3 | B | Sysmex Xp 100 | A4399 |  | 2014-10-16 | SYSMEX | TRANSASIA | GEN LAB | TNMSC | 5859/TNMSC/ENGG/2014-3/Dt-24/09/2014 | 2014-10-20 | 2016-10-15 | 303000 |  |  |  | 2014-11-11 |  | -1
629 | THIRUVALLUR | Refrigerated centrifuge | 00009/REFC/1 | B2 | Cryofuge 60001 | 41698151 |  | 2014-09-27 | Thermo Fisher Scientific | Thermo Fisher Scientific India Pvt Ltd | Blood Bank | TNMSC | 5859/TNMSC/ENGG/2014-1/Dt-Nil | 2014-09-27 | 2019-09-26 | 2031087 |  |  |  | 2014-11-11 |  | -1
630 | THIRUVALLUR | Multi Channel Pressure Monitor | 00009/MCPM/1 | B2 | G3L | G3LL80038 |  | 2014-09-11 | General Meditech Inc | M/S Trans Healthcare India Pvt Ltd | OT | TNHSP | TNHSP/TNMSC/AG88/2014/Dt-21/06/2014 | 2014-09-11 | 2015-09-10 | 144000 |  |  |  | 2014-11-11 |  | -1
631 | THIRUVALLUR | Multi Channel Pressure Monitor | 00009/MCPM/2 | B2 | G3L | G3LL80032 |  | 2014-09-11 | General Meditech Inc | M/s Trans Healthcare India Pvt Ltd | OT | TNHSP | TNHSP/TNMSC/AG88/2014/Dt-21/06/2014 | 2014-09-11 | 2015-09-10 | 144000 |  |  |  | 2014-11-11 |  | -1
632 | THIRUVALLUR | Multi Channel Pressure Monitor | 00009/MCPM/2 | B2 | G3L | G3LL80036 |  | 2014-09-11 | General Meditech Inc | M/S Trans Healthcare India Pvt Ltd | OT | TNHSP | TNHSP/TNMSC/AG88/2014/Dt-21/06/2014 | 2014-09-11 | 2015-09-10 | 144000 |  |  |  | 2014-11-11 |  | -1
633 | THIRUVALLUR | Haemodialysis Machine | 00009/HDIA/2 | B1 | MS204001-4008S |  |  | 2014-01-30 |  | M/S Sheth Impex Vivo Solutions P Ltd | I C U | OTHERS | 1040/A3/13 Dt-30/12/2013 |  | 2015-01-29 | 708750 |  |  |  | 2014-11-11 |  | -1
634 | THIRUVALLUR | Foetal Doppler | 00009/FDOP/8 | C | A100H |  |  | 2014-09-13 | Aeon Tchnology (P) Ltd | M/S Medi Waves Inc |  | TNMSC | 17240/TNMSC/ENGG/2014-15 Dt-16/05/2014 | 2014-09-13 | 2017-09-12 | 4650 |  |  |  | 2014-11-11 |  | -1
635 | THIRUVALLUR | Foetal Doppler | 00009/FDOP/9 | C | A100H |  |  | 2014-09-13 | Aeon Technology (P) Ltd | M/S Medi Waves Inc |  | TNMSC | 17240/TNMSC/ENGG/2014-15/Dt-16/05/2014 | 2014-09-13 | 2017-09-12 | 4650 |  |  |  | 2014-11-11 |  | -1
636 | THIRUVALLUR | Haemodialysis Machine | 00009/HDIA/3 | B1 | 4008S | 3SXAP648 |  | 2013-11-19 |  | M/s Fresenius Medicare (I) Pvt Ltd | I C U | TNHSP | TNHSP/TNMSC/ICB/AG20/2012 Dt-12/04/2012 |  | 2014-11-18 | 700000 |  |  |  | 2014-12-11 |  | -1
637 | THIRUVALLUR | Multi Para Monitor | 00009/MPM/6 | B2 | G3G | G3GL80035 |  | 2014-09-11 | General Meditech Inc | M/S Trans Healthcare India Pvt Ltd | I C U | TNHSP | TNHSP/TNMSC/AG88/2014 Dt-21/06/2014 | 2014-09-11 |  | 63315 |  |  |  | 2014-11-11 |  | -1
638 | THIRUVALLUR | Multi Para Monitor | 00009/MPM/8 | B2 | G3G | G3GL80071 |  | 2014-09-11 | General Meditech Inc | M/S Trans HealthCare India Pvt Ltd | Store | JDHS | TNHSP/TNMSC/AG88/2014/Dt-21/06/2014 | 2014-09-11 | 2015-09-10 | 63315 |  |  |  | 2014-11-11 |  | -1
639 | THIRUVALLUR | Foetal Doppler | 00009/FDOP/10 | C | A100H |  |  | 2014-09-13 | Aeon Technology (P) Ltd | Medi Waves Inc |  | TNMSC | 17240/TNMSC/ENGG/2014-15/Dt-16/05/2014 | 2014-09-13 | 2017-09-12 | 4650 |  |  |  | 2014-11-11 |  | -1
640 | THIRUVALLUR | Haemodialysis Machine | 00009/HDIA/4 | B1 | 4008S | 3SAP649 |  | 2013-11-19 |  | M/s Fresenius Medical Care (I) Pvt Ltd | I C U | TNHSP | TNHSP/TNMSC/ICB/AG20/2012/Dt;12/4/2012 |  | 2014-11-18 | 700000 |  |  |  | 2014-12-11 |  | -1
641 | THIRUVALLUR | Multi Para Monitor | 00009/MPM/5 | B2 | G3G | G3GL80066 |  | 2014-09-11 | General Meditech Inc | M/S Trans Healthcare India Pvt Ltd | Casualty | TNHSP | TNHSP/TNMSC/AG88/2014/Dt-21/06/2014 | 2014-09-11 | 2015-09-10 | 63315 |  |  |  | 2014-11-11 |  | -1
642 | THIRUVALLUR | Auto Clave HP Vertical (2 bin) | 00009/ACV2/1 | C | [11 empty] | 0 |  |  |  | 17-12-2010 |  | -1
643 | THIRUVALLUR | Auto Clave HP Vertical (2 bin) | 00009/ACV2/2 | C | [11 empty] | 0 |  |  |  | 17-12-2010 |  | -1
644 | THIRUVALLUR | Auto Clave HP Vertical (2 bin) | 00009/ACV2/3 | C | [11 empty] | 0 |  |  |  | 17-12-2010 |  | -1
645 | THIRUVALLUR | Auto Clave HP Vertical (2 bin) | 00009/ACV2/4 | C | [11 empty] | 0 |  |  |  | 17-12-2010 |  | -1
646 | THIRUVALLUR | Auto Clave HP Vertical (2 bin) | 00009/ACV2/5 | C | [11 empty] | 0 |  |  |  | 17-12-2010 |  | -1
647 | THIRUVALLUR | Auto Clave HP Vertical (2 bin) | 00009/ACV2/6 | C | [11 empty] | 0 |  |  |  | 17-12-2010 |  | -1
648 | THIRUVALLUR | Auto Clave HP Vertical (2 bin) | 00009/ACV2/7 | C | [11 empty] | 0 |  |  |  | 17-12-2010 |  | -1
649 | THIRUVALLUR | Auto Clave HP Vertical (2 bin) | 00009/ACV2/8 | C | [11 empty] | 0 |  |  |  | 17-12-2010 |  | -1
650 | THIRUVALLUR | Bowl Steriliser - big | 00009/BSBG/1 | C | 24x20x20 |  |  | 2001-02-26 |  | Associated Surgicals | OT | DMRHS |  |  |  | 0 |  |  |  | 17-12-2010 |  | -1
651 | THIRUVALLUR | Bowl Steriliser - big | 00009/BSBG/2 | C | 24x20x20 |  |  | 2001-02-26 |  | Associated Surgicals | OT | DMRHS |  |  |  | 0 |  |  |  | 17-12-2010 |  | -1
652 | THIRUVALLUR | Bowl Steriliser - big | 00009/BSBG/3 | C | 24x20x20 |  |  | 2007-12-03 |  | Vishal Hospital and Furniture | OT | DMS |  |  |  | 0 |  |  |  | 17-12-2010 |  | -1
653 | THIRUVALLUR | Shadowless lamp ceiling type major | 00009/CLMA/1 | B | C.S.3005 |  |  | 2009-06-17 |  | MC Dalal andamp; Co | FWOT | TNMSC | 2394/TNMSC/ENGG/2009/09/02/09 | 2009-06-17 | 2010-06-16 | 113900 |  |  |  | 17-12-2010 |  | -1
654 | THIRUVALLUR | Focus lamp Ordinary | 00009/FOLP/1 | C |  |  |  | 2009-10-28 |  | Aids Prevention and control project | [5 empty] | 0 |  |  |  | 17-12-2010 |  | -1
655 | THIRUVALLUR | Focus lamp Ordinary | 00009/FOLP/2 | C |  |  |  | 2009-04-17 |  | Amman Surgicals~ Trichy. | [5 empty] | 0 |  |  |  | 17-12-2010 |  | -1
656 | THIRUVALLUR | Focus lamp Ordinary | 00009/FOLP/3 | C |  |  |  | 2009-04-17 |  | Amman Surgicals~ Trichy. | [5 empty] | 0 |  |  |  | 17-12-2010 |  | -1
657 | THIRUVALLUR | Focus lamp Ordinary | 00009/FOLP/4 | C |  |  |  | 1997-04-30 |  | Eagle Surgicals | OP | DMS |  |  |  | 0 |  |  |  | 17-12-2010 |  | -1
658 | THIRUVALLUR | Focus lamp Ordinary | 00009/FOLP/5 | C |  |  |  | 1997-04-05 |  | General Surgicals | OT | DMS |  |  |  | 0 |  |  |  | 17-12-2010 |  | -1
659 | THIRUVALLUR | Focus lamp Ordinary | 00009/FOLP/6 | C |  |  |  | 2000-08-04 |  | GH Pallipet | M.W | Transfer |  |  |  | 0 |  |  |  | 17-12-2010 |  | -1
660 | THIRUVALLUR | Focus lamp Ordinary | 00009/FOLP/7 | C |  |  |  | 2006-01-11 |  | South India Surgicals and Co Ltd. | OP | TNHSP |  |  |  | 0 |  |  |  | 17-12-2010 |  | -1
661 | THIRUVALLUR | Focus lamp Ordinary | 00009/FOLP/8 | C |  |  |  | 2006-01-11 |  | South India Surgicals and Co Ltd. | OT | TNHSP |  |  |  | 0 |  |  |  | 17-12-2010 |  | -1
662 | THIRUVALLUR | Focus lamp Ordinary | 00009/FOLP/9 | C | 9444843445 |  |  | 2006-01-11 |  | South India Surgicals and Co Ltd. | L.W | TNHSP |  |  |  | 0 |  |  |  | 17-12-2010 |  | -1
663 | THIRUVALLUR | Focus lamp Ordinary | 00009/FOLP/10 | C |  |  |  | 2010-11-25 |  | General Surgicals Company |  | RCH |  |  |  | 0 |  |  |  | 17-12-2010 |  | -1
664 | THIRUVALLUR | Focus lamp Ordinary | 00009/FOLP/12 | C |  |  |  | 2010-11-25 |  | General Surgicals Company |  | RCH |  |  |  | 0 |  |  |  | 17-12-2010 |  | -1
665 | THIRUVALLUR | Focus lamp Ordinary | 00009/FOLP/13 | C |  |  |  | 2010-11-25 |  | General Surgicals Company |  | RCH |  |  |  | 0 |  |  |  | 17-12-2010 |  | -1
666 | THIRUVALLUR | Shadowless Lamp stand model | 00009/MOLT/1 | B | Wall fixing~ Powder coated |  |  | 2009-04-17 |  | Amman Surgicals~ Trichy. | [5 empty] | 0 |  |  |  | 17-12-2010 |  | -1
667 | THIRUVALLUR | Shadowless Lamp stand model | 00009/MOLT/2 | B | Wall fixing~ Powder coated |  |  | 2009-04-17 |  | Amman Surgicals~ Trichy. | [5 empty] | 0 |  |  |  | 17-12-2010 |  | -1
668 | THIRUVALLUR | Shadowless Lamp stand model | 00009/MOLT/4 | B |  |  |  | 2009-03-22 |  | Jupiter Manufacturing Works | FWOT | SandP |  |  |  | 0 |  |  |  | 17-12-2010 |  | -1
669 | THIRUVALLUR | Shadowless Lamp stand model | 00009/MOLT/5 | B |  |  |  | 2009-03-22 |  | Jupiter Manufacturing Works | Store | SandP |  |  |  | 0 |  |  |  | 17-12-2010 |  | -1
670 | THIRUVALLUR | Shadowless Lamp stand model | 00009/MOLT/6 | B | [5 empty] | Jupiter Manufacturing Works | Store | SandP |  |  |  | 0 |  |  |  | 17-12-2010 |  | -1
671 | THIRUVALLUR | Shadowless Lamp stand model | 00009/MOLT/7 | B | [5 empty] | Jupiter Manufacturing Works | Store | SandP |  |  |  | 0 |  |  |  | 17-12-2010 |  | -1
672 | THIRUVALLUR | Shadowless Lamp stand model | 00009/MOLT/8 | B | [5 empty] | Jupiter Manufacturing Works | Store | SandP |  |  |  | 0 |  |  |  | 17-12-2010 |  | -1
673 | THIRUVALLUR | Shadowless Lamp stand model | 00009/MOLT/9 | B |  |  |  | 2008-12-08 |  | Jupiter Manufacturing Works | Store | TNHSP |  |  |  | 0 |  |  |  | 17-12-2010 |  | -1
674 | THIRUVALLUR | Shadowless Lamp stand model | 00009/MOLT/10 | B |  |  |  | 2008-12-08 |  | Jupiter Manufacturing Works | Store | TNHSP |  |  |  | 0 |  |  |  | 17-12-2010 |  | -1
675 | THIRUVALLUR | Shadowless Lamp stand model | 00009/MOLT/11 | B |  |  |  | 2008-12-08 |  | Jupiter Manufacturing Works | OT | TNHSP |  |  |  | 0 |  |  |  | 17-12-2010 |  | -1
676 | THIRUVALLUR | Shadowless Lamp stand model | 00009/MOLT/12 | B |  |  |  | 2001-02-26 |  | Associated Surgicals | OT | DMS |  |  |  | 0 |  |  |  | 17-12-2010 |  | -1
677 | THIRUVALLUR | Shadowless Lamp stand model | 00009/MOLT/13 | B |  |  |  | 2001-02-26 |  | Associated Surgicals | OT | DMS |  |  |  | 0 |  |  |  | 17-12-2010 |  | -1
678 | THIRUVALLUR | Shadowless Lamp stand model | 00009/MOLT/14 | B |  |  |  | 2003-02-26 |  | Associated Surgicals | OT | DMS |  |  |  | 0 |  |  |  | 17-12-2010 |  | -1
679 | THIRUVALLUR | Shadowless Lamp stand model | 00009/MOLT/15 | B |  |  |  | 2002-04-15 |  | DDFW Thiruvallur | OT | DDFW |  |  |  | 0 |  |  |  | 17-12-2010 |  | -1
680 | THIRUVALLUR | Shadowless Lamp stand model | 00009/MOLT/16 | B |  |  |  | 2003-05-08 |  | DDFW Thiruvallur | OT | DDFW |  |  |  | 0 |  |  |  | 17-12-2010 |  | -1
681 | THIRUVALLUR | Shadowless Lamp stand model | 00009/MOLT/18 | B |  |  |  | 1996-01-04 |  | General Surgicals | OT | DMS |  |  |  | 0 |  |  |  | 17-12-2010 |  | -1
682 | THIRUVALLUR | Shadowless Lamp stand model | 00009/MOLT/19 | B |  |  |  | 2008-09-02 |  | Jupiter Manufacturing Works | OT | TNHSP |  |  |  | 0 |  |  |  | 17-12-2010 |  | -1
683 | THIRUVALLUR | Shadowless Lamp stand model | 00009/MOLT/20 | B |  |  |  | 2008-09-02 |  | Jupiter Manufacturing Works | OT | TNHSP |  |  |  | 0 |  |  |  | 17-12-2010 |  | -1
684 | THIRUVALLUR | Shadowless Lamp stand model | 00009/MOLT/21 | B | [6 empty] | Dental OP |  |  |  |  | 0 |  |  |  | 17-12-2010 |  | -1
685 | THIRUVALLUR | Shadowless Lamp stand model | 00009/MOLT/22 | B | [11 empty] | 0 |  |  |  | 17-12-2010 |  | -1
686 | THIRUVALLUR | Shadowless Lamp stand model | 00009/MOLT/23 | B | [11 empty] | 0 |  |  |  | 17-12-2010 |  | -1
687 | THIRUVALLUR | Suction Apparatus - Electrical | 00009/SAEL/1 | C |  |  |  | 2002-01-07 |  | GH Avadi | [5 empty] | 0 |  |  |  | 17-12-2010 |  | -1
688 | THIRUVALLUR | Suction Apparatus - Electrical | 00009/SAEL/2 | C |  |  |  | 2002-01-07 |  | GH Avadi | [5 empty] | 0 |  |  |  | 17-12-2010 |  | -1
689 | THIRUVALLUR | Suction Apparatus - Electrical | 00009/SAEL/3 | C |  |  |  | 2002-07-15 |  | GH Gummidipoondi | [5 empty] | 0 |  |  |  | 17-12-2010 |  | -1
690 | THIRUVALLUR | Suction Apparatus - Electrical | 00009/SAEL/4 | C |  |  |  | 2007-10-01 |  | Jupiter Manufacturing Works | OPD | TNHSP |  |  |  | 0 |  |  |  | 17-12-2010 |  | -1
691 | THIRUVALLUR | Suction Apparatus - Electrical | 00009/SAEL/5 | C |  |  |  | 2007-10-01 |  | Jupiter Manufacturing Works | OT | TNHSP |  |  |  | 0 |  |  |  | 17-12-2010 |  | -1
692 | THIRUVALLUR | Suction Apparatus - Electrical | 00009/SAEL/6 | C |  |  |  | 2007-10-01 |  | Jupiter Manufacturing Works | P.W | TNHSP |  |  |  | 0 |  |  |  | 17-12-2010 |  | -1
693 | THIRUVALLUR | Suction Apparatus - Electrical | 00009/SAEL/7 | C |  |  |  | 2009-03-22 |  | Jupiter Manufacturing Works | Store | SandP |  |  |  | 0 |  |  |  | 17-12-2010 |  | -1
694 | THIRUVALLUR | Suction Apparatus - Electrical | 00009/SAEL/8 | C |  |  |  | 2009-03-22 |  | Jupiter Manufacturing Works | Store | SandP |  |  |  | 0 |  |  |  | 17-12-2010 |  | -1
695 | THIRUVALLUR | Suction Apparatus - Electrical | 00009/SAEL/10 | C |  |  |  | 2003-02-24 |  | M C Dalal and Co | M~W | DMS |  |  |  | 0 |  |  |  | 17-12-2010 |  | -1
696 | THIRUVALLUR | Suction Apparatus - Electrical | 00009/SAEL/11 | C |  |  |  | 2003-01-14 |  | M C Dalal and Co | M.W | DMS |  |  |  | 0 |  |  |  | 17-12-2010 |  | -1
697 | THIRUVALLUR | Suction Apparatus - Electrical | 00009/SAEL/12 | C |  |  |  | 2008-02-18 |  | Vin Bio tech | OPD | TNHSP |  |  |  | 0 |  |  |  | 17-12-2010 |  | -1
698 | THIRUVALLUR | Suction Apparatus - Electrical | 00009/SAEL/14 | C |  |  |  | 2008-02-18 |  | Vin Bio tech | L.W | TNHSP |  |  |  | 0 |  |  |  | 17-12-2010 |  | -1
699 | THIRUVALLUR | Suction Apparatus - Electrical | 00009/SAEL/15 | C |  |  |  | 2007-12-03 |  | Vishal Hospital and Furniture | OT | DMS |  |  |  | 0 |  |  |  | 17-12-2010 |  | -1
700 | THIRUVALLUR | Suction Apparatus - Electrical | 00009/SAEL/16 | C |  |  |  | 2009-02-16 |  | Vishal Hospital and Furniture | Male Ward | SandP |  |  |  | 0 |  |  |  | 17-12-2010 |  | -1
701 | THIRUVALLUR | Suction Apparatus - Electrical | 00009/SAEL/17 | C |  |  |  | 2009-02-16 |  | Vishal Hospital and Furniture | Male Ward | SandP |  |  |  | 0 |  |  |  | 17-12-2010 |  | -1
702 | THIRUVALLUR | Suction Apparatus - Electrical | 00009/SAEL/18 | C |  |  |  | 2009-02-16 |  | Vishal Hospital and Furniture | OT | TNHSP |  |  |  | 0 |  |  |  | 17-12-2010 |  | -1
703 | THIRUVALLUR | Suction Apparatus - Electrical | 00009/SAEL/19 | C |  |  |  | 2009-02-16 |  | Vishal Hospital and Furniture | OPD | TNHSP |  |  |  | 0 |  |  |  | 17-12-2010 |  | -1
704 | THIRUVALLUR | Suction Apparatus - Electrical | 00009/SAEL/20 | C |  |  |  | 2009-02-16 |  | Vishal Hospital and Furniture | OT | TNHSP |  |  |  | 0 |  |  |  | 17-12-2010 |  | -1
705 | THIRUVALLUR | Suction Apparatus - Electrical | 00009/SAEL/21 | C |  |  |  | 2009-02-16 |  | Vishal Hospital and Furniture | Store | TNHSP |  |  |  | 0 |  |  |  | 17-12-2010 |  | -1
706 | THIRUVALLUR | Suction Apparatus - Electrical | 00009/SAEL/22 | C |  |  |  | 2009-02-16 |  | Vishal Hospital and Furniture | Store | TNHSP |  |  |  | 0 |  |  |  | 17-12-2010 |  | -1
707 | THIRUVALLUR | Suction Apparatus - Electrical | 00009/SAEL/23 | C |  |  |  | 2009-02-16 |  | Vishal Hospital and Furniture | Store | TNHSP |  |  |  | 0 |  |  |  | 17-12-2010 |  | -1
708 | THIRUVALLUR | Suction Apparatus - Electrical | 00009/SAEL/24 | C |  |  |  | 2009-02-16 |  | Vishal Hospital and Furniture | Store | TNHSP |  |  |  | 0 |  |  |  | 17-12-2010 |  | -1
709 | THIRUVALLUR | Suction Apparatus - Electrical | 00009/SAEL/26 | C |  |  |  | 2009-02-16 |  | Vishal Hospital and Furniture | Store | TNHSP |  |  |  | 0 |  |  |  | 17-12-2010 |  | -1
710 | THIRUVALLUR | Suction Apparatus - Electrical | 00009/SAEL/27 | C |  |  |  | 2009-02-16 |  | Vishal Hospital and Furniture | Store | TNHSP |  |  |  | 0 |  |  |  | 17-12-2010 |  | -1
711 | THIRUVALLUR | Suction Apparatus - Electrical | 00009/SAEL/28 | C |  |  |  | 2009-02-16 |  | Vishal Hospital and Furniture | ENT OP | TNHSP |  |  |  | 0 |  |  |  | 17-12-2010 |  | -1
712 | THIRUVALLUR | Suction Apparatus - Electrical | 00009/SAEL/29 | C |  |  |  | 1998-03-11 | [7 empty] | 0 |  |  |  | 17-12-2010 |  | -1
713 | THIRUVALLUR | Suction Apparatus - Electrical | 00009/SAEL/30 | C |  |  |  | 1998-03-11 | [7 empty] | 0 |  |  |  | 17-12-2010 |  | -1
714 | THIRUVALLUR | Suction Apparatus - Electrical | 00009/SAEL/31 | C |  |  |  | 1998-03-11 | [7 empty] | 0 |  |  |  | 17-12-2010 |  | -1
715 | THIRUVALLUR | Suction Apparatus - Electrical | 00009/SAEL/32 | C |  |  |  | 1998-03-11 | [7 empty] | 0 |  |  |  | 17-12-2010 |  | -1
716 | THIRUVALLUR | Suction Apparatus - Electrical | 00009/SAEL/33 | C |  |  |  | 1998-03-11 | [7 empty] | 0 |  |  |  | 17-12-2010 |  | -1
717 | THIRUVALLUR | Suction Apparatus - Electrical | 00009/SAEL/34 | C |  |  |  | 1998-03-11 | [7 empty] | 0 |  |  |  | 17-12-2010 |  | -1
718 | THIRUVALLUR | Suction Apparatus - Electrical | 00009/SAEL/35 | C |  |  |  | 1998-03-11 | [7 empty] | 0 |  |  |  | 17-12-2010 |  | -1
719 | THIRUVALLUR | Suction Apparatus - Electrical | 00009/SAEL/36 | C |  |  |  | 1998-03-11 | [7 empty] | 0 |  |  |  | 17-12-2010 |  | -1
720 | THIRUVALLUR | Suction Apparatus - Foot operated | 00009/SAFO/1 | B | Foot |  |  | 2003-02-26 |  | Associated Surgicals | F.W | DMS |  |  |  | 0 |  |  |  | 17-12-2010 |  | -1
721 | THIRUVALLUR | Suction Apparatus - Foot operated | 00009/SAFO/2 | B | Foot |  |  | 2001-01-21 |  | Associated Surgicals | L.W | DMS |  |  |  | 0 |  |  |  | 17-12-2010 |  | -1
722 | THIRUVALLUR | Suction Apparatus - Foot operated | 00009/SAFO/3 | B | Foot Operated |  |  | 2009-02-16 |  | Vishal Hospital and Furniture | Store | TNHSP |  |  |  | 0 |  |  |  | 17-12-2010 |  | -1
723 | THIRUVALLUR | Suction Apparatus - Electrical(Hivacuam) | 00009/SAHV/1 | B | Surgical Aspirator Vaccum Suction |  |  | 2009-05-21 |  | General Surgicals |  | SandP |  |  |  | 0 |  |  |  | 17-12-2010 |  | -1
724 | THIRUVALLUR | Suction Apparatus - Electrical(Hivacuam) | 00009/SAHV/2 | B | Surgical Aspirator Vaccum Suction |  |  | 2009-05-21 |  | General Surgicals |  | SandP |  |  |  | 0 |  |  |  | 17-12-2010 |  | -1
725 | THIRUVALLUR | Suction Apparatus - Electrical(Hivacuam) | 00009/SAHV/3 | B | Surgical Aspirator Vaccum Suction |  |  | 2009-05-21 |  | General Surgicals |  | SandP |  |  |  | 0 |  |  |  | 17-12-2010 |  | -1
726 | THIRUVALLUR | Diathermy Machine (Electric Cautery) | 00009/SDIA/1 | B |  |  |  | 2003-09-26 |  | South India Surgicals and Co Ltd. | OT | DMS |  |  |  | 0 |  |  |  | 17-12-2010 |  | -1
727 | THIRUVALLUR | Diathermy Machine (Electric Cautery) | 00009/SDIA/2 | B | AESCULAP |  |  | 2002-11-28 |  | Associated Surgicals | Eye OT | DMS |  |  |  | 0 |  |  |  | 17-12-2010 |  | -1
728 | THIRUVALLUR | Diathermy Machine (Electric Cautery) | 00009/SDIA/3 | B | MX-250 OBS 026 |  |  | 2007-06-30 |  | Jupiter Manufacturing Works | OT | DMS | 35047/Sandamp;P/1/2007Dt-01/01/2007 |  |  | 18000 |  |  |  | 17-12-2010 |  | -1
729 | THIRUVALLUR | Diathermy Machine (Electric Cautery) | 00009/SDIA/4 | B | MX-250 OBS 026 |  |  | 2007-06-30 |  | Jupiter Manufacturing Works | OT | DMS | 35047/Sandamp;P/1/2007Dt-27/04/2007 |  |  | 18000 |  |  |  | 17-12-2010 |  | -1
730 | THIRUVALLUR | Diathermy Machine (Electric Cautery) | 00009/SDIA/5 | B |  |  |  | 2003-04-07 |  | Associated Surgicals | OT | DMS |  |  |  | 0 |  |  |  | 17-12-2010 |  | -1
731 | THIRUVALLUR | Diathermy Machine (Electric Cautery) | 00009/SDIA/6 | B |  |  |  | 2001-08-11 |  |  | OT | DDFW |  |  |  | 0 |  |  |  | 17-12-2010 |  | -1
732 | THIRUVALLUR | Diathermy Machine (Electric Cautery) | 00009/SDIA/7 | B |  |  |  | 2001-11-08 |  |  |  | DMS |  |  |  | 0 |  |  |  | 17-12-2010 |  | -1
733 | THIRUVALLUR | Diathermy Machine (Electric Cautery) | 00009/SDIA/8 | B |  |  |  | 2001-11-08 |  |  |  | DMS |  |  |  | 0 |  |  |  | 17-12-2010 |  | -1
734 | THIRUVALLUR | Diathermy Machine (Electric Cautery) | 00009/SDIA/9 | B |  |  |  | 2007-04-03 |  | Solokraft Industries | OT | TNSACS | RES03/TANSACS/TNMSC/Sandamp;M/2000Dt-20/02/2007 |  |  | 19500 |  |  |  | 17-12-2010 |  | -1
735 | THIRUVALLUR | Diathermy Machine (Electric Cautery) | 00009/SDIA/10 | B |  |  |  | 2008-12-08 |  | Suriya Surgical | OT | DMS | 51190/Sandamp;P/1/2008Dt-10/11/2008 | 2008-12-15 | 2011-12-14 | 184600 |  | 2013-12-14 |  | 17-12-2010 |  | -1
736 | THIRUVALLUR | Sterilizer Medium (Instrument) | 00009/STMD/1 | C | 16X9 |  |  | 2008-04-17 |  | Suriya Surgicals | Store | TNHSP |  |  |  | 0 |  |  |  | 17-12-2010 |  | -1
737 | THIRUVALLUR | Sterilizer Medium (Instrument) | 00009/STMD/2 | C | 16X9 |  |  | 2008-04-17 |  | Suriya Surgicals | Store | TNHSP |  |  |  | 0 |  |  |  | 17-12-2010 |  | -1
738 | THIRUVALLUR | Sterilizer Medium (Instrument) | 00009/STMD/3 | C | 16x6x6 |  |  | 2009-01-07 |  | Vishal Hospital and Furniture |  | TNMSC |  |  |  | 0 |  |  |  | 17-12-2010 |  | -1
739 | THIRUVALLUR | Sterilizer Medium (Instrument) | 00009/STMD/4 | C | 16x6x6 |  |  | 2009-01-07 |  | Vishal Hospital and Furniture |  | TNMSC |  |  |  | 0 |  |  |  | 17-12-2010 |  | -1
740 | THIRUVALLUR | Sterilizer Medium (Instrument) | 00009/STMD/5 | C |  |  |  | 2008-10-14 |  | Jupiter Manufacturing Works | Store | TNHSP |  |  |  | 0 |  |  |  | 17-12-2010 |  | -1
741 | THIRUVALLUR | Steriliser Small (Instruments) | 00009/STSL/1 | C | 12X9 |  |  | 2008-04-17 |  | Suriya Surgicals | Store | TNHSP |  |  |  | 0 |  |  |  | 17-12-2010 |  | -1
742 | THIRUVALLUR | Steriliser Small (Instruments) | 00009/STSL/2 | C | 12X9 |  |  | 2008-04-17 |  | Suriya Surgicals | Store | TNHSP |  |  |  | 0 |  |  |  | 17-12-2010 |  | -1
743 | THIRUVALLUR | Steriliser Small (Instruments) | 00009/STSL/3 | C |  |  |  | 2008-02-13 |  | Associated Surgicals | OT | JDHS |  |  |  | 0 |  |  |  | 17-12-2010 |  | -1
744 | THIRUVALLUR | Steriliser Small (Instruments) | 00009/STSL/4 | C |  |  |  | 2005-05-24 |  | GH Uthukottai | OT | Transfer |  |  |  | 0 |  |  |  | 17-12-2010 |  | -1
745 | THIRUVALLUR | Steriliser Small (Instruments) | 00009/STSL/5 | C | [6 empty] | OT |  |  |  |  | 0 |  |  |  | 17-12-2010 |  | -1
746 | THIRUVALLUR | Steriliser Small (Instruments) | 00009/STSL/6 | C | [6 empty] | OT |  |  |  |  | 0 |  |  |  | 17-12-2010 |  | -1
747 | THIRUVALLUR | Steriliser Small (Instruments) | 00009/STSL/7 | C | [6 empty] | OT |  |  |  |  | 0 |  |  |  | 17-12-2010 |  | -1
748 | THIRUVALLUR | Steriliser Small (Instruments) | 00009/STSL/8 | C | [6 empty] | Store |  |  |  |  | 0 |  |  |  | 17-12-2010 |  | -1
749 | THIRUVALLUR | Steriliser Small (Instruments) | 00009/STSL/9 | C | [6 empty] | Store |  |  |  |  | 0 |  |  |  | 17-12-2010 |  | -1
750 | THIRUVALLUR | Steriliser Small (Instruments) | 00009/STSL/10 | C | [6 empty] | Store |  |  |  |  | 0 |  |  |  | 17-12-2010 |  | -1
751 | THIRUVALLUR | Steriliser Small (Instruments) | 00009/STSL/11 | C | [6 empty] | Store |  |  |  |  | 0 |  |  |  | 17-12-2010 |  | -1
752 | THIRUVALLUR | Operation Table Hydraulic Major | 00009/TAMA/3 | B2 | Medium |  |  | 2008-10-05 |  | Jupiter Manufacturing Works | Store | NRHM |  |  |  | 0 |  |  |  | 17-12-2010 |  | -1
753 | THIRUVALLUR | Operation Table Hydraulic Major | 00009/TAMA/4 | B2 |  |  |  | 2008-12-08 |  | Jupiter Manufacturing Works | Store | TNHSP |  |  |  | 0 |  |  |  | 17-12-2010 |  | -1
754 | THIRUVALLUR | Operation Table Hydraulic Major | 00009/TAMA/5 | B2 |  |  |  | 2007-01-18 |  | Reliance Instruments | OT | TNHSP |  |  |  | 0 |  |  |  | 17-12-2010 |  | -1
755 | THIRUVALLUR | Operation Table Hydraulic Major | 00009/TAMA/6 | B2 |  |  |  | 2009-03-19 |  | Vibash Coimbatore Surgicals Pvt. Ltd. | Ortho OT | SandP |  |  |  | 0 |  |  |  | 17-12-2010 |  | -1
756 | THIRUVALLUR | Operation Table Hydraulic Major | 00009/TAMA/8 | B2 | [6 empty] | Eye OT | DMS |  |  |  | 0 |  |  |  | 17-12-2010 |  | -1
757 | THIRUVALLUR | Operation Table Hydraulic Major | 00009/TAMA/9 | B2 | [6 empty] | Eye OT | DMS |  |  |  | 0 |  |  |  | 17-12-2010 |  | -1
758 | THIRUVALLUR | Alpha Bed with motor | 00009/ABM/1 | C | ORT 123 |  |  | 2007-06-30 |  | Jupiter Manufacturing Works | Store | DMS |  |  |  | 0 |  |  |  | 17-12-2010 |  | -1
759 | THIRUVALLUR | Generator | 00009/GEN/1 | C |  |  |  | 2007-12-03 |  | Fermier Enginner | BB | TNHSP |  |  |  | 0 |  |  |  | 17-12-2010 |  | -1
760 | THIRUVALLUR | Generator | 00009/GEN/2 | C |  |  |  | 2007-12-03 |  | Fermier Enginner | OT | TNHSP |  |  |  | 0 |  |  |  | 17-12-2010 |  | -1
761 | THIRUVALLUR | Inverter | 00009/INV/2 | C |  |  |  | 2006-08-28 |  | Numeric Power Systems | Supper. Room | TNHSP |  |  |  | 0 |  |  |  | 17-12-2010 |  | -1
762 | THIRUVALLUR | Nebuliser Adult | 00009/NEBA/4 | C |  |  |  | 2008-02-13 |  | Associated Surgicals | M.W | PWF |  |  |  | 0 |  |  |  | 17-12-2010 |  | -1
763 | THIRUVALLUR | Nebuliser Adult | 00009/NEBA/5 | C |  |  |  | 2008-02-13 |  | Associated Surgicals | NBW | PWF |  |  |  | 0 |  |  |  | 17-12-2010 |  | -1
764 | THIRUVALLUR | Nebuliser Adult | 00009/NEBA/6 | C |  |  |  | 2008-02-13 |  | Associated Surgicals | NBW | PWF |  |  |  | 0 |  |  |  | 17-12-2010 |  | -1
765 | THIRUVALLUR | Nebuliser Adult | 00009/NEBA/7 | C |  |  |  | 2008-02-13 |  | Associated Surgicals | OP | PWF |  |  |  | 0 |  |  |  | 17-12-2010 |  | -1
766 | THIRUVALLUR | Nebuliser Adult | 00009/NEBA/8 | C |  |  |  | 2008-02-13 |  | Associated Surgicals | OP | PWF |  |  |  | 0 |  |  |  | 17-12-2010 |  | -1
767 | THIRUVALLUR | Nebuliser Adult | 00009/NEBA/9 | C |  |  |  | 2008-02-13 |  | Associated Surgicals | OT | PWF |  |  |  | 0 |  |  |  | 17-12-2010 |  | -1
768 | THIRUVALLUR | Nebuliser Adult | 00009/NEBA/10 | C |  |  |  | 2008-02-13 |  | Associated Surgicals | Store | PWF |  |  |  | 0 |  |  |  | 17-12-2010 |  | -1
769 | THIRUVALLUR | Nebuliser Adult | 00009/NEBA/11 | C |  |  |  | 2008-02-13 |  | Associated Surgicals | Store | PWF |  |  |  | 0 |  |  |  | 17-12-2010 |  | -1
770 | THIRUVALLUR | Nebuliser Adult | 00009/NEBA/12 | C |  |  |  | 1999-04-26 |  | Associated Surgicals | F W | DMS |  |  |  | 0 |  |  |  | 17-12-2010 |  | -1
771 | THIRUVALLUR | Nebuliser Adult | 00009/NEBA/13 | C |  |  |  | 2003-07-30 |  | Associated Surgicals | F W | DMS |  |  |  | 0 |  |  |  | 17-12-2010 |  | -1
772 | THIRUVALLUR | Nebuliser Adult | 00009/NEBA/14 | C |  |  |  | 2008-02-13 |  | Associated Surgicals | F W | PWF |  |  |  | 0 |  |  |  | 17-12-2010 |  | -1
773 | THIRUVALLUR | Nebuliser Adult | 00009/NEBA/15 | C |  |  |  | 2008-02-13 |  | Associated Surgicals | ICU | PWF |  |  |  | 0 |  |  |  | 17-12-2010 |  | -1
774 | THIRUVALLUR | Nebuliser Adult | 00009/NEBA/16 | C |  |  |  | 2001-02-06 |  | Associated Surgicals | L.W | DMS |  |  |  | 0 |  |  |  | 17-12-2010 |  | -1
775 | THIRUVALLUR | Nebuliser Adult | 00009/NEBA/17 | C |  |  |  | 2008-10-14 |  | Jupiter Manufacturing Works | Store | TNHSP |  |  |  | 0 |  |  |  | 17-12-2010 |  | -1
776 | THIRUVALLUR | Nebuliser Adult | 00009/NEBA/18 | C |  |  |  | 2008-10-14 |  | Jupiter Manufacturing Works | Tx out to GH - Uthukottai | TNHSP |  |  |  | 0 |  |  |  | 17-12-2010 |  | -1
777 | THIRUVALLUR | Nebuliser Adult | 00009/NEBA/19 | C |  |  |  | 1996-03-27 |  | Phoenix Medical Systems | F W | DMS |  |  |  | 0 |  |  |  | 17-12-2010 |  | -1
778 | THIRUVALLUR | Nebuliser Adult | 00009/NEBA/20 | C |  |  |  | 2006-09-27 |  | South India Surgicals and Co Ltd. | NBW | TNHSP |  |  |  | 0 |  |  |  | 17-12-2010 |  | -1
779 | THIRUVALLUR | Nebuliser Adult | 00009/NEBA/21 | C |  |  |  | 2006-09-27 |  | South India Surgicals and Co Ltd. | NBW | TNHSP |  |  |  | 0 |  |  |  | 17-12-2010 |  | -1
780 | THIRUVALLUR | Needle destroyer / Syringe Destroyer | 00009/NEED/1 | C |  |  |  | 2005-07-09 |  | GH Uthukottai | M.W | Transfer |  |  |  | 0 |  |  |  | 17-12-2010 |  | -1
781 | THIRUVALLUR | Needle destroyer / Syringe Destroyer | 00009/NEED/5 | C |  |  |  | 2008-06-19 |  | Glo Life Care Equipments | OP | TNHSP |  |  |  | 0 |  |  |  | 17-12-2010 |  | -1
782 | THIRUVALLUR | Needle destroyer / Syringe Destroyer | 00009/NEED/6 | C |  |  |  | 2008-06-19 |  | Glo Life Care Equipments | Store | TNHSP |  |  |  | 0 |  |  |  | 17-12-2010 |  | -1
783 | THIRUVALLUR | Needle destroyer / Syringe Destroyer | 00009/NEED/7 | C |  |  |  | 2008-06-19 |  | Glo Life Care Equipments | Store | TNHSP |  |  |  | 0 |  |  |  | 17-12-2010 |  | -1
784 | THIRUVALLUR | Needle destroyer / Syringe Destroyer | 00009/NEED/8 | C |  |  |  | 2008-06-19 |  | Glo Life Care Equipments | Store | TNHSP |  |  |  | 0 |  |  |  | 17-12-2010 |  | -1
785 | THIRUVALLUR | Needle destroyer / Syringe Destroyer | 00009/NEED/9 | C |  |  |  | 2008-06-19 |  | Glo Life Care Equipments | Store | TNHSP |  |  |  | 0 |  |  |  | 17-12-2010 |  | -1
786 | THIRUVALLUR | Needle destroyer / Syringe Destroyer | 00009/NEED/10 | C |  |  |  | 2008-06-19 |  | Glo Life Care Equipments | Store | TNHSP |  |  |  | 0 |  |  |  | 17-12-2010 |  | -1
787 | THIRUVALLUR | Needle destroyer / Syringe Destroyer | 00009/NEED/11 | C |  |  |  | 2008-06-19 |  | Glo Life Care Equipments | Store | TNHSP |  |  |  | 0 |  |  |  | 17-12-2010 |  | -1
788 | THIRUVALLUR | Needle destroyer / Syringe Destroyer | 00009/NEED/12 | C |  |  |  | 2008-06-19 |  | Glo Life Care Equipments | Store | TNHSP |  |  |  | 0 |  |  |  | 17-12-2010 |  | -1
789 | THIRUVALLUR | Needle destroyer / Syringe Destroyer | 00009/NEED/13 | C |  |  |  | 2008-06-19 |  | Glo Life Care Equipments | F W | TNHSP |  |  |  | 0 |  |  |  | 17-12-2010 |  | -1
790 | THIRUVALLUR | Needle destroyer / Syringe Destroyer | 00009/NEED/14 | C |  |  |  | 2008-06-19 |  | Glo Life Care Equipments | L.W | TNHSP |  |  |  | 0 |  |  |  | 17-12-2010 |  | -1
791 | THIRUVALLUR | Needle destroyer / Syringe Destroyer | 00009/NEED/15 | C |  |  |  | 2008-06-19 |  | Glo Life Care Equipments | Lab | TNHSP |  |  |  | 0 |  |  |  | 17-12-2010 |  | -1
792 | THIRUVALLUR | Needle destroyer / Syringe Destroyer | 00009/NEED/16 | C |  |  |  | 2008-06-19 |  | Glo Life Care Equipments | M.W | TNHSP |  |  |  | 0 |  |  |  | 17-12-2010 |  | -1
793 | THIRUVALLUR | Needle destroyer / Syringe Destroyer | 00009/NEED/18 | C |  |  |  | 2003-06-28 |  | Linco Scientific India Ltd. | OP | DMRHS |  |  |  | 0 |  |  |  | 17-12-2010 |  | -1
794 | THIRUVALLUR | Needle destroyer / Syringe Destroyer | 00009/NEED/19 | C |  |  |  | 2003-06-28 |  | Linco Scientific India Ltd. | Eye OT | DMRHS |  |  |  | 0 |  |  |  | 17-12-2010 |  | -1
795 | THIRUVALLUR | Needle destroyer / Syringe Destroyer | 00009/NEED/20 | C |  |  |  | 2003-06-28 |  | Linco Scientific India Ltd. | L.W | DMRHS |  |  |  | 0 |  |  |  | 17-12-2010 |  | -1
796 | THIRUVALLUR | Needle destroyer / Syringe Destroyer | 00009/NEED/21 | C |  |  |  | 2003-06-28 |  | Linco Scientific India Ltd. | Lab | DMRHS |  |  |  | 0 |  |  |  | 17-12-2010 |  | -1
797 | THIRUVALLUR | Needle destroyer / Syringe Destroyer | 00009/NEED/22 | C |  |  |  | 2002-06-21 |  |  | VCTC Lab | TNSACS |  |  |  | 0 |  |  |  | 17-12-2010 |  | -1
798 | THIRUVALLUR | Weighing Machine Electronic | 00009/WME/1 | C | Digital |  |  | 2009-04-17 |  | Amman Surgicals~ Trichy. | [5 empty] | 0 |  |  |  | 17-12-2010 |  | -1
799 | THIRUVALLUR | Weighing Machine Electronic | 00009/WME/2 | C | Digital |  |  | 2009-04-17 |  | Amman Surgicals~ Trichy. | [5 empty] | 0 |  |  |  | 17-12-2010 |  | -1
800 | THIRUVALLUR | Weighing Machine Electronic | 00009/WME/3 | C | Digital |  |  | 2009-04-17 |  | Amman Surgicals~ Trichy. | [5 empty] | 0 |  |  |  | 17-12-2010 |  | -1
801 | THIRUVALLUR | Weighing Machine Electronic | 00009/WME/4 | C | Electronic |  |  | 2009-01-21 |  | Suriya Surgical | Store | SandP |  |  |  | 0 |  |  |  | 17-12-2010 |  | -1
802 | THIRUVALLUR | X.ray lobby single | 00009/XRLS/1 | C |  |  |  | 2009-04-17 |  | Amman Surgicals~ Trichy. | [5 empty] | 0 |  |  |  | 17-12-2010 |  | -1
803 | THIRUVALLUR | X.ray lobby single | 00009/XRLS/2 | C |  |  |  | 2009-04-17 |  | Amman Surgicals~ Trichy. | [5 empty] | 0 |  |  |  | 17-12-2010 |  | -1
804 | THIRUVALLUR | X.ray lobby single | 00009/XRLS/3 | C |  |  |  | 2009-04-17 |  | Amman Surgicals~ Trichy. | [5 empty] | 0 |  |  |  | 17-12-2010 |  | -1
805 | THIRUVALLUR | X.ray lobby single | 00009/XRLS/4 | C |  |  |  | 2009-04-17 |  | Amman Surgicals~ Trichy. | [5 empty] | 0 |  |  |  | 17-12-2010 |  | -1
806 | THIRUVALLUR | X.ray lobby single | 00009/XRLS/5 | C |  |  |  | 2009-04-17 |  | Amman Surgicals~ Trichy. | [5 empty] | 0 |  |  |  | 17-12-2010 |  | -1
807 | THIRUVALLUR | X.ray lobby single | 00009/XRLS/6 | C |  |  |  | 2009-04-17 |  | Amman Surgicals~ Trichy. | [5 empty] | 0 |  |  |  | 17-12-2010 |  | -1
808 | THIRUVALLUR | B.P.apparatus stand model | 00009/BPAS/6 | C | Stand |  |  |  |  | Jupiter Manufacturing Works | Ortho | TNHSP |  |  |  | 0 |  |  |  | 17-12-2010 |  | -1
809 | THIRUVALLUR | B.P.apparatus stand model | 00009/BPAS/7 | C | Stand |  |  |  |  | Jupiter Manufacturing Works | Store | TNHSP |  |  |  | 0 |  |  |  | 17-12-2010 |  | -1
810 | THIRUVALLUR | B.P.apparatus table model | 00009/BPAT/4 | C | Box |  |  | 2009-09-04 |  | M C Dalal |  | JDHS |  |  |  | 0 |  |  |  | 17-12-2010 |  | -1
811 | THIRUVALLUR | B.P.apparatus table model | 00009/BPAT/9 | C | Box |  |  | 2009-09-04 |  | M C Dalal |  | JDHS |  |  |  | 0 |  |  |  | 17-12-2010 |  | -1
812 | THIRUVALLUR | B.P.apparatus table model | 00009/BPAT/10 | C | Box |  |  | 2009-09-04 |  | M C Dalal |  | JDHS |  |  |  | 0 |  |  |  | 17-12-2010 |  | -1
813 | THIRUVALLUR | B.P.apparatus table model | 00009/BPAT/11 | C | Box |  |  | 2009-09-04 |  | M C Dalal |  | JDHS |  |  |  | 0 |  |  |  | 17-12-2010 |  | -1
814 | THIRUVALLUR | B.P.apparatus table model | 00009/BPAT/12 | C | Box |  |  | 2009-09-04 |  | M C Dalal |  | JDHS |  |  |  | 0 |  |  |  | 17-12-2010 |  | -1
815 | THIRUVALLUR | B.P.apparatus table model | 00009/BPAT/13 | C | Box |  |  | 2009-09-04 |  | M C Dalal |  | JDHS |  |  |  | 0 |  |  |  | 17-12-2010 |  | -1
816 | THIRUVALLUR | B.P.apparatus table model | 00009/BPAT/14 | C | Box |  |  | 2009-09-04 |  | M C Dalal |  | JDHS |  |  |  | 0 |  |  |  | 17-12-2010 |  | -1
817 | THIRUVALLUR | B.P.apparatus table model | 00009/BPAT/15 | C | Box |  |  | 2009-09-04 |  | M C Dalal |  | JDHS |  |  |  | 0 |  |  |  | 17-12-2010 |  | -1
818 | THIRUVALLUR | B.P.apparatus table model | 00009/BPAT/16 | C | Box |  |  | 2009-09-04 |  | M C Dalal |  | JDHS |  |  |  | 0 |  |  |  | 17-12-2010 |  | -1
819 | THIRUVALLUR | B.P.apparatus table model | 00009/BPAT/17 | C | Box |  |  | 2009-09-04 |  | M C Dalal |  | JDHS |  |  |  | 0 |  |  |  | 17-12-2010 |  | -1
820 | THIRUVALLUR | B.P.apparatus table model | 00009/BPAT/18 | C | Box |  |  | 2009-09-04 |  | M C Dalal |  | JDHS |  |  |  | 0 |  |  |  | 17-12-2010 |  | -1
821 | THIRUVALLUR | B.P.apparatus table model | 00009/BPAT/19 | C | Box |  |  | 2009-09-04 |  | M C Dalal |  | JDHS |  |  |  | 0 |  |  |  | 17-12-2010 |  | -1
822 | THIRUVALLUR | Cardiac Monitor | 00009/EBSM/2 | C | Integra I E | C10812AM13 |  | 2009-06-01 | Concept Integration (I) Pvt. Ltd. | Concept Integration (I) Pvt. Ltd. | Female Ward | TNHSP | TNHSP/TNMSC/P3E13/2008 dt 10/10/2008 | 2009-01-06 | 2010-01-05 | 24500 |  |  |  | 17-12-2010 |  | -1
823 | THIRUVALLUR | ECG machine computerized | 00009/ECGC/1 | B | EDAN SE 300 |  |  | 2008-11-19 |  | Madras Surgical andamp; Chemicals | ECG Dept. | TNHSP |  |  |  | 0 |  |  | Madras Surgical and chemicals | 17-12-2010 |  | -1
824 | THIRUVALLUR | ECG machine ordinary | 00009/ECGO/1 | B | 108 T |  |  | 1996-09-12 |  | BPL india (P) Ltd. | X-Ray Room | DMS |  |  |  | 0 |  |  |  | 17-12-2010 |  | -1
825 | THIRUVALLUR | ECG machine ordinary | 00009/ECGO/2 | B | 108 T | 23416 |  | 2001-08-03 |  | BPL india (P) Ltd. | ICU | DMS |  |  |  | 0 |  |  |  | 17-12-2010 |  | -1
826 | THIRUVALLUR | ECG machine ordinary | 00009/ECGO/3 | B | 108 T |  |  | 2005-04-26 |  | GH Uthukottai | X-Ray Room | Transfer |  |  |  | 0 |  |  |  | 17-12-2010 |  | -1
827 | THIRUVALLUR | ECG machine ordinary | 00009/ECGO/4 | B |  |  |  | 1997-03-02 |  | Pincle Products | X-Ray Room | TNMSC |  |  |  | 0 |  |  |  | 17-12-2010 |  | -1
828 | THIRUVALLUR | Infusion pump | 00009/INPM/3 | C | Samtronic India in. co. Ltd. - ST 1000 | 900383T |  | 2010-10-13 |  | Trans Health Care India Pvt. Ltd. |  | RCH |  |  |  | 0 |  |  |  | 17-12-2010 |  | -1
829 | THIRUVALLUR | Infusion pump | 00009/INPM/6 | C | Samtronic India in. co. Ltd. - ST 1000 | 900385T |  | 2010-10-13 |  | Trans Health Care India Pvt. Ltd. |  | RCH |  |  |  | 0 |  |  |  | 17-12-2010 |  | -1
830 | THIRUVALLUR | Infusion pump | 00009/INPM/7 | C | Samtronic India in. co. Ltd. - ST 1000 | 900317T |  | 2010-10-13 |  | Trans Health Care India Pvt. Ltd. |  | RCH |  |  |  | 0 |  |  |  | 17-12-2010 |  | -1
831 | THIRUVALLUR | Infusion pump | 00009/INPM/9 | C |  |  |  | 2004-05-02 |  | Akas Medicals | F W | DMS |  |  |  | 0 |  |  |  | 17-12-2010 |  | -1
832 | THIRUVALLUR | Infusion pump | 00009/INPM/10 | C |  |  |  | 2007-03-26 |  | Akas Medicals | ICU | DMS |  |  |  | 0 |  |  |  | 17-12-2010 |  | -1
833 | THIRUVALLUR | Infusion pump | 00009/INPM/11 | C |  |  |  | 2007-03-26 |  | Akas Medicals | L.W | DMS |  |  |  | 0 |  |  |  | 17-12-2010 |  | -1
834 | THIRUVALLUR | Infusion pump | 00009/INPM/12 | C |  |  |  | 2007-02-14 |  | Trivitron Medical Systems | NBW | TNHSP |  |  |  | 0 |  |  |  | 17-12-2010 |  | -1
835 | THIRUVALLUR | Pulse Oximeter | 00009/SPO2/1 | B |  |  |  | 1995-06-11 |  | BOC India Ltd. | OT | DMS |  |  |  | 0 |  |  |  | 17-12-2010 |  | -1
836 | THIRUVALLUR | Pulse Oximeter | 00009/SPO2/2 | B |  |  |  | 2004-05-24 |  | GH Uthukottai | OT |  |  |  |  | 0 |  |  |  | 17-12-2010 |  | -1
837 | THIRUVALLUR | Pulse Oximeter | 00009/SPO2/3 | B |  |  |  | 2008-03-19 |  | Lersan and Toubro Limited | OT | NRHM |  |  |  | 0 |  |  |  | 17-12-2010 |  | -1
838 | THIRUVALLUR | Pulse Oximeter | 00009/SPO2/4 | B |  |  |  | 2008-08-04 |  | Lersan and Toubro Limited | P.W | NRHM |  |  |  | 0 |  |  |  | 17-12-2010 |  | -1
839 | THIRUVALLUR | Pulse Oximeter | 00009/SPO2/5 | B |  |  |  | 2008-08-04 |  | Lersan and Toubro Limited | M.W | NRHM |  |  |  | 0 |  |  |  | 17-12-2010 |  | -1
840 | THIRUVALLUR | Pulse Oximeter | 00009/SPO2/8 | B |  | T80010812028 |  | 2009-12-01 |  | Southern Medical Systems | FWOT | TNHSP |  |  |  | 0 |  |  |  | 17-12-2010 |  | -1
841 | THIRUVALLUR | Pulse Oximeter | 00009/SPO2/9 | B |  | T80010812013 |  | 2009-12-01 |  | Southern Medical Systems | FWOT | TNHSP |  |  |  | 0 |  |  |  | 17-12-2010 |  | -1
842 | THIRUVALLUR | Pulse Oximeter | 00009/SPO2/10 | B |  | T80010812028 |  | 2009-01-12 |  | Southern Medical Systems | OT | TNHSP |  |  |  | 0 |  |  |  | 17-12-2010 |  | -1
843 | THIRUVALLUR | Pulse Oximeter | 00009/SPO2/11 | B |  | T80010812030 |  | 2009-01-12 |  | Southern Medical Systems | OT | TNHSP |  |  |  | 0 |  |  |  | 17-12-2010 |  | -1
844 | THIRUVALLUR | Pulse Oximeter | 00009/SPO2/12 | B |  |  |  | 1998-10-12 |  | Trans Health Care Ltd.~ | Store | DMS |  |  |  | 0 |  |  |  | 17-12-2010 |  | -1
845 | THIRUVALLUR | Syringe Pump | 00009/SYRP/2 | B | Samtronic India in. co. Ltd. - ST 6700 | 377610128 |  | 2010-10-13 |  | Trans Health Care India Pvt. Ltd. |  | RCH |  |  |  | 0 |  |  |  | 17-12-2010 |  | -1
846 | THIRUVALLUR | Ventilators (Paediatrics) | 00009/VENP/1 | B |  |  |  | 2007-05-23 |  | Erkadi Systems | NBW | TNHSP |  |  |  | 0 |  |  |  | 17-12-2010 |  | -1
847 | THIRUVALLUR | Ventilators (Paediatrics) | 00009/VENP/2 | B | Savina CAT 266 | ARYK 0090 |  | 2008-04-25 | DRAGER | Madras Surgical andamp; Chemicals | M.W | TNMSC | 2394/NRHM/TNMSC/2008-06Dt-10-03-2008 | 2008-05-23 | 2009-05-22 | 695000 |  |  |  | 17-12-2010 |  | -1
848 | THIRUVALLUR | Dental Chair | 00009/DECH/1 | B2 | Confident |  |  | 2009-04-13 | Confident Dental Equipments | Confident Dental Equipments | Dental OP | SandP | 90219/Sandamp;P/1/2008 dt 06/02/2009 |  |  | 105000 |  |  |  | 17-12-2010 |  | -1
849 | THIRUVALLUR | Head light (ordinary) (Boyle Davis) | 00009/HDLT/1 | C |  |  |  | 2009-04-17 |  | Amman Surgicals~ Trichy. | [5 empty] | 0 |  |  |  | 17-12-2010 |  | -1
850 | THIRUVALLUR | Head light (ordinary) (Boyle Davis) | 00009/HDLT/2 | C |  |  |  | 2009-04-17 |  | Amman Surgicals~ Trichy. | [5 empty] | 0 |  |  |  | 17-12-2010 |  | -1
851 | THIRUVALLUR | Laryngoscope(Adult) | 00009/LAGA/1 | C |  |  |  | 2010-12-10 |  | south india surgicals | Store | RCH |  |  |  | 0 |  |  |  | 17-12-2010 |  | -1
852 | THIRUVALLUR | Laproscope Double Puncture | 00009/LDP/1 | C |  |  |  | 2007-11-05 |  | Vishal Surgical Equipments | OT | TNHSP |  |  |  | 0 |  |  |  | 17-12-2010 |  | -1
853 | THIRUVALLUR | Laproscope Single Puncture | 00009/LSP/1 | C |  |  |  | 2004-06-03 |  | GH Ponneri | OT | Transfer |  |  |  | 0 |  |  |  | 17-12-2010 |  | -1
854 | THIRUVALLUR | Laproscope Single Puncture | 00009/LSP/2 | C |  |  |  | 2004-06-03 |  | PHC ravari Kuppam | OT | Transfer |  |  |  | 0 |  |  |  | 17-12-2010 |  | -1
855 | THIRUVALLUR | Laproscope Single Puncture | 00009/LSP/3 | C |  |  |  | 2008-05-29 |  | Vishal Surgical Equipments | OT | DDFW |  |  |  | 0 |  |  |  | 17-12-2010 |  | -1
856 | THIRUVALLUR | Laproscope Single Puncture | 00009/LSP/4 | C |  |  |  | 2008-05-29 |  | Vishal Surgical Equipments | OT | DDFW |  |  |  | 0 |  |  |  | 17-12-2010 |  | -1
857 | THIRUVALLUR | Laproscope Single Puncture | 00009/LSP/5 | C | [6 empty] | OT | DDFW |  |  |  | 0 |  |  |  | 17-12-2010 |  | -1
858 | THIRUVALLUR | Laproscope Single Puncture | 00009/LSP/6 | C | [6 empty] | OT | DDFW |  |  |  | 0 |  |  |  | 17-12-2010 |  | -1
859 | THIRUVALLUR | Laproscope Single Puncture | 00009/LSP/7 | C | [6 empty] | OT | DDFW |  |  |  | 0 |  |  |  | 17-12-2010 |  | -1
860 | THIRUVALLUR | Laproscope Single Puncture | 00009/LSP/8 | C |  |  |  | 2003-01-12 |  |  | OT | DDFW |  |  |  | 0 |  |  |  | 17-12-2010 |  | -1
861 | THIRUVALLUR | Laproscope Single Puncture | 00009/LSP/9 | C |  |  |  | 2003-08-12 |  |  | OT | DDFW |  |  |  | 0 |  |  |  | 17-12-2010 |  | -1
862 | THIRUVALLUR | A-Scan Biometer | 00009/ASB/1 | B |  |  |  | 2001-02-19 |  | Director General of Health Service | Eye Dept |  |  |  |  | 0 |  |  |  | 17-12-2010 |  | -1
863 | THIRUVALLUR | A-Scan Biometer | 00009/ASB/2 | B |  |  |  | 2001-07-19 |  | Director General of Health Service | GH Ponneri |  |  |  |  | 0 |  |  |  | 17-12-2010 |  | -1
864 | THIRUVALLUR | A-Scan Biometer | 00009/ASB/3 | B |  |  |  | 1999-06-26 |  | Innomed Medicals | Eye Dept |  |  |  |  | 0 |  |  |  | 17-12-2010 |  | -1
865 | THIRUVALLUR | Keratometer | 00009/KER/1 | B | Model KMS6 |  |  | 2000-11-22 |  | Appasamy Associats | Eye Dept | HandFW |  |  |  | 0 |  |  |  | 17-12-2010 |  | -1
866 | THIRUVALLUR | Operating Microscope(Eye) | 00009/OMS/1 | B | ASM - 930TG |  |  | 2009-03-11 |  | Ascan Medical Instruments | Eye OT | TNMSC |  |  |  | 0 |  |  |  | 17-12-2010 |  | -1
867 | THIRUVALLUR | Operating Microscope(Eye) | 00009/OMS/2 | B |  |  |  | 2007-07-30 |  | Ascon Medicals Instruments (P) Ltd | Eye OT |  |  |  |  | 0 |  |  |  | 17-12-2010 |  | -1
868 | THIRUVALLUR | Opthalmoscope Indirect | 00009/OPMSI/1 | C |  |  |  | 1999-03-24 |  | Appasamy Associats | Eye Dept |  |  |  |  | 0 |  |  |  | 17-12-2010 |  | -1
869 | THIRUVALLUR | Opthalmoscope Indirect | 00009/OPMSI/2 | C |  |  |  | 2000-11-22 |  | Appasamy Associats | Eye Dept |  |  |  |  | 0 |  |  |  | 17-12-2010 |  | -1
870 | THIRUVALLUR | Opthalmoscope Indirect | 00009/OPMSI/3 | C |  |  |  | 2009-12-05 |  | Suriya Surgical | Eye Dept | TNMSC |  |  |  | 0 |  |  |  | 17-12-2010 |  | -1
871 | THIRUVALLUR | Opthalmoscope - Direct | 00009/OPTD/1 | C | German Make |  |  | 2002-11-14 |  | Associated Surgicals | Eye Dept | DMS |  |  |  | 0 |  |  |  | 17-12-2010 |  | -1
872 | THIRUVALLUR | Opthalmoscope - Direct | 00009/OPTD/2 | C |  |  |  | 2003-10-02 |  | Associated Surgicals | Eye Dept | DMRHS |  |  |  | 0 |  |  |  | 17-12-2010 |  | -1
873 | THIRUVALLUR | Opthalmoscope - Direct | 00009/OPTD/3 | C |  |  |  | 2009-03-27 |  | South India Surgicals and Co Ltd. | Eye Dept | DMRHS |  |  |  | 0 |  |  |  | 17-12-2010 |  | -1
874 | THIRUVALLUR | Retino scope | 00009/RETS/1 | C |  |  |  | 2003-11-08 |  | Jupiter Manufacturing Works | Eye Dept | DBCS |  |  |  | 0 |  |  |  | 17-12-2010 |  | -1
875 | THIRUVALLUR | Slit Lamp | 00009/SLIT/1 | C |  |  |  | 2000-11-22 |  | Appasamy Associats | Eye Dept |  |  |  |  | 0 |  |  |  | 17-12-2010 |  | -1
876 | THIRUVALLUR | Slit Lamp | 00009/SLIT/2 | C |  |  |  | 1997-07-05 |  | JDHS | Eye Dept | JDHS |  |  |  | 0 |  |  |  | 17-12-2010 |  | -1
877 | THIRUVALLUR | Yag Laser | 00009/YAGL/1 | C |  |  |  | 2004-05-13 |  | Hundusthan Latex Limited | Eye Dept |  |  |  |  | 0 |  |  |  | 17-12-2010 |  | -1
878 | THIRUVALLUR | Ultra Sonogram -MOBILE | 00009/IUSM/2 | B | Selectra LX-60R |  |  | 2007-05-07 |  | Larsen and Toubro Limited | L W | NRHM |  |  |  | 0 |  |  |  | 17-12-2010 |  | -1
879 | THIRUVALLUR | Ultra Sonogram -MOBILE | 00009/IUSM/3 | B | Sonota Plus |  |  | 2003-10-16 |  | Larsen and Toubro Limited | Store | DMS |  |  |  | 0 |  |  |  | 17-12-2010 |  | -1
880 | THIRUVALLUR | Ultra Sonogram -MOBILE | 00009/IUSM/4 | B | Sonota Plus |  |  | 2003-03-18 |  | Larsen and Toubro Limited | Store | DMS |  |  |  | 0 |  |  |  | 17-12-2010 |  | -1
881 | THIRUVALLUR | Ultra Sonogram -MOBILE | 00009/IUSM/5 | B | UF4500N | 12021339 |  | 1996-03-30 |  | Kody Elcot | IPP V Ward | IPPV |  |  |  | 0 |  |  |  | 17-12-2010 |  | -1
882 | THIRUVALLUR | X-ray Machine 100 mA | 00009/XRY100/1 | B | ELINEX 60 mA |  |  | 1964-05-20 | [7 empty] | 0 |  |  |  | 17-12-2010 |  | -1
883 | THIRUVALLUR | X-ray Machine 100 mA | 00009/XRY100/2 | B | STALIN 100 mA |  |  | 1982-06-24 |  | Wipro GE | X - Ray Room |  |  |  |  | 0 |  |  |  | 17-12-2010 |  | -1
884 | THIRUVALLUR | X-ray Machine 30 mA(Mobile) | 00009/XRY30/1 | B | MEDICO 30mA |  |  | 1996-08-05 |  | Transfer in from GH ~ Kancheepuram |  | Transfer |  |  |  | 0 |  |  |  | 17-12-2010 |  | -1
885 | THIRUVALLUR | Binocular Mircroscope | 00009/BIMS/2 | B2 | Binocular |  |  | 2009-03-07 |  | Solocraft Industries |  | TNHSP |  |  |  | 0 |  |  |  | 17-12-2010 |  | -1
886 | THIRUVALLUR | Binocular Mircroscope | 00009/BIMS/3 | B2 | Model AJ12; Binocular |  |  | 1999-05-05 |  | Scientific General Traders | Lab | CO |  |  |  | 0 |  |  |  | 17-12-2010 |  | -1
887 | THIRUVALLUR | Blood Bank Refrigerator | 00009/BLDR/1 | B | MRL 150 |  |  | 2000-09-08 |  |  | BB | CO |  |  |  | 0 |  |  |  | 17-12-2010 |  | -1
888 | THIRUVALLUR | Blood Bank Refrigerator | 00009/BLDR/2 | B | Remi | BDIT 1161 |  | 2010-09-26 |  | Remi Electro Equipments | BB | CO |  |  |  | 0 |  |  |  | 17-12-2010 |  | -1
889 | THIRUVALLUR | Blood Bank Refrigerator | 00009/BLDR/4 | B |  |  |  | 2003-08-01 |  | GH Ponneri | BB | Transfer |  |  |  | 0 |  |  |  | 17-12-2010 |  | -1
890 | THIRUVALLUR | Blood Bank Refrigerator | 00009/BLDR/5 | B |  |  |  | 1998-11-30 |  | Remi Instruments | BB | DMS |  |  |  | 0 |  |  |  | 17-12-2010 |  | -1
891 | THIRUVALLUR | Blood Bank Refrigerator | 00009/BLDR/6 | B |  |  |  | 2004-07-10 |  | Thermo Scientific Instruments | BB | DMS |  |  |  | 0 |  |  |  | 17-12-2010 |  | -1
892 | THIRUVALLUR | Blood Bank Refrigerator | 00009/BLDR/7 | B |  |  |  | 2000-01-24 |  |  | BB | TNMSC |  |  |  | 0 |  |  |  | 17-12-2010 |  | -1
893 | THIRUVALLUR | Electric Calorimeter | 00009/CALO/1 | C |  |  |  | 2008-03-04 |  | Associated Surgicals | GH Madhavaram | NRHM |  |  |  | 0 |  |  |  | 17-12-2010 |  | -1
894 | THIRUVALLUR | Electric Calorimeter | 00009/CALO/2 | C |  |  |  | 2008-03-04 |  | Associated Surgicals | Lab | NRHM |  |  |  | 0 |  |  |  | 17-12-2010 |  | -1
895 | THIRUVALLUR | Electric Calorimeter | 00009/CALO/3 | C | [6 empty] | Lab |  |  |  |  | 0 |  |  |  | 17-12-2010 |  | -1
896 | THIRUVALLUR | Electri centrifuger | 00009/CENT/1 | C | C8C |  |  | 2009-09-18 |  | _ |  | TANSACS |  |  |  | 0 |  |  |  | 17-12-2010 |  | -1
897 | THIRUVALLUR | Electri centrifuger | 00009/CENT/3 | C | C8C |  |  | 2009-10-19 |  | Saberwal Surgicals |  | TANSACS |  |  |  | 0 |  |  |  | 17-12-2010 |  | -1
898 | THIRUVALLUR | Coagulation Analyser | 00009/COAGA/1 | C | CA -50 | A4636 |  | 2008-07-10 |  | Transasia Bio Medical | Lab | DMS |  |  |  | 0 |  |  |  | 17-12-2010 |  | -1
899 | THIRUVALLUR | Distilled water stills | 00009/DWSL/1 | C |  |  |  | 1999-07-07 |  | Gu Enter prices | BB | DMS |  |  |  | 0 |  |  |  | 17-12-2010 |  | -1
900 | THIRUVALLUR | Electrolyte Analyser | 00009/ELEA/1 | C | Easylyte | 31848B |  | 2008-07-10 |  | Transasia Bio Medical | Lab | DMS |  |  |  | 0 |  |  |  | 17-12-2010 |  | -1
901 | THIRUVALLUR | Elisa Reader cum washer | 00009/ELRW/1 | B |  |  |  | 2000-07-08 |  | AV Bio Medical (P) Ltd. | BB | DMS |  |  |  | 0 |  |  |  | 17-12-2010 |  | -1
902 | THIRUVALLUR | Glucometer | 00009/GLMT/1 | C |  |  |  | 2003-03-07 |  | Associated Surgicals | L.W | DMS |  |  |  | 0 |  |  |  | 17-12-2010 |  | -1
903 | THIRUVALLUR | Glucometer | 00009/GLMT/2 | C |  |  |  | 2003-03-07 |  | Associated Surgicals | Lab | DMS |  |  |  | 0 |  |  |  | 17-12-2010 |  | -1
904 | THIRUVALLUR | Glucometer | 00009/GLMT/3 | C |  |  |  | 2003-03-07 |  | Associated Surgicals | Lab | DMS |  |  |  | 0 |  |  |  | 17-12-2010 |  | -1
905 | THIRUVALLUR | Mono cular Microscope | 00009/MOMS/1 | C | Monocular |  |  | 2002-11-12 |  | Associated Surgicals | Lab | JDHS |  |  |  | 0 |  |  |  | 17-12-2010 |  | -1
906 | THIRUVALLUR | Mono cular Microscope | 00009/MOMS/2 | C | Monocular |  |  | 1997-09-16 |  |  | Lab | Leprosy |  |  |  | 0 |  |  |  | 17-12-2010 |  | -1
907 | THIRUVALLUR | Mono cular Microscope | 00009/MOMS/3 | C | Monocular |  |  | 1997-09-16 |  |  | Lab | Leprosy |  |  |  | 0 |  |  |  | 17-12-2010 |  | -1
908 | THIRUVALLUR | Mono cular Microscope | 00009/MOMS/4 | C | Monocular |  |  | 1997-09-16 |  |  | Lab | Leprosy |  |  |  | 0 |  |  |  | 17-12-2010 |  | -1
909 | THIRUVALLUR | Refrigerator | 00009/REFR/2 | C | Samsung Standard 190lts |  |  | 2009-11-16 |  | Vivek Limited |  | _ |  |  |  | 0 |  |  |  | 17-12-2010 |  | -1
910 | THIRUVALLUR | Refrigerator | 00009/REFR/3 | C | Zenith 310 Lts |  |  | 1996-06-26 |  | Fedders Lioyd Corporation | BB | DMS |  |  |  | 0 |  |  |  | 17-12-2010 |  | -1
911 | THIRUVALLUR | Refrigerator | 00009/REFR/5 | C |  |  |  | 2006-01-24 |  | Videocon | BB | TNMSC |  |  |  | 0 |  |  |  | 17-12-2010 |  | -1
912 | THIRUVALLUR | Refrigerator | 00009/REFR/6 | C | [6 empty] | GH Pulicat |  |  |  |  | 0 |  |  |  | 17-12-2010 |  | -1
913 | THIRUVALLUR | Semi auto analyser | 00009/SEAA/2 | B2 | [6 empty] | Lab |  |  |  |  | 0 |  |  |  | 17-12-2010 |  | -1
914 | THIRUVALLUR | Urine Analyser | 00009/URNA/1 | C |  |  |  | 2009-03-03 |  | Solokraft Industries | LAB | SandP |  |  |  | 0 |  |  |  | 17-12-2010 |  | -1
915 | THIRUVALLUR | Rotor / Shaker | 00009/VDRL/1 | C |  |  |  | 2001-03-20 |  | Remi Motors | Lab | DMS |  |  |  | 0 |  |  |  | 17-12-2010 |  | -1
916 | THIRUVALLUR | VDRL Rotator / Mechanical Agitator | 00009/VDRLA/1 | C | Unitron |  |  | 2004-08-09 |  | GH Ponneri | BB | Transfer |  |  |  | 0 |  |  |  | 17-12-2010 |  | -1
917 | THIRUVALLUR | VDRL Rotator / Mechanical Agitator | 00009/VDRLA/2 | C | Unitron |  |  | 2002-10-10 |  | Scientific General Traders | BB | DMS |  |  |  | 0 |  |  |  | 17-12-2010 |  | -1
918 | THIRUVALLUR | Water bath | 00009/WBAT/1 | C |  |  |  | 2001-03-16 |  | M C Dalal and Co | BB | DMS |  |  |  | 0 |  |  |  | 17-12-2010 |  | -1
919 | THIRUVALLUR | Auto Clave HP Horizontal-CYLINDRICAL | 00009/ACHC/1 | C | Horizontal |  |  | 2001-02-27 |  | Associated Surgicals |  | DMS |  |  |  | 0 |  |  |  | 17-12-2010 |  | -1
920 | THIRUVALLUR | Auto Clave HP Vertical (2 bin) | 00009/ACV2/9 | C | High Pressure Vertical |  |  | 2001-02-27 |  | GH Avadi | ICU | Transfer |  |  |  | 0 |  |  |  | 17-12-2010 |  | -1
921 | THIRUVALLUR | Auto Clave HP Vertical (2 bin) | 00009/ACV2/10 | C | Vertical |  |  | 2009-07-24 |  | Solocraft Industries | M OT | RCH |  |  |  | 0 |  |  |  | 17-12-2010 |  | -1
922 | THIRUVALLUR | Auto Clave HP Vertical (2 bin) | 00009/ACV2/11 | C | Vertical |  |  | 2009-07-24 |  | Solocraft Industries |  | RCH |  |  |  | 0 |  |  |  | 17-12-2010 |  | -1
923 | THIRUVALLUR | Auto Clave HP Vertical (2 bin) | 00009/ACV2/12 | C | Vertical |  |  | 2009-07-24 |  | Solocraft Industries |  | RCH |  |  |  | 0 |  |  |  | 17-12-2010 |  | -1
924 | THIRUVALLUR | Auto Clave HP Vertical (2 bin) | 00009/ACV2/13 | C | Vertical |  |  | 2009-07-24 |  | Solocraft Industries |  | RCH |  |  |  | 0 |  |  |  | 17-12-2010 |  | -1
925 | THIRUVALLUR | Auto Clave HP Vertical (2 bin) | 00009/ACV2/14 | C | Vertical |  |  | 2009-03-03 |  | Solokraft Industries | Paed Ward | SandP |  |  |  | 0 |  |  |  | 17-12-2010 |  | -1
926 | THIRUVALLUR | Auto Clave HP Vertical (2 bin) | 00009/ACV2/15 | C | Vertical 2 Bin |  |  | 2009-05-02 |  | Solokraft Industries | OPD | TNHSP |  |  |  | 0 |  |  |  | 17-12-2010 |  | -1
927 | THIRUVALLUR | Auto Clave HP Vertical (2 bin) | 00009/ACV2/16 | C | Vertical 2 Bin |  |  | 2009-05-02 |  | Solokraft Industries | L W | TNHSP |  |  |  | 0 |  |  |  | 17-12-2010 |  | -1
928 | THIRUVALLUR | Auto Clave HP Vertical (2 bin) | 00009/ACV2/17 | C | Vertical 2 Bin |  |  | 2009-05-02 |  | Solokraft Industries | FWOT | TNHSP |  |  |  | 0 |  |  |  | 17-12-2010 |  | -1
929 | THIRUVALLUR | Auto Clave HP Vertical (2 bin) | 00009/ACV2/18 | C | Vertical 2 Bin |  |  | 2009-02-16 |  | Vishal Hospital and Furniture | Ortho Ward | SandP |  |  |  | 0 |  |  |  | 17-12-2010 |  | -1
930 | THIRUVALLUR | Auto Clave HP Vertical (2 bin) | 00009/ACV2/19 | C | Vertical 2 Bin |  |  | 2009-02-16 |  | Vishal Hospital and Furniture | Male Ward | SandP |  |  |  | 0 |  |  |  | 17-12-2010 |  | -1
931 | THIRUVALLUR | Auto Clave HP Vertical (2 bin) | 00009/ACV2/20 | C |  |  |  | 2007-09-28 |  | Aqua Pharma | OT | PWF |  |  |  | 0 |  |  |  | 17-12-2010 |  | -1
932 | THIRUVALLUR | Auto Clave HP Vertical (2 bin) | 00009/ACV2/21 | C |  |  |  | 2007-10-19 |  | Aqua Pharma | OT | PWF |  |  |  | 0 |  |  |  | 17-12-2010 |  | -1
933 | THIRUVALLUR | Auto Clave HP Vertical (2 bin) | 00009/ACV2/22 | C |  |  |  | 2003-09-15 |  | GH Thiruthani | OP | Transfer |  |  |  | 0 |  |  |  | 17-12-2010 |  | -1
934 | THIRUVALLUR | Auto Clave HP Vertical (2 bin) | 00009/ACV2/23 | C |  |  |  | 2003-09-16 |  | GH Uthukottai | OT | Transfer |  |  |  | 0 |  |  |  | 17-12-2010 |  | -1
935 | THIRUVALLUR | Auto Clave HP Vertical (2 bin) | 00009/ACV2/24 | C |  |  |  | 2008-03-03 |  | Jupiter Manufacturing Works | OT | TNHSP |  |  |  | 0 |  |  |  | 17-12-2010 |  | -1
936 | THIRUVALLUR | Auto Clave HP Vertical (2 bin) | 00009/ACV2/25 | C |  |  |  | 2008-03-03 |  | Jupiter Manufacturing Works | Eye OT | TNHSP |  |  |  | 0 |  |  |  | 17-12-2010 |  | -1
937 | THIRUVALLUR | Auto Clave HP Vertical (2 bin) | 00009/ACV2/26 | C |  |  |  | 2009-02-16 |  | Vishal Hospital and Furniture | L W | SandP |  |  |  | 0 |  |  |  | 17-12-2010 |  | -1
938 | THIRUVALLUR | Boyles apparatus with Circle Abosrber | 00009/BACA/1 | B |  |  |  | 2008-06-19 |  | Madras Surgical and Chemicals | OT | NRHM |  |  |  | 0 |  |  |  | 17-12-2010 |  | -1
939 | THIRUVALLUR | Boyles apparatus with Circle Abosrber | 00009/BACA/2 | B |  |  |  | 2009-06-04 |  | Madras Surgical and Chemicals |  | TNMSC |  |  |  | 0 |  |  |  | 17-12-2010 |  | -1
940 | THIRUVALLUR | Boyles apparatus with out Circle Abosrber | 00009/BAOCA/1 | B |  | 110908 |  | 2008-11-12 |  | Slolocraft Industries | OT | TNHSP |  |  |  | 0 |  |  |  | 17-12-2010 |  | -1
941 | THIRUVALLUR | Boyles apparatus with out Circle Abosrber | 00009/BAOCA/3 | B |  |  |  | 1995-03-15 |  | IOL Limited | OT | DMS |  |  |  | 0 |  |  |  | 17-12-2010 |  | -1
942 | THIRUVALLUR | Boyles apparatus with out Circle Abosrber | 00009/BAOCA/4 | B | [6 empty] | OT |  |  |  |  | 0 |  |  |  | 17-12-2010 |  | -1
943 | THIRUVALLUR | Boyles apparatus with out Circle Abosrber | 00009/BAOCA/5 | B | [6 empty] | OT |  |  |  |  | 0 |  |  |  | 17-12-2010 |  | -1
944 | THIRUVALLUR | Boyles apparatus with out Circle Abosrber | 00009/BAOCA/6 | B | [6 empty] | Store |  |  |  |  | 0 |  |  |  | 17-12-2010 |  | -1
945 | THIRUVALLUR | Boyles apparatus with Ventilator | 00009/VEN/1 | B |  |  |  | 2007-10-17 |  | Larsen and Toubro Limited | OT | TNHSP |  |  |  | 0 |  |  |  | 17-12-2010 |  | -1
946 | THIRUVALLUR | syringe infusion pump | 00009/undefined/1 |  | ST6000 | 10103168 |  | 2010-12-17 |  | schiller healthcare india pvt ltd | NICU | RCH | RCH-2/TNMSC/ENGG/E-37/2010-2DT 23/09/2010 | 2010-12-23 | 2013-12-22 | 26500 |  |  |  | 2011-07-09 |  | -1
947 | THIRUVALLUR | Nebulizer baby | 00009/NEBB/2 | C |  |  |  | 2012-01-11 |  | Balaji Pharma andamp; Surgicals |  | OTHERS |  |  |  | 1825 |  |  |  | 28-2-2012 |  | -1
948 | THIRUVALLUR | Micro Drill System | 00009/undefined/1 |  | Marathon | 11121914 |  | 2012-02-21 | Vansari marketing services | Vansari marketing services | O T | TNMSC | TNMSC/ENGG/2012-2/07/02/2012 | 2012-02-21 | 2015-02-20 | 87400 |  |  |  | 2012-08-03 |  | -1
949 | THIRUVALLUR | Weighing machine adult | 00009/WTMA/9 | C |  |  |  | 2012-02-23 | Prestige | Alan medicals | Family Welfare | TNHSP | TNBHSP/TNMSC/ENGG/AG24/2011/dt;9/12/2011 | 2012-02-23 | 2013-02-24 | 598 |  |  |  | 28-2-2012 |  | -1
950 | THIRUVALLUR | Operating Microscope (ENT) | 00009/OPMS/1 | B2 | Crisp-i |  |  | 2012-03-08 | Sanma medineers | Sanma Medineers |  | TNMSC |  |  | 2015-03-07 | 168000 |  |  |  | 2012-08-03 |  | -1
951 | THIRUVALLUR | Operation Table Hydraulic Major | 00009/TAMA/10 | B2 |  |  |  | 2012-02-02 |  | Transfer In from Govt Hospital~Gummidipoondi | Store |  | 1113/11-125/7/9/2011 |  |  | 0 |  |  |  | 28-2-2012 |  | -1
952 | THIRUVALLUR | OAE ANALYZER | 00009/undefined/1 |  | GS I Audio screener | G S 35177 |  | 2012-03-16 | Grason Stadler Inc (GS I) USA | Alliance Bio medica Pvt ltd | E N T Dept | TNMSC | 4748/TNMSC/ENGG/2012-5dt;07/02/2012 | 2012-03-16 | 2015-03-15 | 260000 |  |  |  | 16-3-2012 |  | -1
953 | THIRUVALLUR | Ultra Sonogram -MOBILE | 00009/IUSM/7 | B | 600A of Chison |  |  | 2012-03-28 | Chison Medical imaging Co Ltd | Surya Surgical Industries | Transfer Out to GH - Pothaturpet | TNMSC | 2684/TNMSC/ENGG/2011Dt-11/11/2011 |  | 2012-03-28 | 272950 |  |  |  | 28-3-2012 |  | -1
954 | THIRUVALLUR | Impendence audiometer | 00009/AUMT/1 | B2 | AT 235 | 3001209 |  | 2012-03-20 | M/S Interacoustics A/S~ Denmark | ALPS International Pvt Ltd | Store | TNMSC | 4748/TNMSC/ENGG/2012-4Dt;07/02/2012 | 2012-03-22 | 2015-03-21 | 214000 |  |  |  | 22-3-2012 |  | -1
955 | THIRUVALLUR | Shadowless Lamp stand model | 00009/MOLT/24 | B | HOSPITECH |  |  | 2011-09-28 |  | TRANSFER IN FROM GH/PODHATURPET | STORE | OTHERS |  |  |  | 0 |  |  |  | 2012-03-04 |  | -1
956 | THIRUVALLUR | Shadowless Lamp stand model | 00009/MOLT/25 | B |  |  |  | 2011-09-28 |  | Transfer in from G H Podhaturpet | Store |  |  |  |  | 0 |  |  |  | 2012-03-04 |  | -1
957 | THIRUVALLUR | Shadowless Lamp stand model | 00009/MOLT/26 | B |  |  |  | 2011-09-28 |  | Transfer in from GH/Podhaturpet | Store |  |  |  |  | 0 |  |  |  | 2012-03-04 |  | -1
958 | THIRUVALLUR | Operating Microscope(Eye) | 00009/OMS/1 | B1 | ASM-G30 TG | 1103327 |  | 2012-04-02 | Optics TAKAJI~ Japan | Ascon medical instruments Pvt Ltd | EYE OT | TNMSC | 13413/TNMSC/ENGG/2011-2 dt-27/02/2012 | 2012-04-02 | 2015-04-01 | 310000 |  |  |  | 2012-02-04 |  | -1
959 | THIRUVALLUR | ECG machine computerized | 00009/ECGC/2 | B | Cardio Touch 3000 | T2L0900118 |  | 2011-11-10 |  | J.K Medical Systems | OPD | TNHSP | THNSP/TNMSC/ENGG/AG21/2010 dt 22/08/2011 | 2011-11-10 | 2012-11-09 | 65000 |  |  |  | 23-12-2011 |  | -1
960 | THIRUVALLUR | Sterilizer Medium (Instrument) | 00009/STMD/6 | C |  |  |  | 2011-06-04 |  | Transfer in from GH uthukkottai | [5 empty] | 0 |  |  |  | 23-12-2011 |  | -1
961 | THIRUVALLUR | Nebulizer baby | 00009/NEBB/1 | C |  |  |  | 2011-07-18 |  | Jupiter mfg works | OPD | JDHS |  |  |  | 2744 |  |  |  | 23-12-2011 |  | -1
962 | THIRUVALLUR | Ultra Sonogram -MOBILE | 00009/IUSP/1 | B |  |  |  | 2011-09-02 |  | Wipro GE healthcare Pvt Ltd | Maternity Ward | RCH |  |  |  | 323800 |  |  |  | 23-12-2011 |  | -1
963 | THIRUVALLUR | B.P.apparatus table model | 00009/BPAT/26 | C |  |  |  | 2011-07-28 |  | Vaishnavi Equoipment andamp;Surgicals |  | JDHS |  |  |  | 1160 |  |  |  | 23-12-2011 |  | -1
964 | THIRUVALLUR | Infusion Pump/Infusion Syringe Pump/Insulin Syringe Pump | 00009/INPM/14 | C |  | MPIALH275 |  |  |  | Schiller Health Care India Pvt Ltd | store | TNHSP | TNHSP/TNMSC/AG16/2010Dt-1-7-2011 |  | 2014-10-02 | 25900 |  |  |  | 23-12-2011 |  | -1
965 | THIRUVALLUR | Phototherapy Unit | 00009/PHTU/1 | C | CFL 101 | 5251 |  | 2011-12-07 | Phoenix Medical Systems Pvt. Ltd. | Phoenix Medical Systems Pvt. Ltd. |  | RCH | RCH-11/TNMSC/ENGG/E46/2011-2 dt 18/11/2011 |  |  | 14854 |  |  |  | 26-12-2011 |  | -1
966 | THIRUVALLUR | Syringe Pump | 00009/SYRP/1 | B | ST6000 |  |  | 2011-08-24 |  | Trans health Care privvate Ltd | ICU | TNHSP |  | 2011-08-24 | 2012-08-23 | 25200 |  |  |  | 23-12-2011 |  | -1
967 | THIRUVALLUR | Phototherapy Unit | 00009/PHTU/2 | C | CFL101 | 5252 |  | 2011-12-07 |  | Phoenix Medical Systems | NICU | RCH | RCH-2/TNMSC/ENGG/E46/2011-12/18-11-2011 |  | 2012-12-06 | 14854 |  |  |  | 29-12-2011 |  | -1
968 | THIRUVALLUR | Haemoglobinometer | 00009/HBMT/3 | C |  |  |  | 2011-09-05 |  | Splokrafts Industries | ART Lab | RCH | RCH-2/TNMSC/ENGG/4538/2010-6DT;6-10-2010 |  |  | 4300 |  |  |  | 29-12-2011 |  | -1
969 | THIRUVALLUR | Syringe Pump | 00009/SYRP/2 | B | ST6000 | 31666T/05 |  | 2011-08-24 |  | Trans healthcare india private Ltd | I C U | TNHSP | TNHSP/AG15/2011/1-7-2011 | 2011-08-24 | 2012-08-23 | 25200 |  |  |  | 29-12-2011 |  | -1
970 | THIRUVALLUR | Syringe Pump | 00009/SYRP/4 | B |  | 10103168 |  | 2010-10-17 |  | Schiller Healthcare India (P)Ltd | N I C U | RCH | RCH-2/TNMSC/ENGG/E-37/2010-2DT;23/9/2010 |  | 2013-10-16 | 26500 |  |  |  | 29-12-2011 |  | -1
971 | THIRUVALLUR | Syringe Pump | 00009/SYRP/8 | B |  | 10103172 |  | 2010-12-17 |  | Schiller Healthcare India (P) ltd | Store | RCH | RCH-2/TNMSC/ENGG/E-37/2010-2/23/9/2010 |  | 2013-12-16 | 26500 |  |  |  | 29-12-2011 |  | -1
972 | THIRUVALLUR | Laryngoscope fibreoptic ENT | 00009/LYFO/1 | B2 |  |  |  | 2011-01-13 |  | Jupiter Manufacturing Works | OPD | RCH | RCH/TNMSC/ENGG/4538/2010-3/6/10/2010 |  | 2012-01-12 | 1540 |  |  |  | 29-12-2011 |  | -1
973 | THIRUVALLUR | Phototherapy Unit | 00009/PHTU/3 | C | CFL-101 | 5253 |  | 2011-12-07 |  | Phoenix medical systems | NICU | RCH | RCH-2/TNMSC/ENGG/E-46/2011-12/18-11-2011 |  | 2012-12-06 | 14854 |  |  |  | 29-12-2011 |  | -1
974 | TIRUTHANI | B.P.apparatus table model | 00010/BPAT/3 | C | Box | 40100420 |  | 2010-07-26 |  | Vaishvi Equipments |  | HMF |  |  |  | 0 |  |  |  | 17-12-2010 |  | -1
975 | THIRUVALLUR | Haemoglobinometer | 00009/HBMT/1 | C |  |  |  | 2011-09-05 |  | Solokrafts Industries | Gen-Lab | RCH | RCH-2/TNMSC/ENGG/4538/2010-6Dt-6/10/2010 |  | 2012-09-04 | 4300 |  |  |  | 29-12-2011 |  | -1
976 | THIRUVALLUR | Syringe Pump | 00009/SYRP/3 | B | ST6000 | 31376T/05 |  | 2011-08-24 |  | Trans health care | N I C U | TNHSP | TNHSP/AG/2011DT;1-7-2011 | 2011-08-24 | 2011-08-23 | 25200 |  |  |  | 29-12-2011 |  | -1
977 | THIRUVALLUR | Lab Incubator | 00009/INCU/2 | C |  |  |  | 2011-03-18 |  | Jupiter Manufacturing works | Blood Bank | RCH | RCH-2/TNMSC/ENGG/7146/2010-2Dt;6/10/2010 |  | 2012-03-17 | 26500 |  |  |  | 29-12-2011 |  | -1
978 | THIRUVALLUR | Mono cular Microscope | 00009/MOMS/5 | C |  |  |  | 2011-03-18 |  | Jupiter Manufacturing Works | Blood Bank | RCH | RCH-2/TNMSC/ENGG/7146/2010-2Dt;6/10/2010 |  | 2012-03-17 | 12500 |  |  |  | 29-12-2011 |  | -1
979 | THIRUVALLUR | B.P.apparatus dial model | 00009/BPAD/2 | C |  |  |  | 2011-02-17 |  | South India Surgicals | Eye Dept | RCH | RCH-2/TNMSC/ENGG/7146/2010-2/6/10/2010 |  | 2012-02-16 | 295 |  |  |  | 29-12-2011 |  | -1
980 | THIRUVALLUR | Laryngoscope fibreoptic ENT | 00009/LYFO/2 | B2 |  |  |  | 2011-01-13 |  | Jupiter Manufacturing Works | Store | RCH | RCH/TNMSC/ENGG/4538/2010-3/6/10/2010 |  | 2012-01-12 | 1540 |  |  |  | 29-12-2011 |  | -1
981 | THIRUVALLUR | Laryngoscope(Paediatric) | 00009/LAGP/1 | C | [5 empty] | SOUTH INDIA SURGICALS | Paed Ward | RCH | RCH-2/TNMSC/ENGG/4538/2010-7/6/10/2010 |  |  | 2400 |  |  |  | 29-12-2011 |  | -1
982 | THIRUVALLUR | Haemoglobinometer | 00009/HBMT/2 | C |  |  |  | 2011-09-05 |  | Solokrafts Industries | Gen-Lab | RCH | RCH-2/TNMSC/ENGG/4538/2010-6/6-10-2010 |  | 2012-09-04 | 4300 |  |  |  | 29-12-2011 |  | -1
983 | THIRUVALLUR | Haemoglobinometer | 00009/HBMT/4 | C |  |  |  | 2011-09-05 |  | Solokrafts industries | I C T C Lab | RCH | RCH-2/TNMSC/ENGG/4538/2010-6/6-10-2010 |  | 2011-09-04 | 4300 |  |  |  | 29-12-2011 |  | -1
984 | THIRUVALLUR | Syringe Pump | 00009/SYRP/5 | B |  | 10103169 |  | 2010-12-17 |  | Schiller Healthcare india (p) Ltd | Store | RCH | RCH-2/TNMSC/ENGG/E-37/2010-2/23/9/2010 |  | 2013-12-16 | 26500 |  |  |  | 29-12-2011 |  | -1
985 | THIRUVALLUR | Syringe Pump | 00009/SYRP/6 | B |  | 10103170 |  | 2010-12-17 |  | Schiller Healthcare India (P) Ltd | Store | RCH | RCH-2/TNMSC/ENGG/E-37/2010-2Dt;23/9/2010 |  | 2013-12-16 | 26500 |  |  |  | 29-12-2011 |  | -1
986 | THIRUVALLUR | Syringe Pump | 00009/SYRP/7 | B |  | 10103171 |  | 2010-12-17 |  | Sciller Healtyhcare India (P) ltd | store | RCH | RCH-2/TNMSC/ENGG/E-37/2010-2Dt;23/9/2010 |  | 2013-12-16 | 26500 |  |  |  | 29-12-2011 |  | -1
987 | THIRUVALLUR | Syringe Pump | 00009/SYRP/9 | B |  | 10103173 |  | 2010-12-17 |  | Schiller Healthcare India (P) Ltd | Store | RCH | RCH-2/TNMSC/ENGG/E-37/2010-2/23/9/2010 |  | 2013-12-16 | 26500 |  |  |  | 29-12-2011 |  | -1
988 | THIRUVALLUR | Radiant Warmer | 00009/RAWR/1 | C |  |  |  | 1996-04-10 |  |  |  | DMS | 6505/S6/96/2/4/1996 |  |  | 0 |  |  |  | 2012-02-01 |  | -1
989 | THIRUVALLUR | Foetal Monitor | 00009/FAMON/1 | B |  |  |  | 2003-07-30 |  | Associated Surgicals | Store | DMS | 45036/SPS/03 dt 12/06/2003 |  | 2006-07-29 | 5150 |  |  |  | 17-12-2010 |  | -1
990 | THIRUVALLUR | Foetal Doppler | 00009/FDOP/1 | C | INDODOP |  |  | 2009-04-17 | HMS | Amman Surgicals~ Trichy. | L W | TNMSC |  |  |  | 6900 |  |  |  | 17-12-2010 |  | -1
991 | THIRUVALLUR | Foetal Doppler | 00009/FDOP/3 | C |  |  |  | 2003-07-30 |  | Associated Surgicals | (ANOP) L W | DMS | 45036/SPS/1/03 dt 12/06/03 |  | 2006-07-29 | 5150 |  |  |  | 17-12-2010 |  | -1
992 | THIRUVALLUR | Magnavision Lamp | 00009/MAGL/1 | C | Kit |  |  | 2009-08-31 |  | Madras Surgical and Chemicals |  | NRHM |  |  |  | 0 |  |  |  | 17-12-2010 |  | -1
993 | THIRUVALLUR | Magnavision Lamp | 00009/MAGL/2 | C | Meditech |  |  | 2009-05-10 |  | Saberwal Surgicals |  | NRHM |  |  |  | 0 |  |  |  | 17-12-2010 |  | -1
994 | THIRUVALLUR | Phototherapy Unit | 00009/PHTU/5 | C | [6 empty] | NBW | DMS |  |  |  | 0 |  |  |  | 17-12-2010 |  | -1
995 | THIRUVALLUR | Radiant Warmer | 00009/RAWR/1 | C | Nice Neo Tech - Nice 2007 | 10111101634 |  | 2010-11-25 |  | Madras Surgicals and Chemicals | N I C U | RCH | RCH-2/TNMSC/ENGG/E37/2010-3/30/7/2010 |  |  | 17472 |  |  |  | 17-12-2010 |  | -1
996 | THIRUVALLUR | Radiant Warmer | 00009/RAWR/2 | C | Nice Neo Tech - Nice 2007 |  |  | 2010-11-25 |  | Madras Surgicals and Chemicals |  | RCH |  |  |  | 0 |  |  |  | 17-12-2010 |  | -1
997 | THIRUVALLUR | Radiant Warmer | 00009/RAWR/3 | C | Nice Neo Tech - Nice 2007 |  |  | 2010-11-25 |  | Madras Surgicals and Chemicals |  | RCH |  |  |  | 0 |  |  |  | 17-12-2010 |  | -1
998 | TIRUTHANI | B.P.apparatus table model | 00010/BPAT/4 | C | Infant |  |  | 1996-02-29 |  | Associated surgicals | Store | DMS |  |  |  | 0 |  |  |  | 17-12-2010 |  | -1
999 | THIRUVALLUR | Radiant Warmer | 00009/RAWR/4 | C | Nice Neo Tech - Nice 2007 |  |  | 2010-11-25 |  | Madras Surgicals and Chemicals |  | RCH |  |  |  | 0 |  |  |  | 17-12-2010 |  | -1
1000 | THIRUVALLUR | Radiant Warmer | 00009/RAWR/5 | C | Nice Neo Tech - Nice 2007 |  |  | 2010-11-25 |  | Madras Surgicals and Chemicals |  | RCH |  |  |  | 0 |  |  |  | 17-12-2010 |  | -1
1001 | THIRUVALLUR | Radiant Warmer | 00009/RAWR/6 | C | Nice Neo Tech - Nice 2007 |  |  | 2010-11-25 |  | Madras Surgicals and Chemicals |  | RCH |  |  |  | 0 |  |  |  | 17-12-2010 |  | -1
1002 | THIRUVALLUR | Radiant Warmer | 00009/RAWR/7 | C | Nice Neo Tech - Nice 2007 |  |  | 2010-11-25 |  | Madras Surgicals and Chemicals |  | RCH |  |  |  | 0 |  |  |  | 17-12-2010 |  | -1
1003 | THIRUVALLUR | Radiant Warmer | 00009/RAWR/8 | C | Nice Neo Tech - Nice 2007 |  |  | 2010-11-25 |  | Madras Surgicals and Chemicals |  | RCH |  |  |  | 0 |  |  |  | 17-12-2010 |  | -1
1004 | THIRUVALLUR | Radiant Warmer | 00009/RAWR/9 | C | Phoenix |  |  | 2008-11-08 |  | Datex Omeda | NICU | TNHSP |  |  |  | 0 |  |  |  | 17-12-2010 |  | -1
1005 | THIRUVALLUR | Radiant Warmer | 00009/RAWR/10 | C | Phoenix |  |  | 2008-11-08 |  | Datex Omeda | NICU | TNHSP |  |  |  | 18000 |  |  |  | 17-12-2010 |  | -1
1006 | THIRUVALLUR | Silastic vacuum extractor | 00009/VEXS/1 | C |  |  |  | 2007-08-03 |  | Madras Surgical and Chemicals | L W | TNHSP |  |  |  | 0 |  |  |  | 17-12-2010 |  | -1
1007 | THIRUVALLUR | Silastic vacuum extractor | 00009/VEXS/2 | C |  |  |  | 2007-08-03 |  | Madras Surgical and Chemicals | L W | TNHSP |  |  |  | 0 |  |  |  | 17-12-2010 |  | -1
1008 | THIRUVALLUR | Silastic vacuum extractor | 00009/VEXS/3 | C |  |  |  | 1999-05-07 |  | South India Surgicals and Co Ltd. | L.W | DMS |  |  |  | 0 |  |  |  | 17-12-2010 |  | -1
1009 | THIRUVALLUR | Weighing machine adult | 00009/WTMA/1 | C | Flux Chart |  |  | 2009-11-13 |  | Regiol Co ??? Orditor (CandT) TANSACS~ Cheni. |  | TANSACS |  |  |  | 0 |  |  |  | 17-12-2010 |  | -1
1010 | THIRUVALLUR | Weighing machine adult | 00009/WTMA/2 | C | Flux Chart |  |  | 2009-11-13 |  | Regiol Co ??? Orditor (CandT) TANSACS~ Cheni. |  | TANSACS |  |  |  | 0 |  |  |  | 17-12-2010 |  | -1
1011 | THIRUVALLUR | Weighing machine adult | 00009/WTMA/3 | C | Flux Chart |  |  | 2009-11-13 |  | Regiol Co ??? Orditor (CandT) TANSACS~ Cheni. |  | TANSACS |  |  |  | 0 |  |  |  | 17-12-2010 |  | -1
1012 | THIRUVALLUR | Weighing machine adult | 00009/WTMA/4 | C | Flux Chart |  |  | 2009-04-11 |  | TANSACS~ Cheni. |  | TANSACS |  |  |  | 0 |  |  |  | 17-12-2010 |  | -1
1013 | THIRUVALLUR | Weighing machine adult | 00009/WTMA/5 | C | Manual |  |  | 2009-11-13 |  | Regiol Co ??? Orditor (CandT) TANSACS~ Cheni. |  | TANSACS |  |  |  | 0 |  |  |  | 17-12-2010 |  | -1
1014 | THIRUVALLUR | Weighing machine adult | 00009/WTMA/6 | C | Manual |  |  | 2009-11-13 |  | Regiol Co ??? Orditor (CandT) TANSACS~ Cheni. |  | TANSACS |  |  |  | 0 |  |  |  | 17-12-2010 |  | -1
1015 | THIRUVALLUR | Weighing machine adult | 00009/WTMA/7 | C | Manual |  |  | 2009-11-13 |  | Regiol Co ??? Orditor (CandT) TANSACS~ Cheni. |  | TANSACS |  |  |  | 0 |  |  |  | 17-12-2010 |  | -1
1016 | THIRUVALLUR | Weighing machine adult | 00009/WTMA/8 | C | Manual |  |  | 2009-04-11 |  | TANSACS~ Cheni. |  | TANSACS |  |  |  | 0 |  |  |  | 17-12-2010 |  | -1
1017 | THIRUVALLUR | Weighing machine infant | 00009/WTMB/1 | C | Baby |  |  | 2008-10-14 |  | Jupiter Manufacturing Works | Immunisation Clinic | TNHSP |  |  |  | 0 |  |  |  | 17-12-2010 |  | -1
1018 | THIRUVALLUR | Weighing machine infant | 00009/WTMB/2 | C | Baby |  |  | 2008-10-14 |  | Jupiter Manufacturing Works | Store | TNHSP |  |  |  | 0 |  |  |  | 17-12-2010 |  | -1
1019 | THIRUVALLUR | Weighing machine infant | 00009/WTMB/3 | C | Baby |  |  | 2009-01-07 |  | Vishal Hospital and Furniture |  | TNMSC |  |  |  | 0 |  |  |  | 17-12-2010 |  | -1
1020 | THIRUVALLUR | Weighing machine infant | 00009/WTMB/6 | C | Baby |  |  | 2009-01-07 |  | Vishal Hospital and Furniture |  | TNMSC |  |  |  | 0 |  |  |  | 17-12-2010 |  | -1
1021 | THIRUVALLUR | Laryngoscope(Paediatric) | 00009/LAGP/4 | C |  |  |  | 2012-07-12 |  | M/SAssociated Surgicals | Store | RCH | RCH-11/TNMSC/ENGG/E46(R)2012~08/05/2012 |  |  | 1875 |  |  |  | 13-7-2012 |  | -1
1022 | THIRUVALLUR | Focus lamp Ordinary | 00009/FOLP/15 | C | FL0803 |  |  | 2012-06-11 |  | M/sJupiter Manufacturing Works | Labour Ward | RCH | RCH-11/TNMSC/ENGG/E50/2011DT;26/12/2011 | 2012-06-11 |  | 6200 |  |  |  | 13-7-2012 |  | -1
1023 | THIRUVALLUR | Laryngoscope(Paediatric) | 00009/LAGP/2 | C |  |  |  | 2012-07-12 |  | M/s Associated Surgicals | Store | RCH | RCH-11/TNMSC/ENGG/E46(R02012~Dt05/07/2012 |  |  | 1875 |  |  |  | 13-7-2012 |  | -1
1024 | THIRUVALLUR | Laryngoscope(Paediatric) | 00009/LAGP/3 | C |  |  |  | 2012-07-12 |  | M/s Associated surgicals | Store | RCH | RCH-11/TNMSC/ENGG/E46(r)/2012dt;05/07/2012 |  |  | 1875 |  |  |  | 13-7-2012 |  | -1
1025 | THIRUVALLUR | Operating table Orthopedic | 00009/TAOR/1 | B | TYKO-8004A |  |  | 2012-08-27 |  | Jupiter manufacturing works | Ortho O T | TNMSC | 17785/TNMSC/ENGG/2011 Dt-28/04/2012 | 2012-08-27 | 2015-08-26 | 171500 |  |  |  | 27-8-2012 |  | -1
1026 | THIRUVALLUR | O2 Cylinder- D type | 00009/OCD/1 | C |  |  |  | 2012-10-12 | M/S Beiging Tianhai Industry Co Ltd~China | M/S Jamuna Agencies | Store | OTHERS |  |  |  | 8100 |  |  |  | 13-10-2012 |  | -1
1027 | THIRUVALLUR | Colposcope | 00009/CALS/3 | B2 | ARI 11-ID |  |  | 2012-09-06 | M/S ARI TECHNOLOGY9GROUP)CO LTD | M/S SOUTH INDIA SURGICALS | GYNAE OP | TNHSP | TNHSP/TNMSC/ENGG/AG30/2011/DT;21/04/2012 | 2012-09-28 | 2013-09-27 | 130000 |  |  |  | 2013-06-02 |  | -1
1028 | THIRUVALLUR | Washing Machine | 00009/WASH/1 | B2 | I F B SERINA VX | I F B SERINA VX |  | 2012-04-26 |  | M/S SARAVANAandamp;CO | M OT | OTHERS |  |  | 2012-04-26 | 25022 |  |  |  | 2013-06-02 |  | -1
1029 | THIRUVALLUR | Orthopaedic Operation Table - Image Intensifier Compatible | 00009/OTOR/1 | B2 | TYKO-8004A | TYKO-8004A |  | 2012-08-27 |  | M/SJUPITER MANUFACTURING WORKS | E OT | TNMSC | 17785/TNMSC/ENGG/2011/DT;28/04/2012 | 2012-08-27 | 2015-08-26 | 171500 |  |  |  | 2013-06-02 |  | -1
1030 | TIRUTHANI | Focus lamp Ordinary | 00010/FOLP/7 | C |  |  |  | 2015-02-17 | GESCO | GENERAL SURGICAL COMPANY (INDIA) PVT. LTD. CHENNAI | MATERNITY WARD LABOUR ROOM | TNMSC | 114/TNMSC/ENGG/2013-3 08-12-2014 | 2015-02-17 | 2018-02-16 | 11875 |  |  |  | 17-2-2015 |  | -1
1031 | TIRUTHANI | Diathermy Machine (Electric Cautery) | 00010/SDIA/2 | B | ELSY 360 M+ | ASG 1M 1405075 |  | 2014-06-06 | ALAN ELECTRONIC SYSTEMS | JBS MEDITECH INDIA PVT LTD | OT - II | TNMSC | 17240/TNMSC/ENGG/2014-2 DT 16.05.2014 | 2014-06-06 | 2017-06-05 | 218000 |  |  |  | 15-9-2014 |  | -1
1032 | TIRUTHANI | B.P.apparatus table model | 00010/BPAT/5 | C |  |  |  | 1995-04-21 |  |  | BB | State Aids Control Cell |  |  |  | 0 |  |  |  | 17-12-2010 |  | -1
1033 | TIRUTHANI | Multi Para Monitor | 00010/MPM/1 | B2 | A300 | A13100101 |  | 2014-03-10 | SILVERLINE MEDITECH PVT. LTD. | SRI SYSTEMS AND SERVICES | OT I | OTHERS |  | 2014-03-18 | 2016-03-17 | 42000 |  |  |  | 2014-03-09 |  | -1
1034 | TIRUTHANI | Foetal Doppler | 00010/FDOP/2 | C | JPD-100B | 8026100B02743 |  | 2013-12-18 | SHENZHEN JUMPER MEDICAL EQUIPMENT | SRI SYSTEMS andamp; SERVICES | LABOUR WARD | OTHERS |  | 2013-12-18 | 2014-12-18 | 5238 |  |  |  | 2014-03-09 |  | -1
1035 | TIRUTHANI | CTG Monitor | 00010/CTGM/2 | B2 | MED 2000 | MED 2001401006 |  | 2014-07-08 | MEDWARE | SRI SYSTEMS AND SERVICES | LABOUR ROOM | OTHERS |  | 2014-07-08 | 2015-07-07 | 80000 |  |  |  | 13-9-2014 |  | -1
1036 | TIRUTHANI | Multi Para Monitor | 00010/MPM/2 | B2 | G3 D | G3 DL60117 |  | 2014-06-30 | GENERAL MEDITECH INC~ CHINA | TRANSHEALTH CARE INDIA PRIVATE LTD.~ CHENNAI | STORES | TNMSC | 17240 / TNMSC / ENGG/ 2014 - 3 DATED 16.05.2014 | 2014-06-30 | 2017-06-29 | 60000 |  |  |  | 30-9-2014 |  | -1
1037 | TIRUTHANI | Multi Para Monitor | 00010/MPM/4 | B2 | G3 D | G3 DL 60044 |  | 2014-06-30 | GENERAL MEDITECH INC~ CHINA | TRANSHEALTH CARE INDIA PRIVATE LIMITED | STORES | TNMSC | 17240/TNMSC/ENGG/2014-3 DATED 16.05.2014 | 2014-06-30 | 2017-06-29 | 60000 |  |  |  | 2014-08-10 |  | -1
1038 | TIRUTHANI | Pulse Oximeter | 00010/SPO2/5 | B2 | RAD - 8 | M71720 |  | 2014-04-02 | MASIMO CORPORATION | GRACE MANUFACTURING AND TRADING COMPANY~ DELHI |  | TNMSC | RCH-II / TNMSC / ENGG /E67 / 2014 DATED- 05.03.2014 | 2014-04-02 | 2014-04-01 | 68968 |  |  |  | 2014-08-10 |  | -1
1039 | TIRUTHANI | Pulse Oximeter | 00010/SPO2/6 | B2 | TTP 201 | BQ 1312100099 |  | 2014-04-02 | CONTEC | SRI SYSTEMS AND SERVICES~ CHENNAI |  | OTHERS |  | 2014-04-08 | 2015-04-07 | 16200 |  |  |  | 2014-08-10 |  | -1
1040 | TIRUTHANI | ECG machine computerized | 00010/ECGC/2 | B | CARDIART 6108T | AVMP 3 K 22537 |  | 2014-10-08 | BPL | MEDIC INDIA~ CHENNAI | X RAY andamp; ECG OUT PATIENT DEPARTMENT | OTHERS | 3/PWS/GH/TRT DATED 1/10/2014 | 2014-10-08 | 2015-10-07 | 25238 |  |  |  | 2014-09-10 |  | -1
1041 | TIRUTHANI | Water Bath/Ultrasonic Water Bath | 00010/WBAT/1 | C | SMI - 143 | 0 |  | 2014-09-01 | JINDAL | S.M. SCIENTIFIC INSTRUMENTS PVT. LTD. DELHI | OPERATION THEATRE | TNMSC | TNHSP / TNMSC / AG87 h (R) / 2014 DATED 10.04.2014 | 2014-09-01 | 2016-05-05 | 8262 |  |  |  | 2014-08-10 |  | -1
1042 | TIRUTHANI | Pulse Oximeter | 00010/SPO2/4 | B2 | RAD - 8 | M71618 |  | 2014-04-02 | MASIMO CORPORATION | GRACE MANUFACTURING AND TRADING COMPANY | OT - II | TNMSC | RCH-II / TNMSC / ENGG / E67 / 2014 DT. 05.03.2014 | 2014-04-02 | 2019-04-01 | 68968 |  |  |  | 2014-08-10 |  | -1
1043 | TIRUTHANI | Pulse Oximeter | 00010/SPO2/7 | B2 | TTP 201 | BQ 1312100143 |  | 2014-03-10 | CONTEC | SRI SYSTEMS AND SERVICES~ CHENNAI |  | OTHERS |  | 2014-03-18 | 2016-03-17 | 16200 |  |  |  | 2014-08-10 |  | -1
1044 | TIRUTHANI | Pulse Oximeter | 00010/SPO2/8 | B2 | TTP 201 | BQ 1312100197 |  | 2014-03-10 | CONTEC | SRI SYSTEMS AND SERVICES~ CHENNAI |  | OTHERS |  | 2014-03-18 | 2016-03-17 | 16200 |  |  |  | 2014-08-10 |  | -1
1045 | TIRUTHANI | PH meter | 00010/PHMT/1 | C | RPA-IGRTIOANPN | 1259 |  | 2014-03-18 | RLT INSTRUMENTATION PVT LTD. | RLT INSTRUMENTATION PVT. LTD | GENERAL LABORATORY | TNHSP |  |  |  | 60221 |  |  |  | 2014-08-11 |  | -1
1046 | TIRUTHANI | Weighing machine infant | 00010/WTMB/1 | C | SCS - 2010 |  |  | 2014-11-10 | SMART CARE |  | MATERNITY WARD |  |  |  |  | 4990 |  |  |  | 2014-10-11 |  | -1
1047 | TIRUTHANI | Baby Weighing Scale | 00010/BAWS/1 | C | 3RB15 | 812180 |  | 2014-11-13 |  |  | OT - II |  |  |  |  | 4990 |  |  |  | 13-11-2014 |  | -1
1048 | TIRUTHANI | B.P.apparatus dial model | 00010/BPAD/1 | C | Dail |  |  | 2002-12-10 |  | Associated surgicals | L W | DMS |  |  |  | 0 |  |  |  | 17-12-2010 |  | -1
1049 | TIRUTHANI | B.P.apparatus dial model | 00010/BPAD/2 | C | Dial | 230MAR1005513 |  | 2010-07-21 |  | Vaishvi Equipments |  | HMF |  |  |  | 0 |  |  |  | 17-12-2010 |  | -1
1050 | TIRUTHANI | B.P.apparatus dial model | 00010/BPAD/3 | C | Dial | 230MAR1005512 |  | 2010-07-21 |  | Vaishvi Equipments |  | HMF |  |  |  | 0 |  |  |  | 17-12-2010 |  | -1
1051 | TIRUTHANI | B.P.apparatus dial model | 00010/BPAD/4 | C | Dial | 230MAR1005517 |  | 2010-07-26 |  | Vaishvi Equipments |  | HMF |  |  |  | 0 |  |  |  | 17-12-2010 |  | -1
1052 | TIRUTHANI | B.P.apparatus dial model | 00010/BPAD/5 | C | Dial | 230MAR1005518 |  | 2010-07-26 |  | Vaishvi Equipments |  | HMF |  |  |  | 0 |  |  |  | 17-12-2010 |  | -1
1053 | TIRUTHANI | B.P.apparatus stand model | 00010/BPAS/1 | C | Stand |  |  | 1985-08-01 |  | Associated surgicals | OT | DMS |  |  |  | 0 |  |  |  | 17-12-2010 |  | -1
1054 | TIRUTHANI | B.P.apparatus stand model | 00010/BPAS/2 | C | Stand |  |  | 1985-08-01 |  | Associated surgicals | M W | DMS |  |  |  | 0 |  |  |  | 17-12-2010 |  | -1
1055 | TIRUTHANI | B.P.apparatus stand model | 00010/BPAS/3 | C | Stand |  |  | 1996-04-16 |  | Eagle Surgicals | OT | DMS |  |  |  | 0 |  |  |  | 17-12-2010 |  | -1
1056 | TIRUTHANI | B.P.apparatus stand model | 00010/BPAS/4 | C | Stand Model |  |  | 2004-12-22 |  | Associated surgicals | OT | DMS |  |  |  | 0 |  |  |  | 17-12-2010 |  | -1
1057 | TIRUTHANI | B.P.apparatus stand model | 00010/BPAS/5 | C | Stand Model |  |  | 2004-12-22 |  | Associated surgicals | OT | DMS |  |  |  | 0 |  |  |  | 17-12-2010 |  | -1
1058 | TIRUTHANI | B.P.apparatus table model | 00010/BPAT/1 | C | Box |  |  | 1999-02-16 |  | Alan Medicals | BB | DMS |  |  |  | 0 |  |  |  | 17-12-2010 |  | -1
1059 | TIRUTHANI | B.P.apparatus table model | 00010/BPAT/2 | C | Box |  |  | 2010-07-21 |  | Vaishvi Equipments |  | HMF |  |  |  | 0 |  |  |  | 17-12-2010 |  | -1
1060 | TIRUTHANI | ECG machine ordinary | 00010/ECGO/1 | B |  |  |  | 2009-03-20 |  | Solocraft Industries |  | SandP |  |  |  | 0 |  |  |  | 17-12-2010 |  | -1
1061 | TIRUTHANI | Infusion pump | 00010/INPM/1 | C | Akas |  |  | 2007-03-27 |  | Akas Medicals | Store | TNHSP |  |  |  | 0 |  |  |  | 17-12-2010 |  | -1
1062 | TIRUTHANI | Multi Para Monitor | 00010/MPM/1 | B | XL Mon |  |  | 2007-01-27 |  | Silicon Labs | OT | TNHSP |  |  |  | 0 |  |  |  | 17-12-2010 |  | -1
1063 | TIRUTHANI | Pulse Oximeter | 00010/SPO2/3 | B | NONIN Model 8600 |  |  | 1998-10-12 |  | Trans Health Care | OT | DMS |  |  |  | 0 |  |  |  | 17-12-2010 |  | -1
1064 | TIRUTHANI | Dental Chair | 00010/DECH/1 | B2 |  |  |  | 1987-11-13 |  | JDHS Kancheepuram | Dental OP | JDHS Kancheepuram |  |  |  | 0 |  |  |  | 17-12-2010 |  | -1
1065 | TIRUTHANI | Dental Chair | 00010/DECH/2 | B2 |  |  |  | 1987-11-13 |  | JDHS Kancheepuram | Condumn Room | JDHS Kancheepuram |  |  |  | 0 |  |  |  | 17-12-2010 |  | -1
1066 | TIRUTHANI | Laryngoscope(Adult) | 00010/LAGA/1 | C |  |  |  | 1996-02-29 |  | Associated surgicals | OT | DMS |  |  |  | 0 |  |  |  | 17-12-2010 |  | -1
1067 | TIRUTHANI | Laryngoscope(Adult) | 00010/LAGA/2 | C |  |  |  | 1996-02-29 |  | Associated surgicals | F W | DMS |  |  |  | 0 |  |  |  | 17-12-2010 |  | -1
1068 | TIRUTHANI | Laryngoscope(Paediatric) | 00010/LAGP/1 | C | Neotal |  |  | 1999-02-24 |  | Associated surgicals | L W | DMS |  |  |  | 0 |  |  |  | 17-12-2010 |  | -1
1069 | TIRUTHANI | Opthalmoscope Indirect | 00010/OPMSI/1 | C | with out Lenss |  |  | 2009-03-20 |  | Suriya Surgicals |  | SandP |  |  |  | 0 |  |  |  | 17-12-2010 |  | -1
1070 | TIRUTHANI | Slit Lamp | 00010/SLIT/1 | C | [6 empty] | Eye OP |  |  |  |  | 0 |  |  |  | 17-12-2010 |  | -1
1071 | TIRUTHANI | Ultra Sonogram -MOBILE | 00010/IUSM/1 | B |  |  |  | 2010-05-28 |  | Wipro GE Health Care |  | TNHSP |  |  |  | 0 |  |  |  | 17-12-2010 |  | -1
1072 | TIRUTHANI | Ultra Sonogram -MOBILE | 00010/IUSM/2 | B | F F Sonic |  |  | 1996-03-31 |  | Kody Elcot | OP | DMS |  |  |  | 0 |  |  |  | 17-12-2010 |  | -1
1073 | TIRUTHANI | X-ray Machine 100 mA | 00010/XRY100/1 | B | 100 mA GE |  |  | 1987-11-13 |  | JDHS Kancheepuram | X-Ray Dept. | JDHS Kancheepuram |  |  |  | 0 |  |  |  | 17-12-2010 |  | -1
1074 | TIRUTHANI | Binocular Mircroscope | 00010/BIMS/1 | B2 | Binocular |  |  | 2009-07-15 |  | Dist. TB Center~ Poomallee |  | DDHS |  |  |  | 0 |  |  |  | 17-12-2010 |  | -1
1075 | TIRUTHANI | Blood Bank Refrigerator | 00010/BLDR/1 | B | Remi |  |  | 1999-05-21 |  | Remi Instruments | BB |  |  |  |  | 0 |  |  |  | 17-12-2010 |  | -1
1076 | TIRUTHANI | Blood Bank Refrigerator | 00010/BLDR/2 | B | Remi |  |  | 2003-01-20 |  | Remi Instruments | Lab |  |  |  |  | 0 |  |  |  | 17-12-2010 |  | -1
1077 | TIRUTHANI | Electric Calorimeter | 00010/CALO/1 | C | 8 Filter |  |  | 2000-07-01 |  | Alan Medicals | Lab | DMS |  |  |  | 0 |  |  |  | 17-12-2010 |  | -1
1078 | TIRUTHANI | Electri centrifuger | 00010/CENT/1 | C |  |  |  | 1999-01-09 |  | Associated surgicals | BB | DMS |  |  |  | 0 |  |  |  | 17-12-2010 |  | -1
1079 | TIRUTHANI | Electri centrifuger | 00010/CENT/2 | C |  |  |  | 1999-01-09 |  | Associated surgicals | BB | DMS |  |  |  | 0 |  |  |  | 17-12-2010 |  | -1
1080 | TIRUTHANI | Electri centrifuger | 00010/CENT/3 | C |  |  |  | 2000-07-03 |  | Associated surgicals | Store | DMS |  |  |  | 0 |  |  |  | 17-12-2010 |  | -1
1081 | TIRUTHANI | Electri centrifuger | 00010/CENT/4 | C |  |  |  | 2007-08-02 |  | Solocraft Industries | Store | TANSACC |  |  |  | 0 |  |  |  | 17-12-2010 |  | -1
1082 | TIRUTHANI | Electri centrifuger | 00010/CENT/5 | C |  |  |  | 1995-04-21 |  |  | BB | State Aids Control Cell |  |  |  | 0 |  |  |  | 17-12-2010 |  | -1
1083 | TIRUTHANI | Deep Freezer | 00010/DFRZR/1 | C |  |  |  | 2009-01-12 |  | Solocraft Industries |  | TANSACS |  |  |  | 0 |  |  |  | 17-12-2010 |  | -1
1084 | TIRUTHANI | Distilled water stills | 00010/DWSL/1 | C | 4 Lts |  |  | 1999-07-15 |  | Gu Enter prices | Store | DMS |  |  |  | 0 |  |  |  | 17-12-2010 |  | -1
1085 | TIRUTHANI | Hot Air oven | 00010/HAOV/1 | C | Small |  |  | 2003-08-19 |  |  | BB | State Aids Control Cell |  |  |  | 0 |  |  |  | 17-12-2010 |  | -1
1086 | TIRUTHANI | Hot Air oven | 00010/HAOV/2 | C | Yarco-Big |  |  | 2000-10-03 |  | CO | Store | CO |  |  |  | 0 |  |  |  | 17-12-2010 |  | -1
1087 | TIRUTHANI | Lab Incubator | 00010/INCU/1 | C | MC Dalal |  |  | 1998-11-23 |  | MC Dalal and Co | BB | DMS |  |  |  | 0 |  |  |  | 17-12-2010 |  | -1
1088 | TIRUTHANI | Lab Incubator | 00010/INCU/2 | C | MC Dalal |  |  | 1999-01-09 |  | MC Dalal and Co | BB | DMS |  |  |  | 0 |  |  |  | 17-12-2010 |  | -1
1089 | TIRUTHANI | Mono cular Microscope | 00010/MOMS/1 | C | MC Dalal |  |  | 1995-12-15 |  | MC Dalal and Co | Store | State Aids Control Cell |  |  |  | 0 |  |  |  | 17-12-2010 |  | -1
1090 | TIRUTHANI | Mono cular Microscope | 00010/MOMS/2 | C |  |  |  | 2000-10-03 |  | CO | BB | CO |  |  |  | 0 |  |  |  | 17-12-2010 |  | -1
1091 | TIRUTHANI | Mono cular Microscope | 00010/MOMS/3 | C |  |  |  | 2000-10-03 |  | CO | Store | CO |  |  |  | 0 |  |  |  | 17-12-2010 |  | -1
1092 | TIRUTHANI | Mono cular Microscope | 00010/MOMS/4 | C |  |  |  | 1995-04-21 |  |  | BB | State Aids Control Cell |  |  |  | 0 |  |  |  | 17-12-2010 |  | -1
1093 | TIRUTHANI | Refrigerator | 00010/REFR/1 | C | 170 Lts. |  |  | 2006-06-02 |  | TNMSC | Lab | TNMSC |  |  |  | 0 |  |  |  | 17-12-2010 |  | -1
1094 | TIRUTHANI | Refrigerator | 00010/REFR/2 | C | 170 Lts. |  |  | 2005-10-06 |  | Vasanth and Co | Lab |  |  |  |  | 0 |  |  |  | 17-12-2010 |  | -1
1095 | TIRUTHANI | Refrigerator | 00010/REFR/3 | C | Godrej |  |  | 1996-04-18 |  | Godrej | OP | DMS |  |  |  | 0 |  |  |  | 17-12-2010 |  | -1
1096 | TIRUTHANI | Refrigerator | 00010/REFR/4 | C | Godrej |  |  | 1996-04-18 |  | Godrej | GH Thiruvallur | DMS |  |  |  | 0 |  |  |  | 17-12-2010 |  | -1
1097 | TIRUTHANI | Semi auto analyser | 00010/SEAA/1 | B2 | Point 180 |  |  | 1999-01-04 |  | Ranboxy Labs | Lab |  |  |  |  | 0 |  |  |  | 17-12-2010 |  | -1
1098 | TIRUTHANI | Semi auto analyser | 00010/SEAA/2 | B2 | RX - 50 | TN10J008 |  | 2010-10-18 |  | Microlab Instruments |  | RCH |  |  |  | 0 |  |  |  | 17-12-2010 |  | -1
1099 | TIRUTHANI | Urine Analyser | 00010/URNA/1 | C |  |  |  | 2009-03-26 |  | Solocraft Industries |  | SandP |  |  |  | 0 |  |  |  | 17-12-2010 |  | -1
1100 | TIRUTHANI | Rotor / Shaker | 00010/VDRL/1 | C | MC Dalal |  |  | 2002-11-28 |  | MC Dalal and Co | Lab | DMS |  |  |  | 0 |  |  |  | 17-12-2010 |  | -1
1101 | TIRUTHANI | Rotor / Shaker | 00010/VDRL/2 | C | Yarco |  |  | 2000-10-03 |  | CO | Store | CO |  |  |  | 0 |  |  |  | 17-12-2010 |  | -1
1102 | TIRUTHANI | Rotor / Shaker | 00010/VDRL/3 | C |  |  |  | 2007-07-03 |  | Karthic Debacey Agencies | Store | TANSACC |  |  |  | 0 |  |  |  | 17-12-2010 |  | -1
1103 | TIRUTHANI | VDRL Rotator / Mechanical Agitator | 00010/VDRLA/1 | C | Yarco |  |  | 2000-10-03 |  | CO | Store | CO |  |  |  | 0 |  |  |  | 17-12-2010 |  | -1
1104 | TIRUTHANI | Auto Clave HP Horizontal-CYLINDRICAL | 00010/ACHC/1 | C | Horizontal |  |  | 2009-12-23 |  | Solocraft Industries |  | RCH |  |  |  | 0 |  |  |  | 17-12-2010 |  | -1
1105 | TIRUTHANI | Autoclave vertical single bin | 00010/ACV1/1 | C | 1 Bin |  |  | 1997-03-29 |  | Associated surgicals | Condumn Room | DMS |  |  |  | 0 |  |  |  | 17-12-2010 |  | -1
1106 | TIRUTHANI | Autoclave vertical single bin | 00010/ACV1/2 | C | 1 Bin |  |  | 1997-03-29 |  | Associated surgicals | Condumn Room | DMS |  |  |  | 0 |  |  |  | 17-12-2010 |  | -1
1107 | TIRUTHANI | Autoclave vertical single bin | 00010/ACV1/3 | C | 1 Bin |  |  | 1997-03-29 |  | Associated surgicals | Condumn Room | DMS |  |  |  | 0 |  |  |  | 17-12-2010 |  | -1
1108 | TIRUTHANI | Autoclave vertical single bin | 00010/ACV1/4 | C | 1 Bin |  |  | 1997-03-29 |  | Associated surgicals | Condumn Room | DMS |  |  |  | 0 |  |  |  | 17-12-2010 |  | -1
1109 | TIRUTHANI | Autoclave vertical single bin | 00010/ACV1/5 | C | 1 Bin |  |  | 1995-04-21 |  |  | BB | State Aids Control Cell |  |  |  | 0 |  |  |  | 17-12-2010 |  | -1
1110 | TIRUTHANI | Autoclave vertical single bin | 00010/ACV1/6 | C | 12x20 |  |  | 1999-01-07 |  | Associated surgicals | BB | DMS |  |  |  | 0 |  |  |  | 17-12-2010 |  | -1
1111 | TIRUTHANI | Autoclave vertical single bin | 00010/ACV1/7 | C | 12x20 |  |  | 2001-05-24 |  | Associated surgicals | OP | DMS |  |  |  | 0 |  |  |  | 17-12-2010 |  | -1
1112 | TIRUTHANI | Autoclave vertical single bin | 00010/ACV1/8 | C | 12x20 |  |  | 2001-05-24 |  | Associated surgicals | OP | DMS |  |  |  | 0 |  |  |  | 17-12-2010 |  | -1
1113 | TIRUTHANI | Autoclave vertical single bin | 00010/ACV1/9 | C | 12x20 |  |  | 1996-03-20 |  | Muthumee Surgicals | OT | DMS |  |  |  | 0 |  |  |  | 17-12-2010 |  | -1
1114 | TIRUTHANI | Autoclave vertical single bin | 00010/ACV1/10 | C | 20x12 |  |  | 2009-09-22 |  | JDHS |  | Transfer |  |  |  | 0 |  |  |  | 17-12-2010 |  | -1
1115 | TIRUTHANI | Autoclave vertical single bin | 00010/ACV1/11 | C | 20x12 |  |  | 2009-09-22 |  | JDHS |  | Transfer |  |  |  | 0 |  |  |  | 17-12-2010 |  | -1
1116 | TIRUTHANI | Autoclave vertical single bin | 00010/ACV1/12 | C | 20x12 |  |  | 2009-02-16 |  | Vishal Hospital and Furniture |  | SandP |  |  |  | 0 |  |  |  | 17-12-2010 |  | -1
1117 | TIRUTHANI | Autoclave vertical single bin | 00010/ACV1/13 | C | 20x12 |  |  | 2009-02-16 |  | Vishal Hospital and Furniture |  | SandP |  |  |  | 0 |  |  |  | 17-12-2010 |  | -1
1118 | TIRUTHANI | Auto Clave HP Vertical (2 bin) | 00010/ACV2/1 | C | 18*24 V |  |  | 1993-03-11 |  | JDHS Kancheepuram | Condumn Room | JDHS Kancheepuram |  |  |  | 0 |  |  |  | 17-12-2010 |  | -1
1119 | TIRUTHANI | Auto Clave HP Vertical (2 bin) | 00010/ACV2/2 | C | 18*24 V |  |  | 1994-04-16 |  | JDHS Kancheepuram | OT | JDHS Kancheepuram |  |  |  | 0 |  |  |  | 17-12-2010 |  | -1
1120 | TIRUTHANI | Auto Clave HP Vertical (2 bin) | 00010/ACV2/3 | C | 18*24 V |  |  | 1987-11-13 |  |  | Condumn Room | DMS |  |  |  | 0 |  |  |  | 17-12-2010 |  | -1
1121 | TIRUTHANI | Auto Clave HP Vertical (2 bin) | 00010/ACV2/4 | C | 18*24 V |  |  | 1987-11-13 |  |  | Condumn Room | DMS |  |  |  | 0 |  |  |  | 17-12-2010 |  | -1
1122 | TIRUTHANI | Auto Clave HP Vertical (2 bin) | 00010/ACV2/5 | C | Vertical 2 Bin |  |  | 2009-03-20 |  | Solocraft Industries |  | SandP |  |  |  | 0 |  |  |  | 17-12-2010 |  | -1
1123 | TIRUTHANI | Auto Clave HP Vertical (2 bin) | 00010/ACV2/6 | C | Vertical 2 Bin |  |  | 2009-03-20 |  | Solocraft Industries |  | SandP |  |  |  | 0 |  |  |  | 17-12-2010 |  | -1
1124 | TIRUTHANI | Auto Clave HP Vertical (2 bin) | 00010/ACV2/7 | C | Vertical 2 Bin |  |  | 2009-03-20 |  | Solocraft Industries |  | SandP |  |  |  | 0 |  |  |  | 17-12-2010 |  | -1
1125 | TIRUTHANI | Auto Clave HP Vertical (2 bin) | 00010/ACV2/8 | C | Vertical 2 Bin |  |  | 2009-03-20 |  | Solocraft Industries |  | SandP |  |  |  | 0 |  |  |  | 17-12-2010 |  | -1
1126 | TIRUTHANI | Focus lamp Ordinary | 00010/FOLP/1 | C |  |  |  | 1996-02-13 |  | Associated surgicals | OT | State Aids Control Cell |  |  |  | 0 |  |  |  | 17-12-2010 |  | -1
1127 | TIRUTHANI | Focus lamp Ordinary | 00010/FOLP/2 | C |  |  |  | 1997-04-30 |  | Eagle Surgicals | OT | DMS |  |  |  | 0 |  |  |  | 17-12-2010 |  | -1
1128 | TIRUTHANI | Focus lamp Ordinary | 00010/FOLP/3 | C |  |  |  | 1997-05-14 |  | General Surgicals | OT | DMS |  |  |  | 0 |  |  |  | 17-12-2010 |  | -1
1129 | TIRUTHANI | Focus lamp Ordinary | 00010/FOLP/4 | C |  |  |  | 2006-01-11 |  | South India Surgicals | Store | DMS |  |  |  | 0 |  |  |  | 17-12-2010 |  | -1
1130 | TIRUTHANI | Focus lamp Ordinary | 00010/FOLP/5 | C |  |  |  | 2006-01-11 |  | South India Surgicals | Store | DMS |  |  |  | 0 |  |  |  | 17-12-2010 |  | -1
1131 | TIRUTHANI | Focus lamp Ordinary | 00010/FOLP/6 | C |  |  |  | 2006-01-11 |  | South India Surgicals | Store | DMS |  |  |  | 0 |  |  |  | 17-12-2010 |  | -1
1132 | TIRUTHANI | Shadowless Lamp stand model | 00010/MOLT/1 | B |  |  |  | 2009-05-16 |  | General Surgicals |  | SandP |  |  |  | 0 |  |  |  | 17-12-2010 |  | -1
1133 | TIRUTHANI | Shadowless Lamp stand model | 00010/MOLT/2 | B |  |  |  | 2009-05-16 |  | General Surgicals |  | SandP |  |  |  | 0 |  |  |  | 17-12-2010 |  | -1
1134 | TIRUTHANI | Shadowless Lamp stand model | 00010/MOLT/3 | B |  |  |  | 2009-03-22 |  | Jupiter Manufacturing Works |  | SandP |  |  |  | 0 |  |  |  | 17-12-2010 |  | -1
1135 | TIRUTHANI | Shadowless Lamp stand model | 00010/MOLT/4 | B |  |  |  | 2009-03-26 |  | Jupiter Manufacturing Works |  | SandP |  |  |  | 0 |  |  |  | 17-12-2010 |  | -1
1136 | TIRUTHANI | Shadowless Lamp stand model | 00010/MOLT/5 | B |  |  |  | 2001-02-27 |  | Associated surgicals | Store | DMS |  |  |  | 0 |  |  |  | 17-12-2010 |  | -1
1137 | TIRUTHANI | Shadowless Lamp stand model | 00010/MOLT/6 | B |  |  |  | 2001-02-27 |  | Associated surgicals | Store | DMS |  |  |  | 0 |  |  |  | 17-12-2010 |  | -1
1138 | TIRUTHANI | Suction Apparatus - Electrical | 00010/SAEL/1 | C | Electrical |  |  | 2007-10-01 |  | Jupiter Manufacturing Works | L W | TNMSC |  |  |  | 0 |  |  |  | 17-12-2010 |  | -1
1139 | TIRUTHANI | Suction Apparatus - Electrical | 00010/SAEL/2 | C | Electrical |  |  | 2007-10-01 |  | Jupiter Manufacturing Works | Store | TNMSC |  |  |  | 0 |  |  |  | 17-12-2010 |  | -1
1140 | TIRUTHANI | Suction Apparatus - Electrical | 00010/SAEL/3 | C | Electrical |  |  | 2007-10-01 |  | Jupiter Manufacturing Works | Store | TNMSC |  |  |  | 0 |  |  |  | 17-12-2010 |  | -1
1141 | TIRUTHANI | Suction Apparatus - Electrical | 00010/SAEL/4 | C | Electrical |  |  | 2007-10-01 |  | Jupiter Manufacturing Works | F W | TNMSC |  |  |  | 0 |  |  |  | 17-12-2010 |  | -1
1142 | TIRUTHANI | Suction Apparatus - Electrical | 00010/SAEL/5 | C | Electrical |  |  | 1996-12-03 |  | Leading india Lab | OT | DMS |  |  |  | 0 |  |  |  | 17-12-2010 |  | -1
1143 | TIRUTHANI | Suction Apparatus - Electrical | 00010/SAEL/6 | C | MTP |  |  | 1987-11-02 |  |  | L W | DMS |  |  |  | 0 |  |  |  | 17-12-2010 |  | -1
1144 | TIRUTHANI | Suction Apparatus - Electrical | 00010/SAEL/7 | C |  |  |  | 1999-02-16 |  | Alan Medicals | M W | DMS |  |  |  | 0 |  |  |  | 17-12-2010 |  | -1
1145 | TIRUTHANI | Suction Apparatus - Electrical | 00010/SAEL/8 | C |  |  |  | 2001-09-02 |  | Alan Medicals | F W | DMS |  |  |  | 0 |  |  |  | 17-12-2010 |  | -1
1146 | TIRUTHANI | Suction Apparatus - Electrical | 00010/SAEL/9 | C |  |  |  | 1997-03-27 |  | Associated surgicals | F W | DMS |  |  |  | 0 |  |  |  | 17-12-2010 |  | -1
1147 | TIRUTHANI | Suction Apparatus - Electrical | 00010/SAEL/10 | C |  |  |  | 1997-03-27 |  | Associated surgicals | M W | DMS |  |  |  | 0 |  |  |  | 17-12-2010 |  | -1
1148 | TIRUTHANI | Suction Apparatus - Electrical | 00010/SAEL/11 | C |  |  |  | 2009-05-16 |  | General Surgicals |  | SandP |  |  |  | 0 |  |  |  | 17-12-2010 |  | -1
1149 | TIRUTHANI | Suction Apparatus - Electrical | 00010/SAEL/12 | C |  |  |  | 2009-05-16 |  | General Surgicals |  | SandP |  |  |  | 0 |  |  |  | 17-12-2010 |  | -1
1150 | TIRUTHANI | Suction Apparatus - Electrical | 00010/SAEL/13 | C |  |  |  | 2009-03-22 |  | Jupiter Manufacturing Works |  | SandP |  |  |  | 0 |  |  |  | 17-12-2010 |  | -1
1151 | TIRUTHANI | Suction Apparatus - Electrical | 00010/SAEL/14 | C |  |  |  | 2009-03-22 |  | Jupiter Manufacturing Works |  | SandP |  |  |  | 0 |  |  |  | 17-12-2010 |  | -1
1152 | TIRUTHANI | Suction Apparatus - Electrical | 00010/SAEL/15 | C |  |  |  | 2009-03-22 |  | Jupiter Manufacturing Works |  | SandP |  |  |  | 0 |  |  |  | 17-12-2010 |  | -1
1153 | TIRUTHANI | Suction Apparatus - Electrical | 00010/SAEL/16 | C |  |  |  | 2009-03-22 |  | Jupiter Manufacturing Works |  | SandP |  |  |  | 0 |  |  |  | 17-12-2010 |  | -1
1154 | TIRUTHANI | Suction Apparatus - Electrical | 00010/SAEL/17 | C |  |  |  | 1996-02-27 |  | Saberval Brothers | F W | DMS |  |  |  | 0 |  |  |  | 17-12-2010 |  | -1
1155 | TIRUTHANI | Suction Apparatus - Electrical | 00010/SAEL/18 | C |  |  |  | 2009-02-16 |  | Vishal Hospital and Furniture |  | SandP |  |  |  | 0 |  |  |  | 17-12-2010 |  | -1
1156 | TIRUTHANI | Suction Apparatus - Electrical | 00010/SAEL/19 | C |  |  |  | 2009-02-16 |  | Vishal Hospital and Furniture |  | SandP |  |  |  | 0 |  |  |  | 17-12-2010 |  | -1
1157 | TIRUTHANI | Suction Apparatus - Electrical | 00010/SAEL/20 | C |  |  |  | 2009-02-16 |  | Vishal Hospital and Furniture |  | SandP |  |  |  | 0 |  |  |  | 17-12-2010 |  | -1
1158 | TIRUTHANI | Suction Apparatus - Electrical | 00010/SAEL/21 | C |  |  |  | 2009-02-16 |  | Vishal Hospital and Furniture |  | SandP |  |  |  | 0 |  |  |  | 17-12-2010 |  | -1
1159 | TIRUTHANI | Diathermy Machine (Electric Cautery) | 00010/SDIA/1 | B |  |  |  | 2006-02-13 |  | Associated surgicals | OT | State Aids Control Cell |  |  |  | 0 |  |  |  | 17-12-2010 |  | -1
1160 | TIRUTHANI | Sterilizer big (Instrument) | 00010/STBG/1 | C | 18x8x6 |  |  | 1985-01-18 |  | Barath Surgicals | OP | DMS |  |  |  | 0 |  |  |  | 17-12-2010 |  | -1
1161 | TIRUTHANI | Sterilizer big (Instrument) | 00010/STBG/2 | C | 18x8x6 |  |  | 1985-01-18 |  | Barath Surgicals | OP | DMS |  |  |  | 0 |  |  |  | 17-12-2010 |  | -1
1162 | TIRUTHANI | Sterilizer big (Instrument) | 00010/STBG/3 | C | 18x8x6 |  |  | 1985-01-18 |  | Barath Surgicals | M W | DMS |  |  |  | 0 |  |  |  | 17-12-2010 |  | -1
1163 | TIRUTHANI | Sterilizer big (Instrument) | 00010/STBG/4 | C | 18x8x6 |  |  | 1985-01-18 |  | Barath Surgicals | OT | DMS |  |  |  | 0 |  |  |  | 17-12-2010 |  | -1
1164 | TIRUTHANI | Sterilizer Medium (Instrument) | 00010/STMD/1 | C |  |  |  | 1995-10-17 |  | TTK Pharmacy | OP | State Aids Control Cell |  |  |  | 0 |  |  |  | 17-12-2010 |  | -1
1165 | TIRUTHANI | Operation Table Hydraulic Major | 00010/TAMA/1 | B2 |  |  |  | 1985-02-20 |  | Associated surgicals | OT | DMS |  |  |  | 0 |  |  |  | 17-12-2010 |  | -1
1166 | TIRUTHANI | Operation Table Hydraulic Major | 00010/TAMA/4 | B2 |  |  |  | 2009-03-20 |  | Vibash Coimbatore Surgicals |  | SandP |  |  |  | 0 |  |  |  | 17-12-2010 |  | -1
1167 | TIRUTHANI | Alpha Bed with motor | 00010/ABM/1 | C | Dy Care |  |  | 2003-08-20 |  | Associated surgicals | L W | DMS |  |  |  | 0 |  |  |  | 17-12-2010 |  | -1
1168 | TIRUTHANI | Alpha Bed with motor | 00010/ABM/2 | C | Dy Care |  |  | 2003-08-20 |  | Associated surgicals | F W | DMS |  |  |  | 0 |  |  |  | 17-12-2010 |  | -1
1169 | TIRUTHANI | Alpha Bed with motor | 00010/ABM/3 | C |  |  |  | 1997-02-13 |  | South India Surgicals | M W | DMS |  |  |  | 0 |  |  |  | 17-12-2010 |  | -1
1170 | TIRUTHANI | Generator | 00010/GEN/1 | C | 1 KVA 1000K |  |  | 1996-02-20 |  | Brila Yamaha | F W | DMS |  |  |  | 0 |  |  |  | 17-12-2010 |  | -1
1171 | TIRUTHANI | Generator | 00010/GEN/2 | C | EXK2800 |  |  | 2005-10-03 |  | Honda siel Power Products | BB | DMS |  |  |  | 0 |  |  |  | 17-12-2010 |  | -1
1172 | TIRUTHANI | Generator | 00010/GEN/3 | C |  |  |  | 2007-03-28 |  | Fermir Engineering | L W |  |  |  |  | 0 |  |  |  | 17-12-2010 |  | -1
1173 | TIRUTHANI | Generator | 00010/GEN/4 | C |  |  |  | 2007-03-28 |  | Fermir Engineering | OT |  |  |  |  | 0 |  |  |  | 17-12-2010 |  | -1
1174 | TIRUTHANI | Inverter | 00010/INV/1 | C | 1 KVA |  |  | 2006-08-26 |  | TNMSC | Store | TNMSC |  |  |  | 0 |  |  |  | 17-12-2010 |  | -1
1175 | TIRUTHANI | Inverter | 00010/INV/2 | C | 1 KVA |  |  | 2006-08-26 |  | TNMSC | Store | TNMSC |  |  |  | 0 |  |  |  | 17-12-2010 |  | -1
1176 | TIRUTHANI | Nebuliser Adult | 00010/NEBA/1 | C | Italian Make |  |  | 1999-05-25 |  | Associated surgicals | L W | DMS |  |  |  | 0 |  |  |  | 17-12-2010 |  | -1
1177 | TIRUTHANI | Nebuliser Adult | 00010/NEBA/2 | C | Phoenix |  |  | 1996-03-27 |  | Phoenix Medicals | L W | IPPV |  |  |  | 0 |  |  |  | 17-12-2010 |  | -1
1178 | TIRUTHANI | Needle destroyer / Syringe Destroyer | 00010/NEED/1 | C | Microsil |  |  | 2005-07-14 |  | Linco Scientific India Ltd. | OP | AIDS |  |  |  | 0 |  |  |  | 17-12-2010 |  | -1
1179 | TIRUTHANI | Needle destroyer / Syringe Destroyer | 00010/NEED/2 | C | Microsil |  |  | 2003-06-23 |  | Linco Scientific India Ltd. | L W | DMS |  |  |  | 0 |  |  |  | 17-12-2010 |  | -1
1180 | TIRUTHANI | Needle destroyer / Syringe Destroyer | 00010/NEED/3 | C | Microsil |  |  | 2003-06-23 |  | Linco Scientific India Ltd. | OT | DMS |  |  |  | 0 |  |  |  | 17-12-2010 |  | -1
1181 | TIRUTHANI | Needle destroyer / Syringe Destroyer | 00010/NEED/4 | C | Microsil |  |  | 2003-06-23 |  | Linco Scientific India Ltd. | VCTC Lab | DMS |  |  |  | 0 |  |  |  | 17-12-2010 |  | -1
1182 | TIRUTHANI | Needle destroyer / Syringe Destroyer | 00010/NEED/5 | C |  | 671 |  | 2010-07-22 |  | Linco ScientificInstruments and Chemicals |  | TANSACS |  |  |  | 0 |  |  |  | 17-12-2010 |  | -1
1183 | TIRUTHANI | Needle destroyer / Syringe Destroyer | 00010/NEED/6 | C |  |  |  | 2002-10-10 |  |  | Lab | State Aids Control Cell |  |  |  | 0 |  |  |  | 17-12-2010 |  | -1
1184 | TIRUTHANI | Weighing Machine Electronic | 00010/WME/1 | C | Electronic |  |  | 2009-03-20 |  | Suriya Surgicals |  | SandP |  |  |  | 0 |  |  |  | 17-12-2010 |  | -1
1185 | TIRUTHANI | Weighing Machine Electronic | 00010/WME/2 | C | Electronic |  |  | 2009-03-20 |  | Suriya Surgicals |  | SandP |  |  |  | 0 |  |  |  | 17-12-2010 |  | -1
1186 | TIRUTHANI | Formaline dispenser | 00010/FORD/1 | C |  |  |  | 2003-11-21 |  | South India Surgicals | OT | DMS |  |  |  | 0 |  |  |  | 17-12-2010 |  | -1
1187 | TIRUTHANI | Formaline dispenser | 00010/FORD/2 | C | [6 empty] | OT | DMS |  |  |  | 0 |  |  |  | 17-12-2010 |  | -1
1188 | TIRUTHANI | Boyles apparatus with out Circle Abosrber | 00010/BAOCA/1 | B | IOL |  |  | 1984-06-03 |  | Indian Oxygen Pvt. Ltd. | OT | DMS |  |  |  | 0 |  |  |  | 17-12-2010 |  | -1
1189 | TIRUTHANI | Boyles apparatus with out Circle Abosrber | 00010/BAOCA/2 | B | IOL |  |  | 1996-02-26 |  | JDHS Kancheepuram | OT | DMS |  |  |  | 0 |  |  |  | 17-12-2010 |  | -1
1190 | TIRUTHANI | Boyles apparatus with out Circle Abosrber | 00010/BAOCA/3 | B | Ohmeda |  |  | 1996-03-26 |  | Ohmeda | OT | DMS |  |  |  | 0 |  |  |  | 17-12-2010 |  | -1
1191 | TIRUTHANI | Foetal Monitor | 00010/FAMON/1 | B |  |  |  | 2003-08-20 |  | Associated surgicals | L W | DMS |  |  |  | 0 |  |  |  | 17-12-2010 |  | -1
1192 | TIRUTHANI | Foetal Monitor | 00010/FAMON/2 | B |  |  |  | 1996-06-19 |  | JDHS Thiruvallur | L W | JDHS Thiruvallur |  |  |  | 0 |  |  |  | 17-12-2010 |  | -1
1193 | TIRUTHANI | Phototherapy Unit | 00010/PHTU/1 | C | Meditrain Instruments |  |  | 1996-07-03 |  | Bet Medicals | L W | DMS |  |  |  | 0 |  |  |  | 17-12-2010 |  | -1
1194 | TIRUTHANI | Phototherapy Unit | 00010/PHTU/6 | C | Phoenix |  |  | 1999-03-23 |  | Phoenix Medicals | L W | DMS |  |  |  | 0 |  |  |  | 17-12-2010 |  | -1
1195 | TIRUTHANI | Radiant Warmer | 00010/RAWR/5 | C | Phoenix |  |  | 1996-03-27 |  | Phoenix Medicals | L W | DMS |  |  |  | 0 |  |  |  | 17-12-2010 |  | -1
1196 | TIRUTHANI | Radiant Warmer | 00010/RAWR/6 | C | Phoenix |  |  | 1999-03-23 |  | Phoenix Medicals | L W | DMS |  |  |  | 0 |  |  |  | 17-12-2010 |  | -1
1197 | TIRUTHANI | Radiant Warmer | 00010/RAWR/7 | C | Phoenix |  |  | 1999-03-23 |  | Phoenix Medicals | L W | DMS |  |  |  | 0 |  |  |  | 17-12-2010 |  | -1
1198 | TIRUTHANI | Silastic vacuum extractor | 00010/VEXS/1 | C | Silastic |  |  | 2007-04-17 |  | Madras Surgicals | Store | TNHSP |  |  |  | 0 |  |  |  | 17-12-2010 |  | -1
1199 | TIRUTHANI | Silastic vacuum extractor | 00010/VEXS/2 | C | Silastic |  |  | 2007-04-17 |  | Madras Surgicals | Store | TNHSP |  |  |  | 0 |  |  |  | 17-12-2010 |  | -1
1200 | TIRUTHANI | Weighing machine adult | 00010/WTMA/1 | C | Adult |  |  | 2007-08-02 |  | Solocraft Industries | Store | TANSACC |  |  |  | 0 |  |  |  | 17-12-2010 |  | -1
1201 | UTHUKOTTAI | Printer | 00011/PRINT/1 | C | HLS 5250DN |  |  | 2009-03-03 |  | Lipi Data Systems Ltd. |  |  | 103945 dt 20/02/09 |  | 2010-03-02 | 8500 |  |  |  | 29-6-2011 |  | -1
1202 | UTHUKOTTAI | Computer | 00011/COMP/1 | C |  |  |  | 2009-03-29 |  | Broad Line Computer Systems |  | TNHSP | TNHSP/TNMSC/P1H1/09 dt 22/01/09 |  | 2010-03-28 | 24890 |  |  |  | 29-6-2011 |  | -1
1203 | UTHUKOTTAI | UPS | 00011/UPS/1 | C | 600VA |  |  | 2009-04-27 |  | R. K. Tech Hard andamp; Soft |  | TNHSP | TNHSP/TNMSC/P1H6/08 dt 16/02/09 |  | 2010-04-26 | 7900 |  |  |  | 29-6-2011 |  | -1
1204 | UTHUKOTTAI | Shadowless Lamp stand model | 00011/MOLT/3 | B | Mobile |  |  | 2009-03-27 |  | Jupiter Manufacturing Works |  | DMS | 47975/Sandamp;P/1/08 dt 04/02/09 |  | 2010-03-26 | 27040 |  |  |  | 29-6-2011 |  | -1
1205 | UTHUKOTTAI | Magnavision Lamp | 00011/MAGL/1 | C | Frame Holding Lence made of metal |  |  | 2011-03-18 |  | Jupiter Manufacturing Works |  | DRHM | 04R/NRHM/TNMSC/ENGG/11 dt 12/2011 |  | 2012-03-17 | 4400 |  |  |  | 29-6-2011 |  | -1
1206 | UTHUKOTTAI | Magnavision Lamp | 00011/MAGL/2 | C | Medi Tech |  |  | 2009-10-07 |  | Saberwal Surgicals Co. Pvt. Ltd. |  | DRHM | 04/NRHM/HSP/TNMSC/09-MV dt 29/06/09 |  | 2010-10-06 | 3500 |  |  |  | 29-6-2011 |  | -1
1207 | UTHUKOTTAI | Suction Apparatus - Electrical | 00011/SAEL/5 | C |  |  |  | 2009-02-17 |  | Vishal Hospital Steel Furniture Manufacturer andamp; Co. |  | DMS | 51190/Sandamp;P/1/08-2 dt 10/11/08 |  | 2012-02-16 | 4410 |  |  |  | 29-6-2011 |  | -1
1208 | UTHUKOTTAI | Suction Apparatus - Electrical | 00011/SAEL/6 | C |  |  |  | 2009-03-24 |  | Jupiter Manufacturing Works |  | DMS | 47975/Sandamp;P/1/08 dt 04/02/09 |  | 2012-03-23 | 5500 |  |  |  | 29-6-2011 |  | -1
1209 | UTHUKOTTAI | Laryngoscope(Adult) | 00011/LAGA/1 | C |  |  |  | 2009-03-24 |  | Jupiter Manufacturing Works |  | DMS | 47975/Sandamp;P/1/08 dt 04/02/08 |  | 2012-03-23 | 3450 |  |  |  | 29-6-2011 |  | -1
1210 | UTHUKOTTAI | Operation Table Hydraulic Major | 00011/TAMA/1 | B2 |  |  |  | 2009-05-21 |  | General Surgical Co. Pvt. Ltd. |  | DMS | 51190/Sandamp;P/1/08 dt 10/11/08 |  | 2012-05-21 | 62460 |  |  |  | 29-6-2011 |  | -1
1211 | UTHUKOTTAI | Nebuliser Adult | 00011/NEBA/1 | C |  |  |  | 1999-05-25 |  | Associated Surgicals (India) |  | DMS | 29550/CPII/1/99 dt 07/05/95 |  |  | 4250 |  |  |  | 29-6-2011 |  | -1
1212 | UTHUKOTTAI | Nebuliser Adult | 00011/NEBA/2 | C |  | 63002316 |  | 2008-12-05 |  | From JDHS Thiruvallur |  | OTHERS |  |  |  | 0 |  |  |  | 29-6-2011 |  | -1
1213 | UTHUKOTTAI | ECG machine ordinary | 00011/ECGO/2 | B2 | cardiofax | B4231208 |  | 2009-08-18 | MEDICAID SYSTEMS | G H GOOMMIDI POONDI | E C G ROOM ( 12) | OTHERS |  |  |  | 0 |  |  |  | 19-11-2013 |  | -1
1214 | UTHUKOTTAI | Dental Chair(Electric/Hydraulic/Manual) | 00011/DECH/1 | B2 |  |  |  | 2008-03-10 | Confident dental equipment | Confident dental equipment | Dental op | TNMSC | 1253/TNMSC/ENGG/2007 DT 27/10/2007 |  |  | 99200 |  |  |  | 19-11-2013 |  | -1
1215 | UTHUKOTTAI | B.P.apparatus stand model | 00011/BPAS/5 | C | Stand |  |  | 2008-12-22 |  | Jupiter Manufacturing Works | OP | TNHSP | TNHSP/TNMSC/P3E16 dt 29/08/08 |  | 2009-12-21 | 1090 |  |  |  | 17-12-2010 |  | -1
1216 | UTHUKOTTAI | B.P.apparatus table model | 00011/BPAT/3 | C | [6 empty] | Store |  |  |  |  | 0 |  |  |  | 17-12-2010 |  | -1
1217 | UTHUKOTTAI | B.P.apparatus table model | 00011/BPAT/4 | C | [6 empty] | Ward |  |  |  |  | 0 |  |  |  | 17-12-2010 |  | -1
1218 | UTHUKOTTAI | Laryngoscope(Paediatric) | 00011/LAGP/1 | C | Infant |  |  | 1996-03-05 |  | Associated surgicals | Store | IPPV |  |  |  | 0 |  |  |  | 17-12-2010 |  | -1
1219 | UTHUKOTTAI | Laryngoscope(Paediatric) | 00011/LAGP/2 | C | Paediatric |  |  | 1996-03-05 |  | Associated surgicals | Store | IPPV |  |  |  | 0 |  |  |  | 17-12-2010 |  | -1
1220 | UTHUKOTTAI | Ultra Sonogram -MOBILE | 00011/IUSM/1 | B | UF4500N | 12151508 |  | 1996-06-26 | F F Sonic | Kody Elcot | Scan Room | IPPV |  |  |  | 0 |  |  |  | 17-12-2010 |  | -1
1221 | UTHUKOTTAI | Refrigerator | 00011/REFR/2 | C | Godrej |  |  | 1996-04-19 | Godrej | Godrej | Lab | IPPV |  | 1996-04-19 | 1997-04-18 | 0 |  |  |  | 17-12-2010 |  | -1
1222 | UTHUKOTTAI | Refrigerator | 00011/REFR/3 | C | Godrej |  |  | 1996-04-19 |  | Gorej | Injection Room | IPPV |  |  |  | 0 |  |  |  | 17-12-2010 |  | -1
1223 | UTHUKOTTAI | Auto Clave HP Vertical (2 bin) | 00011/ACV2/1 | C | Vertical |  |  |  |  | Muthumee Surgicals | Injection Room | IPPV |  |  |  | 0 |  |  |  | 17-12-2010 |  | -1
1224 | UTHUKOTTAI | Shadowless Lamp stand model | 00011/MOLT/1 | B | Padestel 18" Dome |  |  | 1985-05-11 | Arko Make AFMA 18 |  | L R |  |  |  |  | 2620 |  |  |  | 17-12-2010 |  | -1
1225 | AVADI | Glucometer | 00001/GLMT/1 | C |  |  |  | 1998-12-17 |  | Associated Surgicals | Store |  |  |  |  | 0 |  |  |  | 17-12-2010 |  | -1
1226 | UTHUKOTTAI | Suction Apparatus - Electrical | 00011/SAEL/1 | C | Electrical |  |  | 1996-02-26 |  | Leading india Lab | Ward | IPPV |  |  |  | 5842 |  |  |  | 17-12-2010 |  | -1
1227 | UTHUKOTTAI | Sterilizer big (Instrument) | 00011/STBG/1 | C | [6 empty] | Store |  |  |  |  | 0 |  |  |  | 17-12-2010 |  | -1
1228 | UTHUKOTTAI | Sterilizer big (Instrument) | 00011/STBG/2 | C | [6 empty] | Store |  |  |  |  | 0 |  |  |  | 17-12-2010 |  | -1
1229 | UTHUKOTTAI | Nebuliser Adult | 00011/NEBA/1 | C |  |  |  | 1996-03-26 |  | Phoenix Medicals | Ward | IPPV |  |  |  | 4010 |  |  |  | 17-12-2010 |  | -1
1230 | UTHUKOTTAI | Shadowless Lamp stand model | 00011/MOLT/2 | B | 4 Halgen |  |  | 2009-03-24 |  | Jupiter Manufacturing Works | Store | DMS | 47975/Sandamp;P/1/08 dt 04/02/09 |  |  | 40000 |  |  |  | 18-5-2011 |  | -1
1231 | UTHUKOTTAI | Phototherapy Unit | 00011/PHTU/1 | C |  |  |  | 1996-08-03 |  | Bet Medicals | L W | IPPV | IPPV/40/92/KBI/96 dt 05/03/96 |  |  | 5600 |  |  |  | 17-12-2010 |  | -1
1232 | UTHUKOTTAI | Radiant Warmer | 00011/RAWR/1 | C |  |  |  | 1996-03-26 |  | Phoenix Medical Systems | L W | IPPV |  |  |  | 0 |  |  |  | 17-12-2010 |  | -1
1233 | AVADI | B.P.apparatus stand model | 00001/BPAS/8 | C |  | 106 |  | 2012-06-16 | Madhusudhanan | Madhusudhanan | OP NCD | TNHSP | TNHSP/TNMSC/ENGG/AG26/2011 | 2012-10-10 | 2012-10-10 | 1192 |  |  |  | 2015-10-02 |  | -1
1234 | AVADI | Centrifuge | 00001/COMC/2 | C | BD154 | 73865 |  | 2009-01-20 | sientific lab | Solokraft | lab | TNHSP | TNHSP/TNMSC/ICB/P3E2/2009 28/01/2009 | 2009-07-02 | 2010-07-01 | 0 |  |  |  | 2015-10-02 |  | -18
1235 | AVADI | [15 empty] | 0 |  |  |  | Wrong Entry
1236 | AVADI | [15 empty] | 0 |  |  |  | Wrong Entry
1237 | AVADI | [15 empty] | 0 |  |  |  | Wrong Entry
1238 | AVADI | [15 empty] | 0 |  |  |  | Wrong Entry
1239 | AVADI | [15 empty] | 0 |  |  |  | Wrong Entry
1240 | AVADI | [15 empty] | 0 |  |  |  | Wrong Entry
1241 | AVADI | [15 empty] | 0 |  |  |  | Wrong Entry
1242 | AVADI | [15 empty] | 0 |  |  |  | Wrong Entry
1243 | AVADI | [15 empty] | 0 |  |  |  | Wrong Entry
1244 | AVADI | [15 empty] | 0 |  |  |  | Wrong Entry
1245 | AVADI | [15 empty] | 0 |  |  |  | Wrong Entry
1246 | AVADI | [15 empty] | 0 |  |  |  | Wrong Entry
1247 | AVADI | [15 empty] | 0 |  |  |  | Wrong Entry
1248 | AVADI | [15 empty] | 0 |  |  |  | Wrong Entry
1249 | AVADI | [15 empty] | 0 |  |  |  | Wrong Entry
1250 | AVADI | [15 empty] | 0 |  |  |  | Wrong Entry
1251 | AVADI | [15 empty] | 0 |  |  |  | Wrong Entry
1252 | AVADI | Glucometer | 00001/GLMT/2 | C |  |  |  | 2003-08-25 |  | Associated Surgicals | Store | DMS |  |  |  | 0 |  |  |  | 17-12-2010 |  | -1
1253 | AVADI | Centrifuge | 00001/COMC/1 | C | [6 empty] | Lab | TNMSC |  |  |  | 0 |  |  |  | 21-11-2013 |  | -1
1254 | AVADI | B.P.apparatus table model | 00001/BPAT/1 | C |  |  |  | 1999-09-15 |  | Alam Medical | OP | OTHERS | 409/A4 |  |  | 0 |  |  |  | 27-11-2013 |  | -1
1255 | AVADI | B.P.apparatus table model | 00001/BPAT/3 | C |  |  |  | 1999-09-15 |  | Alam Medical | OP | OTHERS |  |  |  | 0 |  |  |  | 27-11-2013 |  | -1
1256 | AVADI | B.P.apparatus table model | 00001/BPAT/4 | C |  |  |  | 2010-05-15 | Diamond Mercurial | Gita Surgicals |  | OTHERS |  |  |  | 0 |  |  |  | 27-11-2013 |  | -1
1257 | AVADI | B.P.apparatus table model | 00001/BPAT/5 | C |  |  |  | 2010-05-15 | Diamond Mercurial | GITA Surgicals | Labour ward | OTHERS |  |  |  | 0 |  |  |  | 27-11-2013 |  | -1
1258 | AVADI | BEIM Bipolar Scalpel | 00001/BEIM/1 | B2 | cryo 0040 ON |  |  | 2012-01-13 | Basco Ind Cryos | Solokraft Industries | NCD | TNMSC | TNHSP/TNMSC/AG30A/2011~ 14/10/2011 |  | 2013-01-12 | 0 |  |  |  | 2014-10-06 |  | -1
1259 | AVADI | Defibrillator with Monitor | 00001/DEFI/1 | B2 |  |  |  | 2012-08-22 | Philips | Philips Electronics | OP | TNHSP | 6301149293 | 2012-08-22 | 2012-08-21 | 58696 |  |  |  | 2014-10-06 |  | -1
1260 | AVADI | Electric Calorimeter | 00001/CALO/2 | C |  | PEL041213RBK |  | 2014-03-21 | Robonik | Robonik (India)PVT. | Lab | TNHSP | TNHSP/TNMSC/AG87B/2013-2 | 2014-03-21 | 2014-03-20 | 20302 |  |  |  | 2014-10-06 |  | -1
1261 | AVADI | Air Compressor | 00001/AIRCMP/1 | C |  |  |  | 2013-05-21 |  | BUDS AND SOMA |  | JDHS |  |  | 2013-05-19 | 0 |  |  |  | 29-5-2014 |  | -1
1262 | AVADI | Diathermy Machine (Electric Cautery) | 00001/SDIA/1 | B | ELSY360M+ |  |  | 2014-06-05 | Alan Electronics Systems | JBS Mediitec India Pvt Ltd | OT | TNMSC | 17240/TNMSC/ENGG/2014-2 DT 16/05/2014 | 2014-06-05 | 2017-06-04 | 218000 |  |  |  | 2014-10-06 |  | -1
1263 | AVADI | Pulse Oximeter | 00001/SPO2/1 | B2 | RAD-8 |  |  | 2014-06-16 | Masimo Corporation | Grace MFGandamp;Trading Co. | Causality | RCH | RCH-II/TNMSC/ENGG/E67/2014 Dt. 05/03/2014 | 2014-06-16 | 2019-06-15 | 68000 |  |  |  | 25-6-2014 |  | -1
1264 | AVADI | Generator | 00001/GEN/1 | C | 15kVA DG |  |  | 2013-09-03 | KOHLER | Bhalivaradha Electro Meck Pvt. Ltd. | Out side OP Building | TNMSC | 10073/TNMSC/ENGG/2013 |  | 2016-09-11 | 340100 |  |  |  | 29-5-2014 |  | -1
1265 | AVADI | Pulse Oximeter | 00001/SPO2/2 | B2 | RAD-8 |  |  | 2014-06-16 | Masimo Corporation | Grace MFGandamp;Trading Co | OT | RCH | RCH-II/TNMSC/ENGG/E67/2014 DT 05/03/2014 | 2014-06-16 | 2019-06-15 | 68968 |  |  |  | 25-6-2014 |  | -1
1266 | AVADI | Magnavision Lamp | 00001/MAGL/2 | C |  |  |  | 2011-02-26 | Hardik Medi Tech | Jupiter Manufacturing Works |  | TNMSC | 04R/NRHM/TNMSC/ENGG/2011 12/02/2011 |  | 2014-09-01 | 0 |  |  |  | 30-7-2014 |  | -1
1267 | AVADI | Semi auto analyser | 00001/SEAA/2 | B2 | Prietest Touch of Own Make | AT770314 RBK |  | 2014-03-21 | Robonik | Robnik | Lab | TNMSC | 10072/TNMSC/ENGG/2013 | 2014-03-22 | 2017-03-20 | 48426 |  |  |  | 30-7-2014 |  | -1
1268 | AVADI | Magnavision Lamp | 00001/MAGL/3 | C |  |  |  | 2009-10-03 | Saberwal Surgical |  | Labour Ward | DRHM | 04 NRHM/HSP/TNMSC/2009 |  | 2012-10-03 | 0 |  |  |  | 30-7-2014 |  | -1
1269 | AVADI | X-ray Machine 100 mA | 00001/XRY100/1 | B2 | 100RS/FC/HT | 21C100610044 100 MA |  | 2010-07-19 |  | Allengers | XRAY ROOM | TNHSP | TNHSP/TNMSC/CB/P3E1/2009 | 2010-07-26 | 2013-07-18 | 270710 |  |  |  | 2014-12-09 |  | -1
1270 | AVADI | Magnavision Lamp | 00001/MAGL/4 | C |  |  |  | 2012-01-13 | Solokraft Industries | Solokrafts Industries | Labour Ward | TNHSP | TNHSP/TNMSC/CBVAG31/2011 | 2012-01-17 | 2012-01-13 | 6987 |  |  |  | 2014-12-09 |  | -1
1271 | AVADI | Rotary Microtome | 00001/RMT/1 | C | BDI 140 | 2014080818 |  | 2014-08-09 | B.D Instrumentation (india) | Solokrafits Industries | lab | TNHSP | TNHSP/TNMSC/AG871(R)/2014-2 19/05/2014 | 2014-09-19 | 2015-08-20 | 32200 |  |  |  | 20-9-2014 |  | -1
1272 | AVADI | Foetal Doppler | 00001/FDOP/2 | C | A100H |  |  | 2014-08-07 | Aeon Technology (p) Ltd | MEDI WAVES INC | Labour ward | TNMSC | 1724/TNMSC/ENGG/2014-15 | 2014-09-20 | 2017-09-19 | 4650 |  |  |  | 20-9-2014 |  | -1
1273 | AVADI | Foetal Doppler | 00001/FDOP/1 | C | A100H |  |  | 2014-08-07 | AEON TECHNOLOGY | MEDI WAVES INC | LABOUR WARD | TNMSC | 17240/TNMSC/ENGG/2014-15 DT .16.05.2014 | 2014-09-20 | 2015-09-19 | 4650 |  |  |  | 20-9-2014 |  | -1
1274 | AVADI | Infusion pump | 00001/INPM/1 | C |  |  |  | 2007-03-16 |  | Akas Medical Equipments | Store | TNMSC |  |  |  | 0 |  |  |  | 17-12-2010 |  | -1
1275 | AVADI | Dental Chair | 00001/DECH/1 | B2 | Confident |  |  | 2007-12-17 |  | Confident Dental Equipments | Store | TNMSC |  |  |  | 0 |  |  |  | 17-12-2010 |  | -1
1276 | AVADI | Ultra Sonogram -MOBILE | 00001/IUSM/1 | B | Sota |  |  | 2004-01-20 |  | Larsen and Toubro Limited | Scan Room | DMS |  |  |  | 0 |  |  |  | 17-12-2010 |  | -1
1277 | AVADI | Binocular Mircroscope | 00001/BIMS/1 | B2 | Binocular |  |  | 2009-02-07 |  | Solocraft Industries | Store | TNHSP |  |  |  | 0 |  |  |  | 17-12-2010 |  | -1
1278 | AVADI | Binocular Mircroscope | 00001/BIMS/2 | B2 | Binocular |  |  | 2009-02-07 |  | Solocraft Industries | Store | TNHSP |  |  |  | 0 |  |  |  | 17-12-2010 |  | -1
1279 | AVADI | Electric Calorimeter | 00001/CALO/1 | C | [6 empty] | Store |  |  |  |  | 0 |  |  |  | 17-12-2010 |  | -1
1280 | AVADI | Electri centrifuger | 00001/CENT/1 | C |  |  |  | 2009-02-07 |  | Solocraft Industries | Store | TNHSP |  |  |  | 0 |  |  |  | 17-12-2010 |  | -1
1281 | AVADI | Glucometer | 00001/GLMT/3 | C |  |  |  | 2003-08-25 |  | Associated Surgicals | Store | DMS |  |  |  | 0 |  |  |  | 17-12-2010 |  | -1
1282 | AVADI | B.P.apparatus stand model | 00001/BPAS/1 | C | Stand |  |  | 2008-06-12 |  | Jupiter Manufacturing Works | Store | TNHSP |  |  |  | 0 |  |  |  | 17-12-2010 |  | -1
1283 | AVADI | Hot Air oven | 00001/HAOV/1 | C |  |  |  | 2009-02-07 |  | Solocraft Industries | Store | TNHSP |  |  |  | 0 |  |  |  | 17-12-2010 |  | -1
1284 | AVADI | Lab Incubator | 00001/INCU/1 | C |  |  |  | 2009-02-07 |  | Solocraft Industries | Store | TNHSP |  |  |  | 0 |  |  |  | 17-12-2010 |  | -1
1285 | AVADI | Mono cular Microscope | 00001/MOMS/1 | C | [6 empty] | Store |  |  |  |  | 0 |  |  |  | 17-12-2010 |  | -1
1286 | AVADI | B.P.apparatus stand model | 00001/BPAS/2 | C | Stand |  |  | 2008-06-12 |  | Jupiter Manufacturing Works | Store | TNHSP |  |  |  | 0 |  |  |  | 17-12-2010 |  | -1
1287 | AVADI | Autoclave vertical single bin | 00001/ACV1/1 | C | [6 empty] | Store |  |  |  |  | 0 |  |  |  | 17-12-2010 |  | -1
1288 | AVADI | Autoclave vertical single bin | 00001/ACV1/2 | C | [6 empty] | Store |  |  |  |  | 0 |  |  |  | 17-12-2010 |  | -1
1289 | AVADI | Autoclave vertical single bin | 00001/ACV1/3 | C | [6 empty] | Store |  |  |  |  | 0 |  |  |  | 17-12-2010 |  | -1
1290 | AVADI | Auto Clave HP Vertical (2 bin) | 00001/ACV2/1 | C | 24x16 | [5 empty] | Store |  |  |  |  | 0 |  |  |  | 17-12-2010 |  | -1
1291 | AVADI | Auto Clave HP Vertical (2 bin) | 00001/ACV2/2 | C | Vertical 2 Bin |  |  | 2009-05-03 |  | Solocraft Industries | Store | TNHSP |  |  |  | 0 |  |  |  | 17-12-2010 |  | -1
1292 | AVADI | Auto Clave HP Vertical (2 bin) | 00001/ACV2/3 | C | Vertical 2 Bin |  |  | 2009-05-03 |  | Solocraft Industries | Store | TNHSP |  |  | 2010-05-02 | 0 |  |  |  | 17-12-2010 |  | -1
1293 | AVADI | Auto Clave HP Vertical (2 bin) | 00001/ACV2/4 | C | Vertical 2 Bin |  |  | 2009-05-03 |  | Solocraft Industries | Store | TNHSP |  |  |  | 0 |  |  |  | 17-12-2010 |  | -1
1294 | AVADI | Auto Clave HP Vertical (2 bin) | 00001/ACV2/5 | C | Vertical 2 Bin |  |  | 2009-03-03 |  | Solocraft Industries | Store | SandP |  |  | 2012-03-02 | 0 |  |  |  | 17-12-2010 |  | -1
1295 | AVADI | Shadowless Lamp stand model | 00001/MOLT/1 | B |  |  |  | 2008-06-12 |  | Jupiter Manufacturing Works | Store | TNHSP |  |  |  | 0 |  |  |  | 17-12-2010 |  | -1
1296 | AVADI | B.P.apparatus stand model | 00001/BPAS/3 | C | Stand |  |  | 2008-06-12 |  | Jupiter Manufacturing Works | Store | TNHSP |  |  |  | 0 |  |  |  | 17-12-2010 |  | -1
1297 | AVADI | Shadowless Lamp stand model | 00001/MOLT/2 | B |  |  |  | 2008-06-12 |  | Jupiter Manufacturing Works | Store | TNHSP |  |  |  | 0 |  |  |  | 17-12-2010 |  | -1
1298 | AVADI | Shadowless Lamp stand model | 00001/MOLT/3 | B |  |  |  | 2008-06-12 |  | Jupiter Manufacturing Works | Store | TNHSP |  |  |  | 0 |  |  |  | 17-12-2010 |  | -1
1299 | AVADI | Shadowless Lamp stand model | 00001/MOLT/4 | B |  |  |  | 2008-03-28 |  | Jupiter Manufacturing Works | Store | SandP |  |  |  | 0 |  |  |  | 17-12-2010 |  | -1
1300 | AVADI | Shadowless Lamp stand model | 00001/MOLT/5 | B |  |  |  | 2009-03-24 |  | Jupiter Manufacturing Works | Store | SandP |  |  |  | 0 |  |  |  | 17-12-2010 |  | -1
1301 | AVADI | Suction Apparatus - Electrical | 00001/SAEL/1 | C |  |  |  | 2009-03-24 |  | Jupiter Manufacturing Works | Store | SandP |  |  |  | 0 |  |  |  | 17-12-2010 |  | -1
1302 | AVADI | Suction Apparatus - Electrical | 00001/SAEL/3 | C | [6 empty] | GH ??? Thiruvallur |  |  |  |  | 0 |  |  |  | 17-12-2010 |  | -1
1303 | AVADI | Suction Apparatus - Electrical(Hivacuam) | 00001/SAHV/1 | B | Surgical Aspirator Vacuum Set |  |  | 2009-05-15 |  | General Surgicals | Store | SandP |  |  |  | 0 |  |  |  | 17-12-2010 |  | -1
1304 | AVADI | Steriliser Small (Instruments) | 00001/STSL/1 | C |  |  |  | 2008-10-13 |  | Jupiter Manufacturing Works | Store | TNHSP |  |  |  | 0 |  |  |  | 17-12-2010 |  | -1
1305 | AVADI | Steriliser Small (Instruments) | 00001/STSL/2 | C |  |  |  | 2008-10-13 |  | Jupiter Manufacturing Works | Store | TNHSP |  |  |  | 0 |  |  |  | 17-12-2010 |  | -1
1306 | AVADI | B.P.apparatus stand model | 00001/BPAS/4 | C | Stand |  |  | 2008-06-12 |  | Jupiter Manufacturing Works | Store | TNHSP |  |  |  | 0 |  |  |  | 17-12-2010 |  | -1
1307 | AVADI | Steriliser Small (Instruments) | 00001/STSL/3 | C |  |  |  | 2008-10-13 |  | Jupiter Manufacturing Works | Store | TNHSP |  |  |  | 0 |  |  |  | 17-12-2010 |  | -1
1308 | AVADI | Steriliser Small (Instruments) | 00001/STSL/4 | C |  |  |  | 2008-10-13 |  | Jupiter Manufacturing Works | Store | TNHSP |  |  |  | 0 |  |  |  | 17-12-2010 |  | -1
1309 | AVADI | Alpha Bed with motor | 00001/ABM/1 | C |  |  |  | 2003-08-25 |  | Associated Surgicals | Store | DMS |  |  |  | 0 |  |  |  | 17-12-2010 |  | -1
1310 | AVADI | Alpha Bed with motor | 00001/ABM/2 | C |  |  |  | 2003-08-25 |  | Associated Surgicals | Store | DMS |  |  |  | 0 |  |  |  | 17-12-2010 |  | -1
1311 | AVADI | Alpha Bed with motor | 00001/ABM/3 | C |  |  |  | 2007-06-28 |  | Jupiter Manufacturing Works | Store | TNMSC |  |  |  | 0 |  |  |  | 17-12-2010 |  | -1
1312 | AVADI | Computer | 00001/COMP/1 | C |  |  |  | 2009-03-30 |  | Broad Line Computer System | Computer room | TNHSP |  |  |  | 0 |  |  |  | 17-12-2010 |  | -1
1313 | AVADI | Nebuliser Adult | 00001/NEBA/1 | C |  |  |  | 1999-04-06 |  | Associated Surgicals | Store | DMS |  |  |  | 0 |  |  |  | 17-12-2010 |  | -1
1314 | AVADI | Nebuliser Adult | 00001/NEBA/2 | C |  |  |  | 2003-08-25 |  | Associated Surgicals | Store | DMS |  |  |  | 0 |  |  |  | 17-12-2010 |  | -1
1315 | AVADI | Needle destroyer / Syringe Destroyer | 00001/NEED/1 | C |  |  |  | 2008-05-30 |  | Glo Life Care | Store | TNHSP |  |  |  | 0 |  |  |  | 17-12-2010 |  | -1
1316 | AVADI | B.P.apparatus stand model | 00001/BPAS/5 | C | Stand |  |  | 2008-06-12 |  | Jupiter Manufacturing Works | Store | TNHSP |  |  |  | 0 |  |  |  | 17-12-2010 |  | -1
1317 | AVADI | Needle destroyer / Syringe Destroyer | 00001/NEED/2 | C |  |  |  | 2008-05-30 |  | Glo Life Care | Store | TNHSP |  |  |  | 0 |  |  |  | 17-12-2010 |  | -1
1318 | AVADI | Needle destroyer / Syringe Destroyer | 00001/NEED/3 | C |  |  |  | 2008-05-30 |  | Glo Life Care | Store | TNHSP |  |  |  | 0 |  |  |  | 17-12-2010 |  | -1
1319 | AVADI | Needle destroyer / Syringe Destroyer | 00001/NEED/4 | C |  |  |  | 2008-05-30 |  | Glo Life Care | Store | TNHSP |  |  |  | 0 |  |  |  | 17-12-2010 |  | -1
1320 | AVADI | Needle destroyer / Syringe Destroyer | 00001/NEED/5 | C |  |  |  | 2008-05-30 |  | Glo Life Care | Store | TNHSP |  |  |  | 0 |  |  |  | 17-12-2010 |  | -1
1321 | AVADI | Needle destroyer / Syringe Destroyer | 00001/NEED/6 | C |  |  |  | 2008-05-30 |  | Glo Life Care | Store | TNHSP |  |  |  | 0 |  |  |  | 17-12-2010 |  | -1
1322 | AVADI | Needle destroyer / Syringe Destroyer | 00001/NEED/7 | C |  |  |  | 2003-06-18 |  | linco Scientific India Ltd. | OP | DMS |  |  |  | 0 |  |  |  | 17-12-2010 |  | -1
1323 | AVADI | Needle destroyer / Syringe Destroyer | 00001/NEED/8 | C |  |  |  | 2003-06-18 |  | linco Scientific India Ltd. | Store | DMS |  |  |  | 0 |  |  |  | 17-12-2010 |  | -1
1324 | AVADI | Needle destroyer / Syringe Destroyer | 00001/NEED/9 | C |  |  |  | 2003-06-18 |  | linco Scientific India Ltd. | Store | DMS |  |  |  | 0 |  |  |  | 17-12-2010 |  | -1
1325 | AVADI | Printer | 00001/PRINT/1 | C | Laser |  |  | 2009-04-03 |  | Lipi Data Systems Ltd.~ | Computer room | TNHSP |  |  |  | 0 |  |  |  | 17-12-2010 |  | -1
1326 | AVADI | UPS | 00001/UPS/1 | C |  |  |  | 2009-04-24 |  | RK Tech Hard soft Pvt Ltd | Computer room | TNHSP |  |  |  | 0 |  |  |  | 17-12-2010 |  | -1
1327 | AVADI | B.P.apparatus stand model | 00001/BPAS/6 | C | Stand |  |  | 2008-06-12 |  | Jupiter Manufacturing Works | Store | TNHSP |  |  |  | 0 |  |  |  | 17-12-2010 |  | -1
1328 | AVADI | Weighing Machine Electronic | 00001/WME/1 | C | Electronic |  |  | 2009-01-22 |  | Suriya Surgical | Store | DMS |  |  |  | 0 |  |  |  | 17-12-2010 |  | -1
1329 | AVADI | Formaline dispenser | 00001/FORD/1 | C |  |  |  | 2003-11-19 |  | South India Surgicals | Store | DMS |  |  |  | 0 |  |  |  | 17-12-2010 |  | -1
1330 | AVADI | B.P.apparatus stand model | 00001/BPAS/7 | C | Stand |  |  | 2008-06-12 |  | Jupiter Manufacturing Works | Store | TNHSP |  |  |  | 0 |  |  |  | 17-12-2010 |  | -1
1331 | AVADI | ECG machine computerized | 00001/ECGC/1 | B | Computerised |  |  | 2008-11-21 |  | Madras Surgical andamp; Chemicals | Scan Room | TNHSP |  |  |  | 0 |  |  | Madras Surgicals andamp; Chemicals | 17-12-2010 |  | -1
1332 | AVADI | Boyles apparatus with out Circle Abosrber | 00001/BAOCA/1 | B |  |  |  | 2008-12-11 |  | Solocraft Industries | OT | TNHSP |  |  |  | 0 |  |  | Solocraft Industries | 17-12-2010 |  | -1
1333 | AVADI | Auto Clave HP Vertical (2 bin) | 00001/ACV2/6 | C | 12"x20" |  |  | 2009-10-29 |  | GH - Thiruvallur | OT |  |  |  |  | 0 |  |  |  | 14-2-2012 |  | -1
1334 | AVADI | Suction Apparatus - Electrical | 00001/SAEL/4 | C |  |  |  | 2009-02-16 |  | Vishal Hospital | Female Ward | TNHSP | TNHSP/TNMSC/B3E8/2008 |  | 2010-02-15 | 0 |  |  |  | 14-2-2012 |  | -1
1335 | AVADI | Suction Apparatus - Electrical | 00001/SAEL/7 | C |  |  |  | 2009-02-16 | Vishal Hospital |  | Store | TNHSP | TNHSP/TNMSC/B3E8/2008 |  | 2010-02-15 | 0 |  |  |  | 17-2-2012 |  | -1
1336 | AVADI | Suction Apparatus - Electrical | 00001/SAEL/8 | C |  |  |  | 2009-02-16 |  |  | Store | TNHSP | TNHSP/TNMSC/B3E8/2008 |  | 2009-02-16 | 0 |  |  |  | 17-2-2012 |  | -1
1337 | AVADI | Suction Apparatus - Electrical | 00001/SAEL/9 | C |  |  |  | 2009-02-16 |  | vishal Hospital | Male Ward | TNHSP | TNHSP/TNMSC/B3E8/2008 |  | 2010-02-15 | 0 |  |  |  | 17-2-2012 |  | -1
1338 | AVADI | Suction Apparatus - Electrical | 00001/SAEL/10 | C |  |  |  | 2009-02-16 |  | Vishal Hospital | Anti Natal Clinic | TNHSP | TNHSP/TNMSC/B3E8/2008 |  | 2010-02-15 | 0 |  |  |  | 17-2-2012 |  | -1
1339 | AVADI | Suction Apparatus - Electrical | 00001/SAEL/11 | C |  |  |  | 2009-02-16 |  | Vishal Hospital | Store | TNHSP | TNHSP/TNMSC/B3E8/2008 |  | 2009-02-16 | 0 |  |  |  | 17-2-2012 |  | -1
1340 | AVADI | Suction Apparatus - Electrical | 00001/SAHV/2 | C |  |  |  | 2010-02-16 |  | Vishal Hospital | OT | TNHSP | TNHSP/TNMSC/B3E8/2008 |  | 2010-02-15 | 0 |  |  |  | 14-2-2012 |  | -1
1341 | AVADI | Suction Apparatus - Electrical | 00001/SAEL/6 | C |  |  |  | 2010-02-16 |  | Vishal Hospital | OT | TNHSP | TNHSP/TNMSC/B3E8/2008 |  | 2010-02-15 | 0 |  |  |  | 14-2-2012 |  | -1
1342 | AVADI | Foetal Monitor | 00001/FAMON/1 | B |  |  |  | 2003-08-25 |  | Associated Surgicals | Store | DMS |  |  |  | 0 |  |  |  | 17-12-2010 |  | -1
1343 | AVADI | Radiant Warmer | 00001/RAWR/1 | C | Phoenix |  |  | 2008-07-11 |  | Datex Ohemada | L W | TNHSP |  |  |  | 0 |  |  |  | 17-12-2010 |  | -1
1344 | AVADI | Weighing machine adult | 00001/WTMA/1 | C | Adult | [5 empty] | OP |  |  |  |  | 0 |  |  |  | 17-12-2010 |  | -1
1345 | AVADI | Weighing machine adult | 00001/WTMA/2 | C | [6 empty] | OP |  |  |  |  | 0 |  |  |  | 17-12-2010 |  | -1
1346 | AVADI | Weighing machine infant | 00001/WTMB/1 | C | Baby |  |  | 2008-10-13 |  | Jupiter Manufacturing Works | Store | TNHSP |  |  |  | 0 |  |  |  | 17-12-2010 |  | -1
1347 | AVADI | Weighing machine infant | 00001/WTMB/2 | C | Baby |  |  | 2008-10-13 |  | Jupiter Manufacturing Works | Store | TNHSP |  |  |  | 0 |  |  |  | 17-12-2010 |  | -1
1348 | AVADI | Weighing machine infant | 00001/WTMB/3 | C | Baby |  |  | 2008-10-13 |  | Jupiter Manufacturing Works | Store | TNHSP |  |  |  | 0 |  |  |  | 17-12-2010 |  | -1
1349 | MADHAVARAM | Inverter | 00003/INV/1 | C |  |  |  | 2007-11-07 |  | victory power system | OT |  |  | 2007-11-07 |  | 13000 | NO AMC |  |  | 30-3-2012 |  | -1
1350 | GUMMIDIPOONDI | Refrigerator | 00002/REFR/1 | C | Electorlux |  |  | 2007-12-28 |  | Davey Pharma | OP | TNHSP |  |  | 2008-12-27 | 0 | AMC | 2011-02-28 | Davey Pharma | 17-12-2010 |  | -1
1351 | GUMMIDIPOONDI | Operation Table Hydraulic Major | 00002/TAMA/2 | B2 | Jupiter 205 |  |  | 2008-10-02 |  | Jupitor Manufacturing Works | OT | TNHSP |  |  | 2009-10-01 | 0 | AMC | 2011-02-28 | Jupitor Manufacturing Works | 17-12-2010 |  | -1
1352 | GUMMIDIPOONDI | Boyles apparatus with out Ventilator | 00002/BAOCA/1 | B | Compact |  |  | 2008-12-01 | L andamp; T | L andamp;T | OT | TNHSP |  |  | 2009-11-30 | 0 | AMC | 2011-02-28 | L andamp; T | 17-12-2010 |  | -1
1353 | MADHAVARAM | Hematology analyser | 00003/HEMA/1 | B1 | kx-21 | sr.no.a3411 |  | 2014-03-18 | transasia bio-medicals ltd |  |  | TNMSC | 78217/sandamp;p/1/2013 dt.10.03.2014 |  |  | 0 | AMC |  |  | 2014-12-06 |  | -1
1354 | MADHAVARAM | Foetal Doppler | 00003/FDOP/2 | C | A100H | A100H |  | 2014-05-16 | MEDI WAVES INC | MEDI WAVES INC | LABOUR WARD | TNMSC | 17240/TNMSC/ENGG/2014-15dt.16.05.2014 | 2014-09-26 | 2016-09-26 | 4650 | AMC |  |  | 2014-12-12 |  | -1
1355 | MADHAVARAM | Cardiac Monitor | 00003/EBSM/1 | C | Microman Nxt |  |  | 2008-02-01 |  | Larsen andamp; Toubro Limited | OT | TNHSP |  |  |  | 0 | AMC | 2011-02-28 | Larsen andamp; Toubro Limited | 17-12-2010 |  | -1
1356 | MADHAVARAM | Boyles apparatus with out Circle Abosrber | 00003/BAOCA/1 | B | Compact |  |  | 2008-01-21 | Larsen andamp; Toubro Limited | Larsen andamp; Toubro Limited | OT | TNHSP |  |  | 2009-01-20 | 0 | AMC | 2011-02-28 | Larsen andamp; Toubro Limited | 17-12-2010 |  | -1
1357 | MADHAVARAM | Auto Clave HP Vertical (2 bin) | 00003/ACV2/7 | C |  |  |  | 2009-10-28 |  | Transfer from Thiruvallur GH | [5 empty] | 0 | AMC |  |  | 31-3-2012 |  | -1
1358 | MADHAVARAM | Baby Incubators | 00003/BINC/1 | C | 3010R |  |  | 2008-10-06 |  | Madras Surgicals andamp; Chemicals | Ward | TNHSP | TNHSP/TNMSC/P2E3/2007 dt 11/09/2007 |  | 2009-10-05 | 47880 | AMC | 2011-02-28 | Madras Surgicals andamp; Chemicals | 17-12-2010 |  | -1
1359 | PALLIPATTU | ECG machine computerized | 00004/ECGC/1 | B | EDAN | 309035-M118017 100 80 |  | 2011-10-14 |  | Madras Surgicals andamp; Chemicals | X - Ray Room | TNHSP | TNHSP/TNMSC/ENGG/AG27/2011 dt 04/07/11 |  | 2012-10-13 | 0 | AMC |  |  | 15-12-2011 |  | -1
1360 | PAZHAVARKADU | Operation Table Hydraulic Major | 00005/TAMA/1 | B2 | Jupiter 205 |  |  |  |  | Jupiter Manufacturing Works |  |  |  |  | 2011-02-28 | 0 | AMC | 2011-02-28 | Jupiter Manufacturing Works | 22-12-2010 |  | -1
1361 | PAZHAVARKADU | Electric Calorimeter | 00005/CALO/1 | C |  | 802085 |  |  | Beacon Diacognastic Pvt. Ltd |  | Lab |  |  |  |  | 0 | AMC |  |  | 25-9-2013 |  | -1
1362 | PAZHAVARKADU | ECG machine computerized | 00005/ECGC/1 | B | Edan SE 300 | SE300B5A020702572 |  | 2008-11-02 |  | Madras Surgicals and Chemicals | Ward | TNHSP | TNHSP/TNMSC/P2E12/2007-2 | 2008-02-11 | 2009-11-01 | 47580 | AMC | 2011-02-28 | Madras Surgicals and Chemicals | 17-12-2010 |  | -1
1363 | PAZHAVARKADU | Refrigerator | 00005/REFR/1 | C | Electrolux |  |  | 2007-12-29 |  | Davey Pharma | Store | TNHSP |  |  | 2008-12-28 | 0 | AMC | 2011-02-28 | Davey Pharma | 17-12-2010 |  | -1
1364 | PAZHAVARKADU | Suction Apparatus - Electrical | 00005/SAEL/1 | C | 7A 230 |  |  | 2008-02-14 |  | Vin Bio Tech | OT | TNHSP | TNHSP/TNMSC/P2E18/2007 | 2008-02-14 | 2009-02-13 | 4148 | AMC |  |  | 17-12-2010 |  | -1
1365 | PAZHAVARKADU | Shadowless Lamp stand model | 00005/MOLT/2 | B |  |  |  | 2008-02-02 |  | JUPITOR MANUFACTURING WORKS | MAIN STORE | TNMSC | TNHSP/TNMSC/P2E17/2007 | 2008-02-02 |  | 13220 | AMC |  | JUPITOR MANUFACTURING WORKS | 24-9-2012 |  | -1
1366 | PODADDURPET | Foetal Doppler | 00006/FDOP/1 | C | A100H | 1093 |  | 2014-09-19 | AEON TECHNOLOGY P. LTD. | MEDI WAVES INC. | LABOUR WARD | TNMSC | 17240/TNMSC/ENGG/2014-15 DATE-16.05.2014 | 2014-08-07 | 2017-08-19 | 9300 | AMC |  |  | 2014-03-10 |  | -1
1367 | PODADDURPET | Binocular Mircroscope | 00006/BIMS/1 | B2 | BDI-13A | 22498 |  | 2014-01-07 |  | SOLOKRAFTS INDUSTRIES | LABORATORY | TNMSC | TNHSP/TNMSC/AG87G/2013~2210~2013 | 2014-01-02 | 2015-01-02 | 18600 | AMC |  |  | 2014-03-10 |  | -1
1368 | PODADDURPET | Refrigerator | 00006/REFR/1 | C | 170 Ltr | 925040046 |  | 2007-12-23 | ELECTROLEX | Davey Pharma andamp; Surgical | OP | TNHSP | TNHSP/TNMSC/ENGG/P2G5/2007-17.09.2007 | 2007-12-23 | 2008-12-22 | 10816 | AMC | 2011-02-28 | Davey Pharma | 17-12-2010 |  | -1
1369 | PODADDURPET | Baby Incubators | 00006/BINC/1 | C | 3010R | 6/BINC/1 |  | 2007-11-29 | Nice Neo Tech | Madras Surgicals andamp; Chemicals | transfered to thiruvallur GH | TNHSP | TNHSP/TNMSC/ENGG/P2E3/2007-11.09.2007 | 2007-11-29 | 2008-11-28 | 47880 | AMC | 2011-02-28 | Madras Surgicals andamp; | 17-12-2010 |  | -1
1370 | PODADDURPET | Radiant Warmer | 00006/RAWR/1 | C | Nice 2007S | 711866 |  | 2007-11-29 |  | Madras Surgicals andamp; Chemicals | L W | TNHSP | TNHSP/TNMSC/ENGG/P2E3/2007-11.09.2007 | 2007-11-29 | 2008-12-05 | 18387 | AMC | 2011-02-28 | Madras Surgicals andamp; Chemicals | 17-12-2010 |  | -1
1371 | PONNERI | B.P.apparatus table model | 00007/BPAT/22 | C |  |  |  |  | DIAMOND | DELIGHT SURGICALS | NCD CLINIC | OTHERS |  |  |  | 2450 | AMC |  |  | 23-2-2015 |  | -1
1372 | PONNERI | Binocular Mircroscope | 00007/BIMS/8 | B2 | BDI13A | BDI/13A |  | 2014-01-02 | BDI INSTRUMENTATION INDIA | SOLOKRAFTS INDUSTRIES | LABORATORY | TNHSP | TNHSP/TNMSC/AG87C/2013-22102013 | 2014-03-05 |  | 18600 | AMC |  |  | 23-2-2015 |  | -1
1373 | PONNERI | Pulse Oximeter | 00007/SPO2/7 | B2 | RAD8 | M73835 |  | 2014-05-30 | GRACE MFG andamp; TRADING andamp; CO | GRACE MFG andamp; TRADING andamp; CO | OPERATION THEATRE | TNMSC | RCH-II/TNMSC/ENGGE67/2014 | 2014-05-30 |  | 68968 | AMC |  |  | 23-2-2015 |  | -1
1374 | PONNERI | Multi Para Monitor | 00007/MPM/1 | B2 | G3D | G3D |  | 2014-07-10 | GENERAL MEDI TECH INC CHINA | TRANS HEALTH CARE | STORE | TNMSC | 17240/TNMSC/ENGG2014-3 | 2014-07-10 |  | 189000 | AMC |  |  | 23-2-2015 |  | -1
1375 | PONNERI | Mortuary Coller | 00007/MRCL/1 | B2 | 2-BODY RACK |  |  | 2014-07-21 | eakcon systems pvt Ltd | EAKCON SYSTEMS PVT.LTD | MO | TNMSC | 42083(R)/TNMSC/ENGG/2013 | 2014-07-21 |  | 290000 | AMC |  |  | 21-2-2015 |  | -1
1376 | PONNERI | Infant Warmer / Neonatal Warmer/Infant Open Care system | 00007/IFW/1 | B2 | NIce 2007S Male NIce Neotech |  |  | 2015-02-06 | NIce Neotech | Madras Surgicals andamp; Chemicals | NIccu | TNMSC | 114/TNMSC/ENGG/2013-1 | 2015-02-06 |  | 56600 | AMC |  |  | 21-2-2015 |  | -1
1377 | PONNERI | Infusion pump | 00007/INPM/2 | C | JMS - OT 701 |  |  | 2007-11-09 |  | South India Surgicals | L W | TNHSP |  |  | 2008-11-08 | 0 | AMC | 2011-06-30 | South India Surgicals | 17-12-2010 |  | -1
1378 | PONNERI | Baby Incubator | 00007/undefined/1 |  | 3010R |  |  | 2008-02-02 |  | Madras surgicals And Chemicals |  | TNHSP |  |  |  | 49795 | AMC |  | Madras surgicals and Chemicals | 22-12-2010 |  | -1
1379 | PONNERI | Cardiac Monitor with defibrillator | 00007/DEFI/1 | C |  | US00452241 |  | 2007-12-29 |  | Madras Surgical andamp; Chemicals | OT | TNHSP | TNHSP/TNMSC/P2E12/2007-1/ 20.11.07 | 2007-12-29 | 2008-12-28 | 176633 | AMC | 2011-02-28 | Madras Surgicals | 17-12-2010 |  | -1
1380 | PONNERI | Cardiac Monitor | 00007/EBSM/1 | C | Microman Nxt | X07T0124 |  | 2008-01-24 | Larsen andamp; Toubro Limited | Larsen andamp; Toubro Limited | OT | TNHSP | TNHSP/TNMSC/P2E9/2007/11.09.07 | 2008-01-24 | 2009-01-24 | 27810 | AMC | 2011-02-28 | L | 17-12-2010 |  | -1
1381 | PONNERI | ECG machine computerized | 00007/ECGC/1 | B | EDAN SE 300 | SE300B5A0207C2590 |  | 2008-01-24 |  | Madras Surgical andamp; Chemicals | X - Ray Dept | TNHSP | TNHSP/TNMSC/P2E12/2007-2 / 28.11.07 | 2008-01-24 | 2009-01-23 | 47580 | AMC | 2011-02-28 | Madras Surgicals andamp; Chemicals | 17-12-2010 |  | -1
1382 | PONNERI | Infusion pump | 00007/INPM/3 | C | JMS - OT 701 | 15558 |  | 2007-09-11 |  | South India Surgicals | OT | TNHSP | TNHSP/TNMSC/P2E16/2007 Dt. 16/07/07 | 2007-09-11 | 2008-09-10 | 49750 | AMC | 2011-06-30 | South India Surgical | 17-12-2010 |  | -1
1383 | PONNERI | Pulse Oximeter | 00007/SPO2/2 | B | Stellar - P | S07P25157 |  | 2008-01-24 | Larsen andamp; Toubro Limited | Larsen andamp; Toubro Limited | OT | TNHSP | TNHSP/TNMSC/P2E9/2007/11.09.07 | 2008-01-24 | 2011-01-23 | 34763 | AMC | 2011-02-28 | Landamp;T | 17-12-2010 |  | -1
1384 | PONNERI | Refrigerator | 00007/REFR/2 | C | Electrolux | 74509640 |  | 2007-12-28 |  | Davey Pharma | LAB | TNHSP | TNMSC/TNHSP/P2G5/2007/17.09.07 | 2007-12-28 | 2008-12-27 | 10816 | AMC | 2011-02-28 | Davey Pharma | 17-12-2010 |  | -1
1385 | PONNERI | Refrigerator | 00007/REFR/3 | C | Electrolux | 74509642 |  | 2007-12-28 |  | Davey Pharma | OT | TNHSP | TNMSC/TNHSP/P2G5/2007/17.09.07 | 2007-12-28 | 2008-12-27 | 10816 | AMC | 2011-02-28 | Davey Pharma | 17-12-2010 |  | -1
1386 | PONNERI | Semi auto analyser | 00007/SEAA/3 | B2 | Pretest Touch | AT021080 |  | 2007-10-17 |  | Robonic India Pvt. Ltd | LAB | TNHSP |  | 2007-10-17 | 2008-10-16 | 69422 | AMC | 2011-02-28 | Robonik | 17-12-2010 |  | -1
1387 | PONNERI | Operation Table Hydraulic Major | 00007/TAMA/3 | B2 | Jupiter 205 | 00007/TAMA/3 |  | 2008-02-09 | Jupiter Manufacturing Works | Jupiter Manufacturing Works | OT | TNHSP | TNHSP/TNMSC/P2E6/2007/11.09.07 | 2008-02-09 | 2009-02-08 | 55120 | AMC | 2011-02-28 | Jupiter Manufacturing Works | 17-12-2010 |  | -1
1388 | PONNERI | Operation Table Hydraulic Major | 00007/TAMA/4 | B2 | Jupiter 205 | 00007/TAMA/4 |  | 2008-02-09 | Jupiter Manufcturing Works | Jupiter Manufacturing Works | OT | TNHSP | TNHSP/TNMSC/P2E6/2007/11.09.07 | 2008-02-09 | 2009-02-08 | 55120 | AMC | 2011-02-28 | Jupiter Manufacturing Works | 17-12-2010 |  | -1
1389 | PONNERI | Operation Table Hydraulic Major | 00007/TAMA/5 | B2 | Jupier 205 |  |  | 2008-07-12 | Jupiter Manufacturing Works | Jupiter Manufacturing Works | OT | TNHSP |  |  | 2009-07-11 | 0 | AMC | 2011-02-28 | Jupiter Manufcturing Works | 17-12-2010 |  | -1
1390 | PONNERI | Generator | 00007/GEN/1 | C | EXK 2800S | 925432 ~ C0705913 |  | 2007-08-09 | Honda | Fermier Engineers (P) Ltd. | OT | TNHSP | TNHSP/TNMSC/ENGG/P206/2007 Dt18.07.07 | 2007-08-09 | 2008-09-08 | 50626 | AMC | 2011-02-28 | Fermier | 17-12-2010 |  | -1
1391 | PONNERI | Boyles apparatus with Ventilator | 00007/VEN/1 | B | COMPACT AC20 | AC-2-1207-007 |  | 2008-01-24 | Lansen andamp; Toubro Limited | Lansen andamp; Toubro Limited | OT | TNHSP | TNHSP/TNMSC/P2E2/2007-08/13.06.07 | 2008-01-24 | 2009-01-23 | 292520 | AMC | 2011-02-28 | L andamp; T | 17-12-2010 |  | -1
1392 | PONNERI | Focus lamp Ordinary | 00007/FOLP/2 | C |  |  |  | 2011-01-08 |  | General Surgical Co (I) Pvt. Ltd. | L W | RCH | RCH-II/TNMSC/ENGG/4538/2010 dt 06/10/10 | 2011-01-10 | 2012-01-07 | 4750 | AMC |  |  | 16-9-2011 |  | -1
1393 | POONAMALLEE | Foetal Doppler | 00008/FDOP/1 | C | A100H | 1101 |  | 2014-09-20 | Medi Waves Inc | Medi Waves Inc | OT | TNMSC | 17240/TNMSC/ENGG/2014-15 | 2014-09-20 | 2015-09-19 | 4650 | AMC |  |  | 25-9-2014 |  | -1
1394 | PONNERI | Baby Incubators | 00007/BINC/1 | C | 3010R | 8010968 |  | 2008-02-01 | Nice Neo Tech | Madras Surgical andamp; Chemicals | L W | TNHSP | TNHSP/TNMSC/P2E3/2007/11.09.07 | 2008-02-01 | 2009-01-31 | 49795 | AMC | 2011-02-28 | Madras Surgical andamp; Chemicals | 17-12-2010 |  | -1
1395 | PONNERI | Baby Incubators | 00007/BINC/2 | C | 3010R | 8010969 |  | 2008-02-01 |  | Madras Surgicals andamp; Chemicals | Store | TNHSP | TNHSP/TNMSC/P2E3/2007/11.09.07 | 2008-02-01 | 2009-01-31 | 49795 | AMC | 2011-02-28 | Madras Surgicals andamp; Chemicals | 17-12-2010 |  | -1
1396 | PONNERI | Phototherapy Unit | 00007/PHTU/1 | C | Nice Neo Tech | 711922 |  | 2008-02-01 |  | Madras Surgical andamp; Chemicals | L W | TNHSP | TNHSP/TNMSC/P2E10/2007/18.09.07 | 2008-02-01 | 2009-01-31 | 10670 | AMC | 2011-02-28 | Madras Surgicals | 17-12-2010 |  | -1
1397 | PONNERI | Phototherapy Unit | 00007/PHTU/2 | C | Nice Neo Tech | 711925 |  | 2008-02-01 |  | Madras Surgical andamp; Chemicals | Store | TNHSP | TNHSP/TNMSC/P2E10/2007/18.09.07 | 2008-02-01 | 2009-01-31 | 10670 | AMC | 2011-02-28 | Madras Surgicals andamp; Chemicals | 17-12-2010 |  | -1
1398 | PONNERI | Radiant Warmer | 00007/RAWR/1 | C | Nice 2007S | 7121332 |  | 2008-02-01 | Nice Neo Tech | Madras Surgical andamp; Chemicals | L W | TNHSP | TNHSP/TNMSC/P2E10/2007/18.09.07 | 2008-02-01 | 2009-02-01 | 18387 | AMC | 2011-02-28 | Madras Surgicals andamp; Chemicals | 17-12-2010 |  | -1
1399 | PONNERI | Radiant Warmer | 00007/RAWR/2 | C | Nice 2007S | 7121315 |  | 2008-02-01 | Nice Neo Tech | Madras Surgical andamp; Chemicals | L W | TNHSP | TNHSP/TNMSC/P2E10/2007/18.09.07 | 2008-02-01 | 2009-01-31 | 18387 | AMC | 2011-02-28 | Madras Surgicals | 17-12-2010 |  | -1
1400 | POONAMALLEE | Mannual Colposcope | 00008/CALPM/1 | C | ARI II - ID |  |  | 2013-03-10 | Ari Technology (Group) Co. Ltd.~ | South India Surgicals Co. Ltd. | L W | TNHSP | TNHSP/TNMSC/ENGG/AG30/2011 dt 21/04/2012 | 2013-03-19 | 2014-03-18 | 130000 | AMC |  | South India Surgical Co. Ltd. | 2013-09-04 |  | -1
1401 | POONAMALLEE | Pulse Oximeter | 00008/SPO2/2 | B2 | RAD-8 | M73843 |  | 2014-06-16 | Masimo Corporation | GRACE MFG.andamp;TRADING CO.(DELHI) | OT | RCH | RCH-II/TNMSC/ENGG/E67/2014Dt 05.03.14 | 2014-06-16 | 2019-06-15 | 68968 | AMC |  |  | 28-6-2014 |  | -1
1402 | POONAMALLEE | PH meter | 00008/PHMT/1 | C | RPA/GR710ANPN MAR 24-2014 | 1255 |  | 2014-05-30 |  |  | STORE | TNHSP |  |  |  | 57353 | AMC |  |  | 2014-05-07 |  | -1
1403 | POONAMALLEE | Automated Cell Counter | 00008/BCC/1 | B2 | XP100AdvanceVersion OfKX21 | A3408 |  | 2014-03-21 | TRANSASIA | TRANSASIA | LAB | DMS | 78217/Sandamp;P/1/2013 | 2014-03-21 | 2014-05-20 | 385319 | AMC |  |  | 2014-05-07 |  | -1
1404 | POONAMALLEE | Multi Para Monitor | 00008/MPM/1 | B2 | G3D | G3DL60152 |  | 2014-07-12 | GENERAL MEDITECH INC CHINA | TRANS HEALTH CARE INDIA PRIVATE LIMITED | OT | TNMSC | 17240/TNMSC/ENGG/2014-3DT-16/05/2014 | 2014-07-12 | 2014-06-26 | 60000 | AMC |  |  | 2014-01-09 |  | -1
1405 | POONAMALLEE | Boyles apparatus with out Ventilator | 00008/VEN/1 | B | Compact AC 20 |  |  | 2008-01-07 | Larsen andamp; Toubro Limited | Larsen andamp; Toubro Limited | OT | TNHSP | TNHSP/TNMSC/P2E2/2007 dt 13/06/2007 |  | 2009-01-06 | 98000 | AMC | 2011-02-28 | Larsen andamp; Toubro Limited | 17-12-2010 |  | -1
1406 | POONAMALLEE | Foetal Monitor | 00008/FAMON/1 | B |  |  |  | 2003-09-24 |  |  | Ward | DMS | 45036/sps/1/2003 12/06/2003 |  | 2013-09-23 | 0 | AMC |  |  | 17-12-2010 |  | -1
1407 | THIRUVALLUR | Pulse Oximeter | 00009/SPO2/16 | B2 | INNOAVA 10 CIR | C I 1302 B J 22 |  | 2013-03-04 | Concept Integrations (I) Pvt Ltd. | Concept Integrations (I) Pvt Ltd. | Casuality | TNHSP | TNHSP/TNMSC/AG14/2012 Dt-21/11/2012 | 2013-03-07 | 2013-03-06 | 56000 | AMC |  | Concept Integrations (I) Pvt Ltd. | 2013-04-03 |  | -1
1408 | THIRUVALLUR | Pulse Oximeter | 00009/SPO2/17 | B2 | INNOAVA 10 CIR | C I 1302 B J 21 |  | 2013-03-04 | Concept Integrations (I) Pvt Ltd. | Concept Integrations (I) Pvt Ltd. | I C U | TNHSP | TNMSC/TNHSP/AG14/2012 Dt-21/11/2012 | 2013-03-07 | 2014-03-06 | 56000 | AMC |  | Concept Integrations (I) Pvt Ltd. | 2013-04-03 |  | -1
1409 | THIRUVALLUR | Laparoscope operating major with accessories | 00009/LAPO/1 | B1 |  |  |  | 2013-04-02 | KARL STORZ GERMAN MAKE | M/S Vishal Surgical Equipment Co Pvt Ltd. | M O T | TNMSC | 9907/TNMSC/ENGG/2012/18/02/2012 | 2013-04-02 | 2016-04-01 | 1388153 | AMC |  | M/S Vishal Surgical Equipment Co Pvt Ltd. | 2013-02-04 |  | -1
1410 | THIRUVALLUR | Dental X ray machine | 00009/DXRM/1 | C |  |  |  | 2011-03-29 | CONFIDENT DENTAL EQUIPMENTS | CONFIDENT DENTAL EQUIPMENTS | DENTAL OP | DMS | 19388-A/Sandamp;P/1/2011Dt -24.3.2011 | 2011-04-06 |  | 77429 | AMC |  |  | 20-4-2011 |  | -1
1411 | THIRUVALLUR | Colposcope | 00009/CALS/4 | B2 | AR1 11-1D |  |  | 2012-09-06 | M/S AR1 Technology (Group) Co Ltd | M/S South India surgicals | Gynae Op | TNHSP | TNHSP/TNMSC/GNGG/AG30/2011 Dt-21/04/2012 | 2012-09-28 | 2013-09-27 | 130000 | AMC |  |  | 26-4-2013 |  | -1
1412 | THIRUVALLUR | Endo Trolley | 00009/ENDT/1 | B2 | E-30 |  |  | 2013-04-26 | M/s Velson Controls | M/s Velson Controls | E-OT | TNMSC | 1549/TNMSC/ENGG/2012Dt-04/03/2013 | 2013-04-29 |  | 6500 | AMC |  |  | 13-5-2013 |  | -1
1413 | THIRUVALLUR | Upper GI endoscope with video facility | 00009/UGI/1 | B2 | Olympus | 1200281 |  | 2013-04-29 | Olympus | M/S Health Ware | E OT | TNMSC | 1549/TNMSC/ENGG/2012DT-04/03/2013 | 2013-04-29 | 2016-04-28 | 727658 | AMC |  |  | 29-4-2013 |  | -1
1414 | THIRUVALLUR | Digital radiography system | 00009/DRS/1 | A | Nova F.A | 12041057 |  | 2012-06-06 | M/s Prognosys Medical Systems Pvt ltd. | M/s Prognosys Medical Systems Pvt ltd. | X-Ray Dept | TNHSP | TNHSP/TNMSC/ENGG/AG9/2010~dt-11/01/2012 | 2013-02-18 |  | 0 | AMC |  |  | 17-5-2013 |  | -1
1415 | THIRUVALLUR | Ventilators (Paediatrics) | 00009/VENP/4 | B | NCPAP | 1030 |  | 2011-01-06 |  | PHOENIX MEDICAL SYSTEMS | NICU | RCH | RCH-2/TNMSC/ENGG/E37/2010-5Dt-30/07/2010 |  |  | 120053 | AMC |  |  | 2011-01-02 |  | -1
1416 | THIRUVALLUR | Anaesthesia Machine | 00009/undefined/1 | [6 empty] | Madras Surgicals And Chemicals | O T |  | 2397/TNMSC/ENGG/2009-1 Dt;12.03.2009 |  |  | 0 | AMC |  |  | 22-12-2010 |  | -1
1417 | THIRUVALLUR | Pulse Oximeter | 00009/SPO2/6 | B |  |  |  | 2007-01-27 |  | Silicon Labs | OT | TNHSP | TNHSP/TNMSC/ENGG/CE9/2006Dt;25.10.2006 |  |  | 18500 | AMC | 2011-01-31 | M/S SILICON LABS~NO;21~KAMBAR STREET~EAST TAMBARAM~CHENNAI-59. | 17-12-2010 |  | -1
1418 | THIRUVALLUR | Pulse Oximeter | 00009/SPO2/7 | B |  |  |  | 2007-01-27 |  | Silicon Labs | L.W | TNHSP | TNHSP/TNMSC/ENGG/CE9/2006Dt-25/10/2006 |  |  | 18500 | AMC | 2011-01-31 | M/S SILICON LABS~CHENNAI-59 | 17-12-2010 |  | -1
1419 | THIRUVALLUR | Refrigerator | 00009/REFR/4 | C |  |  |  | 2007-12-28 |  | Devay Farma | Store | TNHSP | TNHSP/TNMSC/P2G5/2007Dt-17.9.2007 |  |  | 10400 | AMC | 2011-02-28 | M/S Davey Pharma andamp; Surgicals~No-14-Kesava Iyer Street~1st Floor~Park Town~Chennai-3. | 17-12-2010 |  | -1
1420 | THIRUVALLUR | Phototherphy unit | 00009/undefined/1 |  | 4000CFL |  |  | 2007-02-20 |  | Madras Surgicals And Chemicals | NBW | TNHSP | TNHSP/TNMSC/ENGG/CE8/2006Dt-25.10.2006 |  |  | 0 | AMC | 2011-01-31 | MADRAS SURGICALS AND CHEMICALS~CHENNAI-42 | 21-12-2010 |  | -1
1421 | THIRUVALLUR | Operation Table Hydraulic | 00009/undefined/1 |  |  |  |  | 2007-01-18 |  | Reliance Instruments |  | TNHSP | TNHSP/TNMSC/ENGG/CE6/2006/25.10.2006 |  |  | 0 | AMC |  | M/s Reliance INstruments Corporation~Chennai-40 | 21-12-2010 |  | -1
1422 | THIRUVALLUR | Radiant Warmer | 00009/undefined/1 |  | Nice2007S |  |  | 2007-11-28 |  | Madras Surgicals And Chemicals |  | TNHSP | TNHSP/TNMSC/P2E10/2007/19.9.2007 |  |  | 17180 | AMC | 2011-01-31 | Madras Surgicals And Chemicals | 21-12-2010 |  | -1
1423 | THIRUVALLUR | Anesthesia Machine With Ventilator | 00009/undefined/1 |  |  |  |  | 2007-10-17 |  |  | OT | TNHSP | TNHSP/TNMSC/ICB/ICE/2007/Dt;27.06.2007 | 2007-10-17 |  | 0 | AMC | 2011-01-31 | L | 21-12-2010 |  | -1
1424 | THIRUVALLUR | Double Puncture Laproscope | 00009/undefined/1 |  | KARLSTOZ |  |  | 2007-11-05 |  | Vishal Surgical Equipments Pvt Ltd. |  | TNHSP | TNHSP/TNMSC/ICB/CE2/2006~Dt;12.12.2006 |  |  | 0 | AMC | 2011-01-30 | Vishal Surgical Equipments Pvt Ltd~Chennai-2 | 20-12-2010 |  | -1
1425 | THIRUVALLUR | Defibrillator | 00009/undefined/1 |  | TEC5521K | TEC5521K |  | 2007-02-02 |  | Trivitron Medical Systems Pvt Ltd~Chennai-18 | I C U | TNHSP | TNHSP/TNMSC/ENGG/CE7/2006/Dt;25.10.2006 |  |  | 145880 | AMC | 2011-01-31 | Trivitron Medical Systems Pvt Ltd~Chennai-18. | 20-12-2010 |  | -1
1426 | THIRUVALLUR | CTG Monitor | 00009/CTGM/1 | B2 |  |  |  | 2007-01-29 |  | Madras Surgicals andamp; Chemicals | L.W | TNHSP | TNHSP/TNMSC/ENGG/CE10/2006/DSt;03.11.2006 |  |  | 0 | AMC | 2011-06-30 | MADRAS SURGICAL AND CHEMICALS~CHENNAI-42 | 17-12-2010 |  | -1
1427 | THIRUVALLUR | Foetal Doppler | 00009/FAMON/2 | C | CMS 500++ |  |  | 2007-09-29 |  | Madras Surgicals And Chemicals~Chennai-42 | L.W | TNHSP | TNHSP/TNMSC/ENGG/CE10/06/03.11.2006 |  | 2008-01-29 | 0 | AMC | 2011-01-31 | Madrass surgicals and chemicals | 17-12-2010 |  | -1
1428 | THIRUVALLUR | Phototherapy Unit | 00009/PHTU/1 | C | 40000 CFL |  |  | 2007-02-20 | Nice Neo Tech | Madras Surgicals andamp; Chemicals | NBW | TNHSP |  |  | 2008-02-19 | 0 | AMC | 2011-01-31 | Madras Surgicals andamp; Chemicals | 17-12-2010 |  | -1
1429 | THIRUVALLUR | Phototherapy Unit | 00009/PHTU/2 | C | 4000 CFL |  |  | 2007-02-20 | Nice Neo Tech | Madras Surgicals andamp; Chemicals | NBW | TNHSP |  |  | 2008-02-19 | 0 | AMC | 2011-01-31 | Madras Surgicals | 17-12-2010 |  | -1
1430 | THIRUVALLUR | Phototherapy Unit | 00009/PHTU/3 | C | 4000 CFL |  |  | 2007-02-20 |  | Madras Surgicals andamp; Chemicals | NBW | TNHSP |  |  | 2008-02-19 | 0 | AMC | 2011-01-31 | Madras Surgicals andamp; Chemicals | 17-12-2010 |  | -1
1431 | THIRUVALLUR | Phototherapy Unit | 00009/PHTU/4 | C | 4000 CFL |  |  | 2007-02-20 | Nice Neo tech | Madras Surgicals andamp; Chemicals | NBW | TNHSP |  |  | 2008-02-19 | 0 | AMC | 2011-01-31 | Madras Surgicals and Chemicals | 17-12-2010 |  | -1
1432 | THIRUVALLUR | Radiant Warmer | 00009/RAWR/12 | C | 2000B |  |  | 2007-02-20 | Nice Neo Tech | Madras Surgicals andamp; Chemicals | NBW | TNHSP |  |  | 2008-02-19 | 0 | AMC | 2011-01-31 | Madras Surgicals andamp; Chemicals | 17-12-2010 |  | -1
1433 | THIRUVALLUR | Radiant Warmer | 00009/RAWR/13 | C | 2000B |  |  | 2007-02-20 | Nice Neo Tech | Madras Surgicals andamp; Chemicals | NBW | TNHSP |  |  | 2008-02-19 | 0 | AMC | 2011-01-31 | Madras Surgicals andamp; Chemicals | 17-12-2010 |  | -1
1434 | THIRUVALLUR | Radiant Warmer | 00009/RAWR/14 | C | Nice 2007S |  |  | 2007-11-28 | Nice Neo Tech | Madras Surgicals andamp; Chemicals | NBW | TNHSP |  |  | 2008-11-27 | 0 | AMC | 2011-02-28 | Madras Surgicals and Chemicals | 17-12-2010 |  | -1
1435 | THIRUVALLUR | Radiant Warmer | 00009/RAWR/15 | C | 2000B |  |  | 2007-02-20 | Nice Neo Tech | Madras Surgicals andamp; Chemicals | L.W | TNHSP |  |  | 2008-02-19 | 0 | AMC | 2011-02-28 | Madras Surgicals andamp; Chemicals | 17-12-2010 |  | -1
1436 | THIRUVALLUR | Radiant Warmer | 00009/RAWR/16 | C | 2000B |  |  | 2007-02-20 | Nice Neotech | M/S Madras Surgicals | NICU | TNHSP | TNHSP/TNMSC/ENGG/CE8/2006/25.10.2006 |  | 2008-02-19 | 0 | AMC | 2011-01-31 | M/S Madras Surgicalsandamp;Chemicals | 17-12-2010 |  | -1
1437 | TIRUTHANI | Infusion pump | 00010/INPM/3 | C | Trifusa |  |  | 2007-04-02 |  | Trivitron Medical Systems | L W | TNHSP |  |  | 2008-04-01 | 0 | AMC | 2011-01-31 | Trivitron Medical Systems | 17-12-2010 |  | -1
1438 | TIRUTHANI | Boyles apparatus with Ventilator | 00010/VEN/1 | B | Compact |  |  |  | L andamp; T | L andamp; T | [5 empty] | 0 | AMC | 2011-01-31 | L andamp; T | 17-12-2010 |  | -1
1439 | TIRUTHANI | Operation Table Hydraulic Major | 00010/TAMA/5 | B2 | Jupiter 205 |  |  |  |  | Jupiter Manufacture | [5 empty] | 0 | AMC | 2011-02-28 | Jupiter Manufacturing Works | 17-12-2010 |  | -1
1440 | TIRUTHANI | Refrigerator | 00010/REFR/5 | C | Electrolux |  |  |  |  | Davey Pharma | [5 empty] | 0 | AMC | 2011-02-28 | Davey Pharma | 17-12-2010 |  | -1
1441 | TIRUTHANI | Boyles apparatus with out Ventilator | 00010/OVEN/1 | B | Compact |  |  |  | L andamp; T | L andamp; T |  | TNHSP |  |  |  | 0 | AMC | 2011-02-28 | L andamp; T | 17-12-2010 |  | -1
1442 | TIRUTHANI | Dental Chair | 00010/DECH/3 | B2 | Alpha |  |  |  |  | S.S. Chemicals |  | TNHSP |  |  |  | 0 | AMC | 2011-02-28 | S.S. Chemicals | 17-12-2010 |  | -1
1443 | TIRUTHANI | Foetal Doppler | 00010/FDOP/3 | C | A100H | H11054175 |  | 2014-09-24 | AEON TECHNOLOGY (P) LTD | MEDI WAVES INC.B-64~ G.T. KARNAL ROAD~ INDUSTRIAL AREA~ DELHI - 110033. | LABOUR ROOM | TNMSC | 17240/TNMSC/ENGG/2014-15 DT;16.05.2014 | 2014-09-24 | 2017-09-25 | 4650 | AMC |  |  | 24-9-2014 |  | -1
1444 | TIRUTHANI | Cardiac Monitor with defibrillator | 00010/DEFI/1 | C | TEC 5521K |  |  | 2007-02-02 | Trivitron Medical Systems | Trivitron Medical Systems | Store | TNHSP |  |  | 2008-02-01 | 0 | AMC | 2011-01-31 | Trivitron Medicals | 17-12-2010 |  | -1
1445 | TIRUTHANI | Infusion pump | 00010/INPM/2 | C | Trifusa |  |  | 2007-04-02 | Trivitron Medical Systems | Trivitron Medical Systems | L W | TNHSP |  |  | 2008-04-01 | 0 | AMC | 2011-01-31 | Trivitron Medical Systems | 17-12-2010 |  | -1
1446 | TIRUTHANI | Infusion pump | 00010/INPM/3 | C | Trifusa |  |  | 2007-04-02 | Trivitron Medical Systems | Trivitron Medical Systems | L W | TNHSP |  |  | 2008-04-01 | 0 | AMC | 2011-01-31 | Trivitron Medical Systems | 17-12-2010 |  | -1
1447 | TIRUTHANI | Pulse Oximeter | 00010/SPO2/1 | B | Futura Pleth |  |  | 2007-01-27 | Silicon Labs | Silicon Labs | OT | TNHSP |  |  | 2008-01-26 | 0 | AMC | 2011-01-31 | Silicon Las | 17-12-2010 |  | -1
1448 | TIRUTHANI | Pulse Oximeter | 00010/SPO2/2 | B | Futura Pleth |  |  | 2007-01-27 | Silicon Labs | Silicon Labs | L W | TNHSP |  |  | 2008-01-26 | 0 | AMC | 2011-01-31 | Silicon Labs | 17-12-2010 |  | -1
1449 | TIRUTHANI | Ventilators (Adult) | 00010/VE/1 | B | ADVENT U |  |  | 2007-07-17 |  | Erkadi Systems | L W | TNHSP |  |  | 2008-07-16 | 0 | AMC | 2011-01-31 | Erkadi Systems | 17-12-2010 |  | -1
1450 | TIRUTHANI | Laproscope Double Puncture | 00010/LDP/1 | C | KARLStoz |  |  | 2007-04-05 |  | Vishal Surgicals | Store | TNHSP |  |  | 2008-04-04 | 0 | AMC |  | Vishal Surgicals Equipments | 17-12-2010 |  | -1
1451 | TIRUTHANI | Operation Table Hydraulic Major | 00010/TAMA/2 | B2 |  |  |  | 2007-01-18 |  | Reliance Instruments | OT | TNHSP |  |  |  | 0 | AMC | 2011-06-30 | Reliance Instruments | 17-12-2010 |  | -1
1452 | TIRUTHANI | Operation Table Hydraulic Major | 00010/TAMA/3 | B2 |  |  |  | 2007-01-18 |  | Reliance Instruments | OT | TNHSP |  |  | 2007-01-17 | 0 | AMC | 2011-06-30 | Reliance Instruments | 17-12-2010 |  | -1
1453 | TIRUTHANI | CTG Monitor | 00010/CTGM/1 | B2 | CMS 2000+4 |  |  | 2007-01-30 | Vin Bio Tech | Madras Surgicals | L W | TNHSP |  |  | 2008-01-29 | 0 | AMC | 2011-06-30 | Madras Surgicals | 17-12-2010 |  | -1
1454 | TIRUTHANI | Foetal Doppler | 00010/FDOP/1 | C | CMS 500++ |  |  | 2007-01-30 |  | Madras Surgicals | L W | TNHSP |  |  | 2008-01-29 | 0 | AMC | 2011-06-30 | Madras Surgicals | 17-12-2010 |  | -1
1455 | TIRUTHANI | Phototherapy Unit | 00010/PHTU/2 | C | 4000CEF |  |  | 2007-04-17 | Nice Neo Tech | Madras Surgicals | L W | TNHSP |  |  | 2008-04-16 | 0 | AMC | 2011-01-31 | Madras Surgicals and C hemicals | 17-12-2010 |  | -1
1456 | TIRUTHANI | Phototherapy Unit | 00010/PHTU/3 | C | 4000CEF |  |  | 2007-04-17 | Nice Neo Tech | Madras Surgicals | L W | TNHSP |  |  | 2008-04-16 | 0 | AMC | 2011-01-31 | Madras Surgicals and Chemicals | 17-12-2010 |  | -1
1457 | TIRUTHANI | Phototherapy Unit | 00010/PHTU/4 | C | 4000CEF |  |  | 2007-04-17 | Nice Neo Tech | Madras Surgicals | L W | TNHSP |  |  | 2008-04-16 | 0 | AMC |  | Madras Surgicals and Chemicals | 17-12-2010 |  | -1
1458 | TIRUTHANI | Phototherapy Unit | 00010/PHTU/5 | C | 4000CEF |  |  | 2007-04-17 | Nice Neo Tech | Madras Surgicals | L W | TNHSP |  |  | 2008-04-16 | 0 | AMC | 2011-01-31 | Madras Surgicals and Chemicals | 17-12-2010 |  | -1
1459 | TIRUTHANI | Radiant Warmer | 00010/RAWR/1 | C | 2000B |  |  | 2007-04-17 | Nice Neo Tech | Madras Surgicals | L W | TNHSP |  |  | 2008-04-16 | 0 | AMC | 2011-01-31 | Madras Surgicals and Chemicals | 17-12-2010 |  | -1
1460 | TIRUTHANI | Radiant Warmer | 00010/RAWR/2 | C | 2000B |  |  | 2007-04-17 | Nice Neo Tech | Madras Surgicals | L W | TNHSP |  |  | 2008-04-16 | 0 | AMC | 2011-01-31 | Madras Surgicals and Chemicals | 17-12-2010 |  | -1
1461 | TIRUTHANI | Radiant Warmer | 00010/RAWR/3 | C | 2000B |  |  | 2007-04-17 | Nice Neo Tech | Madras Surgicals | L W | TNHSP |  |  | 2008-04-16 | 0 | AMC | 2011-01-31 | Madras Surgicals and Chemicals | 17-12-2010 |  | -1
1462 | TIRUTHANI | Radiant Warmer | 00010/RAWR/4 | C | Neo Tech Model 2000B |  |  | 2007-04-17 |  | Madras Surgicals | L W | TNHSP |  |  | 2008-04-16 | 0 | AMC | 2011-01-31 | Madras Surgicals and Chemicals | 17-12-2010 |  | -1
1463 | UTHUKOTTAI | Mannual Colposcope | 00011/CALPM/1 | C | ARI II-1D |  |  | 2013-03-09 | Ari Technology (Group) Co. Ltd.~ China. | South India Surgical Co. Ltd. | Store | TNHSP | TNHSP/TNMSC/ENGG/AG30/2011 dt 21/04/2012 |  |  | 130000 | AMC |  |  | 2013-02-04 |  | -1
1464 | UTHUKOTTAI | Pulse Oximeter | 00011/SPO2/1 | B | Steller - P |  |  | 2008-01-12 |  | Larsan andamp; Tubro | SN | TNHSP | TNHSP/TNMSC/P2E9/2007dT;11.09.2007 |  | 2009-01-11 | 33750 | AMC | 2011-02-28 | Larsan andamp; Tubro | 17-12-2010 |  | -1
1465 | UTHUKOTTAI | Refrigerator | 00011/REFR/1 | C | 170 Lts | 73902424 |  | 2007-11-24 | Electrolux | Davey Pharma Surgicals | injection room | TNHSP | TNHSP/TNMSC/P2G5/2007 dt 17/09/07 | 2007-11-24 | 2008-11-23 | 10400 | AMC | 2011-02-28 | Davey Pharma | 17-12-2010 |  | -1
1466 | UTHUKOTTAI | Foetal Monitor | 00011/FAMON/1 | B | MWI - 99 |  |  | 2003-08-24 |  | Associated Surgicals | Labour Ward | DMS | 45036/SPS/1/2003 dt 12/06/2003 |  |  | 5150 | AMC |  |  | 2012-09-03 |  | -1
1467 | UTHUKOTTAI | Radiant Warmer | 00011/RAWR/2 | C | OCW 100 | 2918 |  | 2008-11-05 | Phoenix | Datax Ohmeda (I) Pvt. Ltd. | Labour Ward | TNHSP | TNHSP/TNMSC/P3E9/08 dt 29/08/08 | 2008-12-06 | 2009-11-04 | 18000 | AMC | 2012-12-07 | DATEX OHMEDA | 17-12-2010 |  | -1
1468 | AVADI | Mannual Colposcope | 00001/CALPM/1 | C | ARI II-ID |  |  | 2013-03-21 | Ari Technology (Group) | South India Surgicals Co~ Ltd. | Labour Ward | TNHSP | REP~/TNHSP/TNMSC/ENGG/AG30/2011 21/04/2012 | 2013-03-21 | 2014-03-20 | 0 | AMC |  |  | 2013-10-04 |  | -1
1469 | AVADI | B.P.apparatus table model | 00001/BPAT/2 | C |  |  |  | 1999-09-15 |  | Alam Medical | Labour Ward | OTHERS |  | 1999-04-30 |  | 0 | AMC |  |  | 27-11-2013 |  | -1
1470 | AVADI | PH meter | 00001/PHMT/1 | C | RPA/GRT10ANPN | 1249 |  | 2014-04-15 |  | RLT Instrumentation | lab | TNHSP | TNHSP/TNMSC/AG87B/2013-14 | 2014-04-15 | 2014-04-15 | 57363 | AMC |  |  | 2014-10-06 |  | -1
1471 | AVADI | Multi Para Monitor | 00001/MPM/1 | B2 | G3D |  |  | 2014-06-26 | General Meditech China | Trans Health Care Idea Private | OT | TNMSC | 17240TNMSC/ENGG2014-3 | 2014-07-12 | 2017-07-12 | 0 | AMC |  |  | 30-7-2014 |  | -1
1472 | AVADI | Cell Counter | 00001/CELC/1 | B2 | XP 100 Advance Version of KX21 | A3224 |  | 2014-02-03 | Sysmex Corporation | Transasia | Lab | TNMSC | 78217/Sandamp;P/1/2013-2014/03/02/2014 | 2014-03-06 | 2017-02-28 | 385319 | AMC |  |  | 2014-10-09 |  | -1
1473 | AVADI | Haemoglobinometer | 00001/HBMT/1 | C | BDI |  |  | 2014-12-02 | solokraft industries | Solokrafts Industries | Lab | TNHSP | TNHSP/TNMSC/ENGG/AG87B/2014 | 2014-12-02 | 2015-12-02 | 9700 | AMC |  |  | 2015-05-01 |  | -1
1474 | PONNERI | Mannual Colposcope | 00007/CALPM/1 | C | 15ARI II-1D |  |  | 2013-03-18 |  | South India Surgical Co. Ltd.~ | NCD ROOM | TNHSP | TNHSP/TNMSC/ENGG/AG30/2011 dt. 21.04.2012 | 2013-02-18 | 2014-03-29 | 0 | CAMC |  | Soth India Surgical Co. Ltd.~ | 17-9-2013 |  | -1
1475 | THIRUVALLUR | CTG Monitor | 00009/CTGM/2 | B2 | Med 200 | MED2001401005 |  | 2014-06-23 | Medware | Sri System andamp; Services | Labour Ward | OTHERS |  | 2014-06-23 | 2015-06-22 | 80000 | CAMC |  |  | 2014-11-11 |  | -1
1476 | THIRUVALLUR | Ultra Sonogram -MOBILE | 00009/IUSM/1 | B | Logiq P3 | 59506WS6 |  | 2009-09-30 | Wipro GE Health Care | Wipro GE Health Care | Gynae Op | TNHSP | TNHSP/TNMSC/ICB/P3E-24/2009 Dt-02/01/2009 | 2009-10-01 | 2010-09-08 | 674800 | CAMC | 2014-04-30 | Wipro GE Health Care | 17-12-2010 |  | -1
1477 | THIRUVALLUR | Defibrillator with Monitor | 00009/DEFI/3 | B2 | Heart Stat FRx~Of Philips make | B12C05669~B12-05993~BRC05750~B12D-00691 |  | 2012-08-21 | M/S Philips Electronics India Ltd. | M/S Philips Electronics India Ltd. | I C C U | TNHSP | TNHSP/TNMSC/ICB/AG17/2012 DT;12/03/2012 | 2012-10-09 | 2013-10-08 | 55696 | CAMC |  |  | 2012-10-09 |  | -1
1478 | THIRUVALLUR | Slit Lamp | 00009/SLIT/3 | C | AIA-11 | 1501120806~1501120807~1501120808 |  | 2012-12-03 | APPASAMY | M/S APPASAMY ASSOCIATES | EYE OT | TNMSC | 13413(R) /TNMSC/ENGG/2012Dt-05/10/2012 | 2012-12-03 | 2015-12-02 | 36632 | CAMC | 2022-12-02 | M/S APPASAMY ASSOCIATES | 2012-03-12 |  | -1
1479 | THIRUVALLUR | Defibrillator with Monitor | 00009/DEFI/4 | B2 | Heart Start FRx-Philips | B12D-00691 |  | 2012-08-21 | Philips | Philips Electronics India Limited | Casualty | TNHSP | TNHSP/TNMSC/ICB/AG17/2012Dt-12/03/2012 | 2012-10-09 | 2013-10-08 | 58696 | CAMC |  |  | 2013-08-02 |  | -1
1480 | THIRUVALLUR | Defibrillator with Monitor | 00009/DEFI/5 | B2 | Heart Start FRx-Philips | BRC-05750 |  | 2012-08-21 | Philips | Philips Electronics India Limited. | Male Ward | TNHSP | TNHSP/TNMSC/ICB/AG17/2012Dt-12/03/2012 | 2012-10-09 | 2013-10-08 | 58696 | CAMC |  |  | 2013-08-02 |  | -1
1481 | THIRUVALLUR | Defibrillator with Monitor | 00009/DEFI/6 | B2 | Heart Start FRx-Philips | B12C-05993 |  | 2012-08-21 | Philips | Philips Electronics India Limited | M OT | TNHSP | TNHSP/TNMSC/ICB/AG17/2012Dt-12/03/2012 | 2012-10-09 | 2013-10-08 | 58696 | CAMC |  |  | 2013-08-02 |  | -1
1482 | GUMMIDIPOONDI | X-ray Machine 100 mA | 00002/XRY100/1 | B |  |  |  | 1999-06-28 |  | Wipro GE Medical Systems Ltd. | X - Ray Room | DMS | 34853/CPII/1/99 DT 04/06/99. |  |  | 293270 | NO AMC |  |  | 17-12-2010 |  | -1
1483 | MADHAVARAM | N2O Cylinder for Boyles | 00003/N2OB/1 | C |  |  |  | 2008-04-16 |  |  | OT | TNHSP |  |  |  | 0 | NO AMC |  |  | 28-1-2011 |  | -1
1484 | MADHAVARAM | Suction Apparatus - Electrical | 00003/SAEL/4 | C |  |  |  | 2009-02-24 |  |  | ot | TNHSP |  |  |  | 0 | NO AMC |  |  | 28-1-2011 |  | -1
1485 | MADHAVARAM | Suction Apparatus - Electrical | 00003/SAEL/5 | C |  |  |  | 2009-02-24 |  |  | ot | TNHSP |  |  |  | 0 | NO AMC |  |  | 28-1-2011 |  | -1
1486 | MADHAVARAM | Suction Apparatus - Electrical | 00003/SAEL/6 | C |  |  |  | 2009-02-24 |  |  | post operative ward | TNHSP |  |  |  | 0 | NO AMC |  |  | 28-1-2011 |  | -1
1487 | MADHAVARAM | Suction Apparatus - Electrical | 00003/SAEL/8 | C |  |  |  | 2009-02-24 |  |  | IP | DMS |  | 2009-02-24 |  | 4410 | NO AMC |  |  | 28-1-2011 |  | -1
1488 | MADHAVARAM | Emergency Lamp | 00003/EML/1 | C |  |  |  | 2009-06-05 |  |  | OT | DMS |  | 2009-06-05 |  | 1968 | NO AMC |  |  | 28-1-2011 |  | -1
1489 | MADHAVARAM | Magnavision Lamp | 00003/MAGL/1 | C |  |  |  | 2009-11-14 |  |  | labour ward | TNHSP |  |  |  | 3640 | NO AMC |  |  | 28-1-2011 |  | -1
1490 | MADHAVARAM | Water Bath/Ultrasonic Water Bath | 00003/WBAT/1 | C | smi-143 | 1 |  | 2014-04-10 | s.m.scientific instruments pvt ltd | s.m.scientific instruments pvt~ltd |  | TNHSP |  |  |  | 8427 | NO AMC |  |  | 2014-07-06 |  | -1
1491 | MADHAVARAM | Auto analyser | 00003/ATAL/1 | B | AT1361013RBK | AT1361013RBK |  | 2014-02-27 | ROBONIK [INDIA] PVT LTD | ROBONIK [INDIA]PVT LTD |  |  | TNHSP/TNMSC/AG87/h/2013 |  | 2016-12-31 | 50343 | NO AMC |  |  | 2014-08-07 |  | -1
1492 | MADHAVARAM | PH meter | 00003/PHMT/1 | C | RPA-IGRTIOANPN | SN1251 |  | 2014-03-24 | RLT INSTRUMENTATION PVT LTD | RLT INSTRUMENTATION PVT LTD |  | TNHSP | TNHSP/TNMSC/AG87b/2013-Idated28.11.2013 | 2014-05-23 | 2015-03-04 | 0 | NO AMC |  |  | 2014-12-06 |  | -1
1493 | MADHAVARAM | Multi Para Monitor | 00003/MPM/1 | B2 | G3D | G3D |  |  | TRANS HEALTH CARE INDIA PVT LTD | TRANS HEALTH CARE INDIA PRIVATE LIMITED |  | TNMSC | 17240/TNMSC/ENGG/2014-3 |  | 2017-07-15 | 0 | NO AMC |  |  | 17-7-2014 |  | -1
1494 | MADHAVARAM | Haemoglobinometer | 00003/HBMT/1 | C | MAKE;BDI |  |  | 2014-09-27 | SOLOKRAFTS INDUSTRIS | SOLOKRAFTS INDISTRIES |  | TNHSP | TNHSP/TNMSC/AG87B/2014 DT.17.06.14 |  | 2015-07-25 | 10185 | NO AMC |  |  | 2014-12-12 |  | -1
1495 | MADHAVARAM | Refrigerator | 00003/REFR/1 | C | Godrej | [5 empty] | to IPH Poomallee |  |  |  |  | 0 | NO AMC |  |  | 17-12-2010 |  | -1
1496 | MADHAVARAM | oxygen cylinder | 00003/undefined/1 |  |  | 18347269 |  | 1984-11-01 |  |  | ward | TNMSC | 49/11 | 1984-11-01 |  | 3000 | NO AMC |  |  | 21-12-2010 |  | -1
1497 | MADHAVARAM | Boyles apparatus with out Circle Abosrber | 00003/BAOCA/2 | B |  |  |  | 2000-10-26 |  | Transferred form Pooneri | OT |  |  |  |  | 0 | NO AMC |  |  | 17-12-2010 |  | -1
1498 | MADHAVARAM | Urine Analyser | 00003/URNA/1 | C |  |  |  | 2009-03-08 |  |  | laboratary | DMS |  |  |  | 112000 | NO AMC |  |  | 28-1-2011 |  | -1
1499 | MADHAVARAM | Computer | 00003/COMP/1 | C |  |  |  | 2009-04-13 |  | Bhed Leir Computer Systems | Computer Room | TNHSP | TNHSP/TNMSC/P1H/2009 dt 22/01/2009 | 2009-04-13 |  | 24890 | NO AMC |  |  | 28-1-2011 |  | -1
1500 | MADHAVARAM | Suction Apparatus - Electrical | 00003/SAEL/9 | C | ASPIRATOR |  |  | 2009-06-05 | GENEREAL SURGICALS |  | op | DMS |  |  |  | 22000 | NO AMC |  |  | 13-2-2012 |  | -1
1501 | MADHAVARAM | Suction Apparatus - Electrical | 00003/SAEL/10 | C | ASPIRATOR |  |  | 2009-06-05 |  | GENERAL SURGICALS | WARD | DMS |  | 2009-05-16 |  | 22000 | NO AMC |  |  | 29-3-2012 |  | -1
1502 | MADHAVARAM | Suction Apparatus - Electrical | 00003/SAEL/11 | C | ASPIRATOR |  |  | 2009-06-05 |  | GENERAL SURGICALS | WARD | DMS |  |  |  | 22000 | NO AMC |  |  | 29-3-2012 |  | -1
1503 | MADHAVARAM | Auto Clave HP Vertical (2 bin) | 00003/ACV2/8 | C |  |  |  | 2001-01-19 |  | Transfer from Thiruvallur GH | OT |  |  |  |  | 0 | NO AMC |  |  | 31-3-2012 |  | -1
1504 | MADHAVARAM | Suction Apparatus - Electrical | 00003/SAEL/12 | C | ASPIRATOR |  |  | 2009-06-05 |  | General surgicals | LABOUR WARD | DMS |  |  |  | 22000 | NO AMC |  |  | 31-3-2012 |  | -1
1505 | MADHAVARAM | Suction Apparatus - Electrical | 00003/SAEL/13 | C | ASPIRATOR |  |  | 2009-06-05 | GENERAL SURGICALS |  | OP | DMS |  |  |  | 22000 | NO AMC |  |  | 31-3-2012 |  | -1
1506 | MADHAVARAM | Semi auto analyser | 00003/SEAA/1 | B2 |  |  |  | 2011-09-06 |  | Transfer from poneri gh | LAB |  |  |  |  | 0 | NO AMC |  |  | 31-3-2012 |  | -1
1507 | MADHAVARAM | Weighing machine infant | 00003/WTMB/1 | C | BABY |  |  | 2008-10-14 |  | JUPITER MANUFACTURING WORKS | STORE | TNHSP |  |  | 2009-10-13 | 673 | NO AMC |  |  | 30-11-2011 |  | -1
1508 | MADHAVARAM | Radiant Warmer | 00003/RAWR/1 | C | OCW |  |  | 2008-11-09 | PHOENEX | DATEX OHMEDA | STORE | TNHSP |  |  | 2009-11-08 | 18000 | NO AMC |  |  | 30-11-2011 |  | -1
1509 | MADHAVARAM | Shadowless Lamp stand model | 00003/MOLT/2 | B |  |  |  | 2008-12-08 |  | JUPITAR MANUFACTURING WORKS | OT | TNHSP |  | 2008-12-01 |  | 12700 | NO AMC |  |  | 30-11-2011 |  | -1
1510 | MADHAVARAM | Shadowless Lamp stand model | 00003/MOLT/3 | B |  |  |  | 2008-12-08 |  | JUPITER MANUFACTURING WORKS | OT | TNHSP |  | 2008-12-01 | 2009-12-01 | 12700 | NO AMC |  |  | 30-11-2011 |  | -1
1511 | MADHAVARAM | Auto Clave HP Vertical (2 bin) | 00003/ACV2/4 | C |  |  |  | 2009-03-04 |  | SOLOCRAFT INDUSTRIES | LABOUR WARD | TNHSP |  |  | 2010-03-03 | 29800 | NO AMC |  |  | 30-11-2011 |  | -1
1512 | MADHAVARAM | Sterilizer Medium (Instrument) | 00003/STMD/1 | C |  |  |  | 2008-10-14 |  | jupiter manufacturing works | labour ward | TNHSP |  |  |  | 1400 | NO AMC |  |  | 30-11-2011 |  | -1
1513 | MADHAVARAM | Sterilizer Medium (Instrument) | 00003/STMD/2 | C |  |  |  | 2008-10-14 |  | JUPITER MANUFATURING WORKS | labour ward | TNHSP |  |  | 2009-10-13 | 1400 | NO AMC |  |  | 30-11-2011 |  | -1
1514 | MADHAVARAM | B.P.apparatus stand model | 00003/BPAS/2 | C | STAND |  |  | 2008-12-08 |  | jupiter manufacturing works | OT | TNHSP |  |  |  | 1090 | NO AMC |  |  | 30-11-2011 |  | -1
1515 | MADHAVARAM | B.P.apparatus stand model | 00003/BPAS/3 | C |  |  |  | 2008-12-08 |  | jupiter manufacturing works | post operative ward | TNHSP |  |  |  | 1090 | NO AMC |  |  | 30-11-2011 |  | -1
1516 | MADHAVARAM | B.P.apparatus stand model | 00003/BPAS/4 | C | stand |  |  | 2008-12-08 |  | jupiter manufacturig works | labour ward | TNHSP |  |  |  | 1090 | NO AMC |  |  | 30-11-2011 |  | -1
1517 | MADHAVARAM | B.P.apparatus stand model | 00003/BPAS/5 | C | stand |  |  | 2008-12-08 |  | jupiter manufacturing works | ANC ROOM | TNHSP |  |  |  | 1090 | NO AMC |  |  | 30-11-2011 |  | -1
1518 | MADHAVARAM | B.P.apparatus stand model | 00003/BPAS/6 | C | stand |  |  | 2008-12-08 |  | jupiter manufacturing works | OP | TNHSP |  |  |  | 1090 | NO AMC |  |  | 30-11-2011 |  | -1
1519 | MADHAVARAM | Auto Clave HP Vertical (2 bin) | 00003/ACV2/6 | C | 3kw |  |  | 2009-03-04 |  | solocraft | ward | DMS |  |  |  | 18600 | NO AMC |  |  | 27-12-2011 |  | -1
1520 | MADHAVARAM | Alpha Bed with motor | 00003/ABM/1 | C | ORTNO123 |  |  | 2007-06-29 |  | JUPITER MANUFACTURING | WARD | DMS |  | 2007-06-15 |  | 6600 | NO AMC |  |  | 27-12-2011 |  | -1
1521 | MADHAVARAM | Washing Machine | 00003/WASH/1 | B2 | fully automatic |  |  | 2008-03-27 |  | Anand andamp;co | post operative ward |  |  | 2008-03-27 |  | 11500 | NO AMC |  |  | 30-3-2012 |  | -1
1522 | MADHAVARAM |  | 00003/ACON/1 | C | window |  |  | 2007-11-21 |  | Anandandamp;co | OT |  |  | 2007-11-21 | 2008-11-20 | 18200 | NO AMC |  |  | 30-3-2012 |  | -1
1523 | MADHAVARAM | Water Purifier | 00003/WATP/1 | B2 |  |  |  | 2007-12-18 |  | Aqua fresh | post operative ward |  |  | 2007-12-18 |  | 11000 | NO AMC |  |  | 30-3-2012 |  | -1
1524 | PALLIPATTU | Alpha Bed with motor | 00004/ABM/1 | C | Associated | 00004/ABM/1 |  | 2003-08-29 |  | Associated surgicals | OP | DRHM | 45036/SDS/1/03 Dt.12.06.03 | 2003-08-29 | 2004-08-29 | 7760 | NO AMC |  |  | 17-12-2010 |  | -1
1525 | PALLIPATTU | Centrifuge | 00004/COMC/1 | C | TCE15A | CFC4L2 |  | 2012-06-27 | SOLO KRAFTS INDUSRIES | TNHSP/TNMSC | LAB | TNHSP | AG29E | 2012-09-05 | 2015-04-04 | 5090 | NO AMC |  |  | 15-11-2013 |  | -1
1526 | PALLIPATTU | Electric Calorimeter | 00004/CALO/2 | C | PRIETEST EASY LAB | PEL0961213RBK |  | 2014-03-19 | ROBONIK INDIA PVT LTD | ROBONIIK INDIA PVT LTD | LABOURATARY | TNMSC | 2235 | 2014-03-19 | 2017-03-18 | 0 | NO AMC |  |  | 20-3-2014 |  | -1
1527 | PALLIPATTU | PH meter | 00004/PHMT/1 | C | RPA1GRT10ANPN | 1252 |  | 2014-05-30 | RLT Instrumentation Pvt Ltd chennai-24 | RLT Instrumentation pvt Ltd chennai- 24 | LAB | TNMSC |  |  | 2016-06-30 | 57353 | NO AMC |  |  | 28-6-2014 |  | -1
1528 | PALLIPATTU | Pulse Oximeter | 00004/SPO2/1 | B2 | RAD-8 | M73839 |  | 2014-06-27 | MASIMO CORPORATION | Grace MFGandamp; Trading co New Delhi -49 | LABOUR WARD | TNMSC |  | 2014-06-27 | 2019-06-26 | 68968 | NO AMC |  |  | 28-6-2014 |  | -1
1529 | PALLIPATTU | ECG machine ordinary | 00004/ECGO/1 | B | 61087 | AVMK8G8926 |  | 2008-08-08 |  | Keechery Enginering Co. | Ward | PWF |  | 2008-08-08 | 2009-08-08 | 24000 | NO AMC |  |  | 17-12-2010 |  | -1
1530 | PALLIPATTU | Dental Chair | 00004/DECH/1 | B2 | Item Code DEN 097 | 00004/DECH/1 |  | 2008-03-18 |  | Confident dental equipments | Dental OP | TNMSC | 12537/TNMSC/ENGG/2007 Dt. 27.10.2007 | 2008-03-18 | 2009-03-18 | 99200 | NO AMC |  |  | 17-12-2010 |  | -1
1531 | PALLIPATTU | Alpha Bed with motor | 00004/ABM/2 | C |  | 00004/ABM/2 |  | 2003-08-29 |  | Associated surgicals | Ward | DRHM | 45036/SDS/1/03 Dt.12.06.03 | 2003-08-29 | 2004-08-28 | 7760 | NO AMC |  |  | 17-12-2010 |  | -1
1532 | PALLIPATTU | Alpha Bed with motor | 00004/ABM/3 | C | Jupiter | 00004/ABM/3 |  | 2007-07-07 |  | Jupiter Manufacturing Works | Ward | DRHM | 35047/SNP/1/07 Dt.27.04.07 | 2007-07-07 | 2008-07-07 | 6600 | NO AMC |  |  | 17-12-2010 |  | -1
1533 | PALLIPATTU | Formaline dispenser | 00004/FORD/1 | C | 00004/FORD/1 | 00004/FORD/1 |  | 2003-11-20 |  | South India Surgicals | OPERATION THEATRE | DMS | 49216/EPD/1/03 Dt.25.06.03 |  |  | 0 | NO AMC |  |  | 17-12-2010 |  | -1
1534 | PALLIPATTU | Boyles apparatus with out Circle Abosrber | 00004/BAOCA/1 | B | ECO Safe | 00004/BAOCA/1 |  | 2008-11-12 |  | Solokrafts Industries | OPERATION THEATRE | TNHSP | TNHSP/TNMSC/P3/E4/2008 Dt. 29.08.08 | 2008-11-12 | 2009-11-12 | 82000 | NO AMC |  |  | 17-12-2010 |  | -1
1535 | PALLIPATTU | Suction Apparatus - Electrical | 00004/SAEL/3 | C | VISHAL | 00004/SAEL/3 |  | 2009-02-13 |  | VISHAL HOSPITAL STEEL | MALE WARD | TNHSP | 51190/SNP/1/08-2 Dt.10.11.08 | 2009-02-13 | 2010-02-13 | 4410 | NO AMC |  |  | 25-8-2012 |  | -1
1536 | PALLIPATTU | Ultra Sonogram -MOBILE | 00004/IUSM/3 | B | logiq p3 | 57663 WS7 |  | 2009-09-25 | wipro GE | wiproGE Health Care | scan room | TNHSP | TNHSP/TNMSC/IEB/P3E24/09 Dt.20.05.09 | 2009-09-25 | 2011-09-24 | 674800 | NO AMC |  |  | 24-8-2012 |  | -1
1537 | PALLIPATTU | Auto Clave HP Vertical (2 bin) | 00004/ACV2/2 | C |  | 00004/ACV2/2 |  | 2009-05-12 |  | solokrafts industries | LABOUR WARD | TNHSP | TNHSP/TNMSC/P5E10/2008 Dt. 10.09.08 | 2009-05-12 | 2010-05-12 | 29800 | NO AMC |  |  | 24-8-2012 |  | -1
1538 | PALLIPATTU | Suction Apparatus - Electrical | 00004/SAEL/4 | C | VISHAL | 00004/SAEL/4 |  | 2009-02-13 |  | VISHAL HOSPITAL STEEL | OPERATION THEATER | TNHSP | TNHSP/TNMSC/P3/E8/08 Dt.10.09.08 | 2009-02-13 | 2010-02-13 | 3900 | NO AMC |  |  | 25-8-2012 |  | -1
1539 | PALLIPATTU | Auto Clave HP Vertical (2 bin) | 00004/ACV2/3 | C | HP Vertical (2 bin) | 00004/ACV2/3 |  | 2009-05-12 |  | SOLOKRAFTS INDUSTRIES | LABOUR WARD | TNHSP | TNHSP/TNMSC/P5E10-2008 Dt.12.09.08 | 2009-05-12 | 2010-05-12 | 29800 | NO AMC |  |  | 24-8-2012 |  | -1
1540 | PALLIPATTU | Auto Clave HP Vertical (2 bin) | 00004/ACV2/4 | C | vertical | 00004/ACV2/4 |  | 2009-02-24 |  | solokrafts industries | operation theatre | TNHSP | 51190/SLP/1/09 Dt.19.11.08 | 2009-02-24 | 2010-02-24 | 0 | NO AMC |  |  | 25-8-2012 |  | -1
1541 | PALLIPATTU | Suction Apparatus - Electrical | 00004/SAEL/5 | C | V ISHAL | 00004/SAEL/5 |  | 2009-02-13 |  | VISHAL HOSPITAL STEEL | OPERATION THEATER | TNHSP | TNHSP/TNMSC/P3/E8/08 Dt.10.09.08 | 2009-02-13 | 2010-02-13 | 3900 | NO AMC |  |  | 25-8-2012 |  | -1
1542 | PALLIPATTU | Magnavision Lamp | 00004/MAGL/1 | C |  | 00004/MAGL/1 |  | 2009-10-06 |  | Saberwal Surgical Co | LABOUR WARD | DRHM | 04/NRHMS/HSP/TNMSC/2009-MV Dt-29.06.09 | 2009-10-06 | 2010-10-05 | 3500 | NO AMC |  |  | 24-8-2012 |  | -1
1543 | PALLIPATTU | Auto Clave HP Vertical (2 bin) | 00004/ACV2/5 | C | VERTICAL | 00004/ACV2/5 |  | 2009-01-13 |  | SOLOKRAFTS INDUSTRIES | OPERATION THEATRE | TNHSP | 51190/SLP/1/09-Dt.19.11.08 | 2009-01-13 | 2010-02-13 | 18500 | NO AMC |  |  | 25-8-2012 |  | -1
1544 | PALLIPATTU | Suction Apparatus - Electrical | 00004/SAEL/2 | C | JUPITER | 00004/SAEL/2 |  | 2009-02-17 |  | JUPITER MANUFACTUERES | FEMALE WARD | TNHSP | 47975/SLP/1/08 dDt.04.02.09 | 2009-02-17 | 2010-02-17 | 5500 | NO AMC |  |  | 25-8-2012 |  | -1
1545 | PALLIPATTU | Laryngoscope(Adult) | 00004/LAGA/1 | C | JUPITER | 00004/LAGA/1 |  | 2008-02-18 |  | JUPITER MANUFACTURING | OP | TNHSP | 47975/SLP/1/08 Dt.04.02.09 | 2008-02-18 | 2009-02-17 | 3450 | NO AMC |  |  | 25-8-2012 |  | -1
1546 | PAZHAVARKADU | Binocular Mircroscope | 00005/BIMS/1 | B2 | BDI-13A | 22546 |  | 2014-01-02 | M/S BDI Instrumentation (India) | solokrafts industries | laboratory | TNHSP | TNHSPTNMSC/AG87c/2013 DT. 22.10.2013 | 2014-01-02 | 2015-01-01 | 18600 | NO AMC |  |  | 2014-04-02 |  | -1
1547 | PAZHAVARKADU | Urine Analyser | 00005/URNA/1 | C | LABUREADERPLUS | 901000755 |  | 2009-03-02 | 77ELEKRONIKA KTF | SOLOKRAFTS INDUSTRIES | Lab | DMS | 511909/Sandamp;P/1/2008~10.11.08 | 2009-03-02 | 2010-03-01 | 16480 | NO AMC |  |  | 17-12-2010 |  | -1
1548 | PAZHAVARKADU | Suction Apparatus - Electrical | 00005/SAEL/2 | C | 7A 230 |  |  | 2008-02-14 |  | Vin Bio Tech | OT | TNHSP | TNHSP/TNMSC/P2E18/2007 | 2008-02-14 | 2009-02-13 | 4148 | NO AMC |  |  | 17-12-2010 |  | -1
1549 | PAZHAVARKADU | Shadowless Lamp stand model | 00005/CSSL/1 | B |  |  |  | 2008-12-01 |  | JUPITOR MANUFACTURING WORKS | OT | TNMSC | TNHSP/TNMSC/P3E3/2008 | 2008-12-01 |  | 12700 | NO AMC |  |  | 14-9-2012 |  | -1
1550 | PAZHAVARKADU | ECG machine computerized | 00005/ECGC/2 | B | EDAN SE3 | 309035-M11801710160 |  | 2011-09-23 |  | MADRAS SURGICAL andamp; CHEMIICALS | WARD | TNMSC | TNHSP/TNMSC/ENGG/AG27/2011 | 2011-07-04 |  | 36637 | NO AMC |  |  | 24-9-2012 |  | -1
1551 | PAZHAVARKADU | Magnavision Lamp | 00005/MAGL/2 | C | FRAME HOLDING LENS MADE OF METAL |  |  | 2011-03-18 |  | JUPITOR MANUFACTURING WORKS | LABOUR WARD | TNMSC | 04R/NRHM/TNMSC/ENGG/2011 | 2011-03-18 | 2012-03-18 | 4400 | NO AMC |  |  | 24-9-2012 |  | -1
1552 | PAZHAVARKADU | Printer | 00005/COMP/1 | C | TVSE HD 250 GOLD | JBU3FE001528 |  | 2010-12-23 |  | HCL INFOSYSTEMS LTD | OFFICE ROOM | TNHSP | 2000059406/1000042960 | 2010-12-23 | 2011-12-23 | 72785 | NO AMC |  |  | 24-9-2012 |  | -1
1553 | PODADDURPET | ECG machine computerized | 00006/ECGC/1 | B | CARDIART 6108T | AUMK8F8811 |  | 2008-08-08 | BPL | Medic India Kerchery Eng. Co. | S-N | TNMSC | 144/SRM/CPC/TNMSC/2006-15/6/2007 | 2008-08-08 | 2009-08-07 | 24000 | NO AMC |  |  | 17-12-2010 |  | -1
1554 | PODADDURPET | Infusion pump | 00006/INPM/1 | C | AI300 | E03070454 |  | 2007-03-28 |  | Akas Medical Equipments | LW | DMS | 103928/Sandamp;P/1/2006 | 2007-03-28 | 2008-03-27 | 24400 | NO AMC |  |  | 17-12-2010 |  | -1
1555 | PODADDURPET | Ultra Sonogram -MOBILE | 00006/IUSM/1 | B | SONATA | 356516 |  | 2004-01-20 |  | Larsen andamp; Tubro Ltd. | Transfer to Thiruttani | TNHSP |  |  | 2005-01-24 | 0 | NO AMC |  |  | 17-12-2010 |  | -1
1556 | PODADDURPET | Refrigerator | 00006/REFR/2 | C | ERI 190L 180Ltr | 51501939 |  | 2005-05-27 |  | Universal Traders~ Sholingur. | OP | TNHSP |  | 2005-05-27 | 2006-05-26 | 0 | NO AMC |  |  | 17-12-2010 |  | -1
1557 | PODADDURPET | Auto Clave HP Vertical (2 bin) | 00006/ACV2/1 | C | 2 Bin Vertical | 6/ACV2/1 |  | 2009-02-13 |  | Solocrafts Industries | Inj OP | TNHSP | TNHSP/TNMSC/P3E10/2008~ 10.09.2008 | 2009-02-13 | 2010-02-12 | 29800 | NO AMC |  |  | 17-12-2010 |  | -1
1558 | PODADDURPET | Auto Clave HP Vertical (2 bin) | 00006/ACV2/2 | C | 2 Bin Vertical | 6/ACV2/2 |  | 2009-02-13 |  | Solocrafts Industries | S-N | TNHSP | TNHSP/TNMSC/P3E10/2008~ 10.09.2008 | 2009-02-13 | 2010-02-12 | 29800 | NO AMC |  |  | 17-12-2010 |  | -1
1559 | PODADDURPET | Auto Clave HP Vertical (2 bin) | 00006/ACV2/3 | C | 2 Bin Vertical | 6/ACV2/3 |  | 2009-02-13 |  | Solocrafts Industries | S-N | TNHSP | TNHSP/TNMSC/P3E10/2008~ 10.09.2008 | 2009-02-13 | 2010-02-14 | 29800 | NO AMC |  |  | 17-12-2010 |  | -1
1560 | PODADDURPET | Auto Clave HP Vertical (2 bin) | 00006/ACV2/7 | C | Vishal Steel | 6/ACV2/7 |  | 2009-02-17 |  | Vishal Steel Furniture Manu | Store | TNHSP | 51190/92P/1/2008-10/11/2008 | 2009-02-17 | 2010-02-16 | 16300 | NO AMC |  |  | 17-12-2010 |  | -1
1561 | PODADDURPET | Shadowless Lamp stand model | 00006/MOLT/1 | B |  | 6/MOLT/1 |  | 2008-08-12 |  | Jupiter Manufacturing Works | transferet to thiruvallur gh | TNHSP |  | 2008-08-12 | 2009-08-11 | 0 | NO AMC |  |  | 17-12-2010 |  | -1
1562 | PODADDURPET | Shadowless Lamp stand model | 00006/MOLT/2 | B |  | 6/MOLT/2 |  | 2008-08-12 |  | Jupiter Manufacturing Works | transfered to thiruvallur gh |  |  | 2008-08-12 | 2009-08-11 | 0 | NO AMC |  |  | 17-12-2010 |  | -1
1563 | PODADDURPET | Shadowless Lamp stand model | 00006/MOLT/3 | B | Jupiter | 6/MOLT/3 |  | 2008-08-12 |  | Jupiter Manufacturing Works | transfered to thirvallur gh |  |  |  |  | 0 | NO AMC |  |  | 17-12-2010 |  | -1
1564 | PODADDURPET | Sterilizer Medium (Instrument) | 00006/STMD/1 | C | MEDIUM | 6/STMD/1 |  | 2008-10-15 |  | Jupiter Manufacturing Works | Store | TNHSP | TNHSP/TNMSC/ENGG/P3E17/2008-11.08.2008 | 2008-10-15 | 2010-09-10 | 1400 | NO AMC |  |  | 17-12-2010 |  | -1
1565 | PODADDURPET | Sterilizer Medium (Instrument) | 00006/STMD/2 | C | MEDIUM | 00006/STMD/2 |  | 2008-10-15 |  | Jupiter Manufacturing Works | Store | TNHSP | TNHSP/TNMSC/ENGG/P3E17/2008-11.08.2008 | 2008-10-15 | 2009-10-10 | 1400 | NO AMC |  |  | 17-12-2010 |  | -1
1566 | PODADDURPET | Sterilizer Medium (Instrument) | 00006/STMD/3 | C | MEDIUM | 6/STMD/3 |  | 2008-10-15 |  | Jupiter Manufacturing Works | Store | TNHSP | TNHSP/TNMSC/ENGG/P3E17/2008-11.08.2008 | 2008-10-15 | 2009-09-10 | 1400 | NO AMC |  |  | 17-12-2010 |  | -1
1567 | PODADDURPET | Operation Table Hydraulic Major | 00006/TAMA/1 | B2 | JUPITER 205 | 6/TAMA/1 |  | 2008-12-01 |  | Jupiter Manufacturing Works | transfered to thiruvallur GH | TNHSP | TNHSP/TNMSC/P3E3/2008-29.08.2008 | 2008-12-01 | 2009-11-30 | 51400 | NO AMC |  |  | 17-12-2010 |  | -1
1568 | PODADDURPET | Needle destroyer / Syringe Destroyer | 00006/NEED/1 | C | RETROSPARK | 7657 |  | 2008-06-13 |  | Glo Life Care | Store | TNHSP | TNHSP/TNMSC/ENGG/BMWM1/2007-06.11.2007 | 2008-06-13 | 2009-12-06 | 755 | NO AMC |  |  | 17-12-2010 |  | -1
1569 | PODADDURPET | Needle destroyer / Syringe Destroyer | 00006/NEED/2 | C | RETROSPARK | 7658 |  | 2008-06-13 |  | Glo Life Care | Store | TNHSP | TNHSP/TNMSC/ENGG/BMWM1/2007-06.11.2007 | 2008-06-13 | 2009-06-12 | 755 | NO AMC |  |  | 17-12-2010 |  | -1
1570 | PODADDURPET | Needle destroyer / Syringe Destroyer | 00006/NEED/3 | C | RETROSPARK | 7659 |  | 2008-06-13 |  | Glo Life Care | Store | TNHSP | TNHSP/TNMSC/ENGG/BMWM1/2007-06.11.2007 | 2008-06-13 | 2009-06-12 | 755 | NO AMC |  |  | 17-12-2010 |  | -1
1571 | PODADDURPET | Needle destroyer / Syringe Destroyer | 00006/NEED/4 | C | RETROSPARK | 7600 |  | 2008-06-19 |  | Glo Life Care | Store | TNHSP | TNHSP/TNMSC/ENGG/BMWM1/2007-06.11.2007 | 2008-06-13 | 2009-06-13 | 755 | NO AMC |  |  | 17-12-2010 |  | -1
1572 | PODADDURPET | Needle destroyer / Syringe Destroyer | 00006/NEED/5 | C | RETROSPARK | 7661 |  | 2008-06-19 |  | Glo Life Care | Store | TNHSP | TNHSP/TNMSC/ENGG/BMWM1/2007-06.11.2007 | 2008-06-13 | 2009-07-13 | 755 | NO AMC |  |  | 17-12-2010 |  | -1
1573 | PODADDURPET | Weighing Machine Electronic | 00006/WME/1 | C | 6/wme/1 | PAE 026 |  | 2009-01-23 |  | Suriya Surgicals Industries | S-N | DRHM | 51190/Sandamp;P/1/2008~ Dt 10.11.08 | 2009-01-23 | 2010-01-22 | 10920 | NO AMC |  |  | 17-12-2010 |  | -1
1574 | PODADDURPET | Boyles apparatus with out Circle Abosrber | 00006/BAOCA/1 | B | Eco Safe~ HCP | 70908 |  | 2008-11-07 |  | Solocrafts Industries | transfered to thiruvallur gh | TNHSP | TNHSP/TNMSC/P2E4/2008-28.08.2008 | 2011-11-07 | 2009-11-16 | 85280 | NO AMC |  |  | 17-12-2010 |  | -1
1575 | PODADDURPET | Magnavision Lamp | 00006/MAGL/1 | C |  |  |  | 2011-03-17 |  | Jupiter Manufacturing Works | Ward | DRHM | 04R/NRHM/TNMSC/ENGG/2011 dt 12/02/11 |  | 2014-03-16 | 0 | NO AMC |  |  | 31-1-2012 |  | -1
1576 | PODADDURPET | Magnavision Lamp | 00006/MAGL/1 | C |  |  |  | 2009-08-29 |  | Madras Surgicals andamp; Chemicals |  | DRHM | 04/NRHM/HSP/TNMSC/2009-MVK | 2009-08-29 | 2012-08-28 | 4450 | NO AMC |  |  | 17-12-2010 |  | -1
1577 | PODADDURPET | Magnavision Lamp | 00006/MAGL/2 | C | Meditech |  |  | 2009-10-03 |  | Saberwal Surgicals Co. (p) Ltd. | Store | DRHM | 04/NRHM/HSP/TNMSC/2009-MV Dt. 29.06.200904/NRHM/HSP/TNMSC/2009-MV Dt. 29.06.2009 | 2010-10-03 | 2012-10-02 | 3640 | NO AMC |  |  | 17-12-2010 |  | -1
1578 | PODADDURPET | Ultra Sonogram -MOBILE | 00006/IUSM/2 | B | CHISON 600A | 6AP -1112007 |  | 2012-05-03 |  | SURIYA SURGICALS | SCAN ROOM | TNHSP |  | 2012-05-08 | 2015-05-08 | 272950 | NO AMC |  |  | 23-8-2012 |  | -1
1579 | PODADDURPET | B.P.apparatus stand model | 00006/BPAT/1 | C | stand | 6/BPAS/1 |  | 2008-10-14 |  | Jupiter Manufacturing Works |  | TNHSP | TNHSP/TNMSC/P3E16/2008-28.08.2008 | 2008-10-14 | 2009-10-13 | 1090 | NO AMC |  |  | 23-8-2012 |  | -1
1580 | PODADDURPET | B.P.apparatus stand model | 00006/BPAS/1 | C | STAND | 6/BPAS/2 |  | 2008-10-14 |  | Jupiter Manufacturing Works | Inj room | TNHSP | TNHSP/TNMSC/P3E16/2008-28.08.2008 | 2008-10-14 | 2009-10-13 | 1090 | NO AMC |  |  | 23-8-2012 |  | -1
1581 | THIRUVALLUR | Radiant Warmer | 00009/RAWR/11 | C |  |  |  | 1998-07-15 | Phenoix |  | NBW | DMS |  |  |  | 8000 | NO AMC |  |  | 17-12-2010 |  | -1
1582 | PODADDURPET | B.P.apparatus stand model | 00006/BPAS/3 | C | STAND | 6/BPAS/3 |  | 2008-10-14 |  | Jupiter Manufacturing Works | OP | TNHSP | TNHSP/TNMSC/P3E16/2008-28.08.2008 | 2008-10-14 | 2009-10-13 | 0 | NO AMC |  |  | 23-8-2012 |  | -1
1583 | PODADDURPET | Suction Apparatus - Electrical | 00006/SAEL/1 | C | Heavy Duty Cabin Type | 6/SAEL/1 |  | 2009-02-13 |  | Vishal Steel Furniture Manu | Labour Ward | TNHSP | TNHSP/TNMSC/P3E8/2008-10.09.2008 | 2009-02-13 | 2010-02-12 | 3900 | NO AMC |  |  | 23-8-2012 |  | -1
1584 | PODADDURPET | Suction Apparatus - Electrical | 00006/SAEL/2 | C | Heavy Duty Cabin Type | 6/SAEL/2 |  | 2009-02-13 |  | Vishal Steel Furniture Manu | OT | TNHSP | TNHSP/TNMSC/P3E8/2008-10.09.2008 | 2009-02-13 | 2010-02-12 | 3900 | NO AMC |  |  | 23-8-2012 |  | -1
1585 | PODADDURPET | Electri centrifuger | 00006/CENT/1 | C | BDI 152 | 6/CENT/1 |  | 2012-01-14 |  | Solocrafts Industries | LAB | TNHSP | TNHSP/TNMSC/AG29E/2011~ Dt 04.10.2011 | 2012-01-14 | 2014-01-14 | 5345 | NO AMC |  |  | 23-8-2012 |  | -1
1586 | PONNERI | Cardiac Monitor | 00007/EBSM/4 | C | G3H | G3HAK0092 |  | 2013-11-11 | General Meditech Inc. | Trans Health Care India Private Limited | Store | TNHSP | TNHSP/TNMSC/AG73b(R)/2013 dt25/09/2013 | 2013-11-18 | 2014-11-17 | 45000 | NO AMC |  |  | 2013-05-12 |  | -1
1587 | PONNERI | Ultra Sonogram -MOBILE | 00007/IUSM/4 | B | 600A | 6AP- 1112002 |  | 2012-03-28 | Chison Medical Imaging Co.Ltd | Surya Surgical Industries | L/W | TNMSC | 2684/TNMSC/ENGG/2011~DT;11/11/2011 | 2012-03-28 | 2015-03-27 | 272950 | NO AMC |  |  | 22-4-2012 |  | -1
1588 | PONNERI | B.P.apparatus table model | 00007/BPAT/15 | C | NAMATT | 00007/BPAT/15 |  | 2007-11-30 |  | Madras Surgical andamp; Chemicals | Store | TNHSP | TNHSP/TNMSC/P2E22/2007/ 03.09.07 | 2007-11-30 | 2008-11-29 | 551 | NO AMC |  |  | 17-12-2010 |  | -1
1589 | PONNERI | B.P.apparatus table model | 00007/BPAT/16 | C | NAMATT | 00007/BPAT/16 |  | 2007-11-30 |  | Madras Surgical andamp; Chemicals | Store | TNHSP | TNHSP/TNMSC/P2E22/2007/03.09.07 | 2007-11-30 | 2008-11-29 | 551 | NO AMC |  |  | 17-12-2010 |  | -1
1590 | PONNERI | B.P.apparatus table model | 00007/BPAT/17 | C | NAMATT | 00007/BPAT/17 |  | 2007-11-30 |  | Madras Surgical andamp; Chemicals | Store | TNHSP | TNHSP/TNMSC/P2E22/2007/03.09.07 | 2007-11-30 | 2008-11-29 | 551 | NO AMC |  |  | 17-12-2010 |  | -1
1591 | PONNERI | Infusion pump | 00007/INPM/1 | C | AKAS INFU 300 | PUMPPUMAAI300 |  | 2007-03-24 |  | Akas Medical Equipments | OT | SandP | 103928/SNP/1/2006 Dt. 07/03/07 | 2007-03-24 | 2008-03-23 | 25376 | NO AMC |  |  | 17-12-2010 |  | -1
1592 | PONNERI | Infusion pump | 00007/INPM/2 | C | 52OT701 | 15523 |  | 2007-09-11 |  | South India Surgicals | L W | TNHSP | TNHSP/TNMSC/P2E16/2007/16.07.2007 | 2007-09-11 | 2008-09-10 | 49750 | NO AMC |  |  | 17-12-2010 |  | -1
1593 | PONNERI | Laryngoscope(Adult) | 00007/LAGA/2 | C | Vibash | 00007/LAGA/2 |  | 2007-09-17 |  | Vibash | OT | TNHSP | TNHSP/TNMSC/EMGG/PLE26/07/29.06.07 | 2007-09-17 | 2008-09-16 | 546 | NO AMC |  |  | 17-12-2010 |  | -1
1594 | PONNERI | Laryngoscope(Adult) | 00007/LAGA/3 | C | Vibash | 00007/LAGA/3 |  | 2007-09-17 |  | Vibash | Store | TNHSP | TNHSP/TNMSC/ENGG/P2E26/07/29.06.07 | 2007-09-17 | 2008-09-16 | 546 | NO AMC |  |  | 17-12-2010 |  | -1
1595 | PONNERI | A-Scan Biometer | 00007/ASB/1 | B |  | 00007/ASB/1 |  | 2001-08-21 |  | GH - Thiruvallur | OT | Transfer |  |  |  | 0 | NO AMC |  |  | 17-12-2010 |  | -1
1596 | PONNERI | Keratometer | 00007/KER/1 | B |  | 00007/KER/1 |  | 2007-08-14 |  | Transfer from GH Gumidipoondi | Eye Dept | Transfer |  |  |  | 0 | NO AMC |  |  | 17-12-2010 |  | -1
1597 | PONNERI | Slit Lamp | 00007/SLIT/1 | C |  | 00007/SLIT/1 |  | 2007-08-14 |  | TRANSFER FROM GH Gumidipoondi | Eye Dept | Transfer |  |  |  | 0 | NO AMC |  |  | 17-12-2010 |  | -1
1598 | PONNERI | Shadowless Lamp stand model | 00007/MOLT/4 | B | MOBILE 18" STAND MODEL | 00007/MOLT/4 |  | 2008-02-09 |  | Jupiter Manufacturing Works | Store | TNHSP | TNHSP/TNMSC/P2E17/2007/30.10.2007 | 2008-02-09 | 2009-02-08 | 13749 | NO AMC |  |  | 17-12-2010 |  | -1
1599 | PONNERI | Shadowless Lamp stand model | 00007/MOLT/5 | B | MOBILE 18" STAND | 00007/MOLT/5 |  | 2008-02-09 |  | Jupiter Manufacturing Works | Store | TNHSP | TNHSP/TNMSC/P2E17/2007/30.10.2007 | 2008-02-02 | 2009-02-08 | 13749 | NO AMC |  |  | 17-12-2010 |  | -1
1600 | PONNERI | Shadowless Lamp stand model | 00007/MOLT/6 | B | MOBILE 18" STAND | 00007/MOLT/6 |  | 2008-02-09 |  | Jupiter Manufacturing Works | Store | TNHSP | TNHSP/TNMSC/P2E17/2007/30.10.2007 | 2008-02-09 | 2009-02-08 | 13749 | NO AMC |  |  | 17-12-2010 |  | -1
1601 | PONNERI | Shadowless Lamp stand model | 00007/MOLT/7 | B | MOBILE 18" STAND | 00007/MOLT/7 |  | 2008-02-09 |  | Jupiter Manufacturing Works | Store | TNHSP | TNHSP/TNMSC/P2E17/2007/30.10.2007 | 2008-02-09 | 2009-02-08 | 13749 | NO AMC |  |  | 17-12-2010 |  | -1
1602 | PONNERI | Shadowless Lamp stand model | 00007/MOLT/8 | B | MOBILE 18" STAND | 00007/MOLT/8 |  | 2008-02-09 |  | Jupiter Manufacturing Works | Store | TNHSP | TNHSP/TNMSC/P2E17/2007/30.10.07 | 2008-02-09 | 2009-02-08 | 13749 | NO AMC |  |  | 17-12-2010 |  | -1
1603 | PONNERI | Suction Apparatus - Electrical | 00007/SAEL/1 | C | 7A- 23D | 00007/SAEL/1 |  | 2008-02-14 |  | Vin Bio Tech | OT | TNHSP | TNHSP/TNMSC/P2E18/2007/30.10.07 | 2008-02-14 | 2009-02-13 | 4314 | NO AMC |  |  | 17-12-2010 |  | -1
1604 | PONNERI | Suction Apparatus - Electrical | 00007/SAEL/2 | C | 7A- 23D | 00007/SAEL/2 |  | 2008-02-14 |  | Vin Bio Tech | L W | TNHSP | TNHSP/TNMSC/P2E18/2007/30.10.07 | 1998-02-14 | 2009-02-13 | 4314 | NO AMC |  |  | 17-12-2010 |  | -1
1605 | PONNERI | Suction Apparatus - Electrical | 00007/SAEL/3 | C | 7A- 23D | 00007/SAEL/3 |  | 2008-02-14 |  | Vin Bio Tech | F W | TNHSP | TNHSP/TNMSC/P2E18/2007/30.10.07 | 2008-02-14 | 2009-02-13 | 4314 | NO AMC |  |  | 17-12-2010 |  | -1
1606 | PONNERI | Suction Apparatus - Electrical | 00007/SAEL/4 | C | 7A- 23D | 00007/SAEL/4 |  | 2008-02-14 |  | Vin Bio Tech | Store | TNHSP | TNHSP/TNMSC/P2E18/2007/30.10.07 | 2008-02-14 | 2009-02-13 | 4314 | NO AMC |  |  | 17-12-2010 |  | -1
1607 | PONNERI | Suction Apparatus - Electrical | 00007/SAEL/5 | C | 7A- 23D | 00007/SAEL/5 |  | 2008-02-14 |  | Vin Bio Tech | Store | TNHSP | TNHSP/TNMSC/P2E18/2007/30.10.07 | 2008-02-14 | 2009-02-13 | 4314 | NO AMC |  |  | 17-12-2010 |  | -1
1608 | PONNERI | Suction Apparatus - Electrical | 00007/SAEL/6 | C | 7A- 23D | 00007/SAEL/6 |  | 2008-02-14 |  | Vin Bio Tech | Store | TNHSP | TNHSP/TNMSC/P2E18/2007/30.10.07 | 2008-02-14 | 2008-02-13 | 4314 | NO AMC |  |  | 17-12-2010 |  | -1
1609 | PONNERI | Suction Apparatus - Electrical | 00007/SAEL/7 | C | 7A- 23D | 00007/SAEL/7 |  | 2008-02-14 |  | Vin Bio Tech | Store | TNHSP | TNHSP/TNMSC/P2E18/2007/30.10.07 | 2008-02-14 | 2009-02-13 | 4314 | NO AMC |  |  | 17-12-2010 |  | -1
1610 | PONNERI | Diathermy Machine (Electric Cautery) | 00007/SDIA/1 | B | OBS026 |  |  | 2007-07-02 |  | Jupiter Manufacturing Works | OT | SandP | 35047/Sandamp;P/1/2007 Dt.27/04/07 | 2007-07-02 | 2008-08-01 | 18720 | NO AMC |  |  | 17-12-2010 |  | -1
1611 | PONNERI | Operation Table Hydraulic Major | 00007/TAMA/2 | B2 | Jupiter | 00007/TAMA/2 |  | 2008-02-09 |  | Jupiter Manufacturing Works | OT | TNHSP | TNHSP/TNMSC/P2E6/2007/11.09.07 | 2008-02-09 | 2009-02-08 | 55120 | NO AMC |  |  | 17-12-2010 |  | -1
1612 | PONNERI | Alpha Bed with motor | 00007/ABM/4 | C | ORT123 | 00007/ABM/4 |  | 2007-07-02 |  | Jupiter Manufacturing Works | Store | SandP | 35047/Sandamp;P/1/2007 Dt.27.04.07 | 2007-07-02 | 2008-07-01 | 6864 | NO AMC |  |  | 17-12-2010 |  | -1
1613 | PONNERI | Nebuliser Adult | 00007/NEBA/2 | C | JMW | 00007/NEBA/2 |  | 2007-08-03 |  | Jupiter Manufacturing Works | L W | TNHSP | TNMSC/P2E23/TNHSP/200/29.6.07 | 2007-08-03 | 2008-08-02 | 1310 | NO AMC |  |  | 17-12-2010 |  | -1
1614 | PONNERI | X.ray lobby single | 00007/XRLS/1 | C |  | 00007/XRLS/1 |  | 2007-03-26 |  | Solokraft Industries | X - Ray Dept | LP | local purchase |  |  | 832 | NO AMC |  |  | 17-12-2010 |  | -1
1615 | PONNERI | X.ray lobby single | 00007/XRLS/2 | C | Solokraft | 00007/XRLS/2 |  | 2007-03-26 |  | Solokraft Industries | X - Ray Dept | LP | LP |  | 2008-03-25 | 832 | NO AMC |  |  | 17-12-2010 |  | -1
1616 | PONNERI | Weighing machine adult | 00007/WTMA/1 | C | Adult | 00007/WTMA/1 |  | 2007-11-30 |  | Madras Surgical andamp; Chemicals | FW Dept. | TNHSP | TNHSP/TNMSC/P2E28/2007/03.09.07 | 2007-11-30 | 2008-11-29 | 458 | NO AMC |  |  | 17-12-2010 |  | -1
1617 | PONNERI | Stethoscope | 00007/STES/1 | C | MIICO | 00007/STES/1 |  | 2012-02-27 |  | VISHAL HOSPITAL FURNITURE | FW DEPT | TNHSP | TNHSP/TNMSC/ENGG/AG73E/2010 DT;22/09/2011 | 2012-02-27 | 2013-02-26 | 120 | NO AMC |  |  | 2012-05-09 |  | -1
1618 | PONNERI | Stethoscope | 00007/STES/2 | C | MIICO | 00007/STES/2 |  | 2012-02-27 |  | VISHAL HOSPITAL FURNITURE MFG | STORE | TNHSP | ST/351/2011-12~DT;27/02/2012 | 2012-02-27 | 2013-02-26 | 120 | NO AMC |  |  | 2012-05-09 |  | -1
1619 | PONNERI | B.P.apparatus table model | 00007/BPAT/21 | C | MIICO BOX TYPE | 00007/BPAT/21 |  | 2012-02-27 |  | VISHAL HOSPITAL STEEL MFG | STORE | TNHSP | TNHSP/TNMSC/ENGG/AG73E/2010~DT;22/09/2011 | 2012-02-27 | 2013-02-26 | 810 | NO AMC |  |  | 2012-04-09 |  | -1
1620 | PONNERI | Stethoscope | 00007/STES/3 | C | MIICO | 00007/STES/3 |  | 2012-02-27 |  | VISHAL HOSPITAL FURNITURE MFG | STORE | TNHSP |  | 2012-02-27 | 2013-02-26 | 120 | NO AMC |  |  | 2012-05-09 |  | -1
1621 | PONNERI | Stethoscope | 00007/STES/4 | C | MIICO | 00007/STES/4 |  | 2012-02-27 |  | VISHAL HOSPITAL FURNITURE MFG | STORE | TNHSP | TNHSP/TNMSC/ENGG/AG73E/2010~22/09/2011 | 2012-02-27 | 2013-02-26 | 120 | NO AMC |  |  | 2012-05-09 |  | -1
1622 | PONNERI | B.P.apparatus table model | 00007/BPAT/19 | C | MIICO BOX | 00007/BPAT/19 |  | 2012-02-27 |  | VISHAL HOSPITAL STEEL MFG | FW DEPT 1~STORE 2 | TNHSP | TNHSP/TNMSC/ENGG/AG73E/2010~Dt.22/09/2011 | 2012-02-27 | 2013-02-26 | 810 | NO AMC |  |  | 2012-04-09 |  | -1
1623 | PONNERI | B.P.apparatus table model | 00007/BPAT/20 | C | mico box type | 00007/BPAT/20 |  | 2012-02-27 |  | vishal hospital steel mfg | STORE | TNHSP | TNHSP/TNMSC/ENGG/AG73E/2010~DT;22/09/2011 | 2012-02-27 | 2013-02-26 | 810 | NO AMC |  |  | 2012-04-09 |  | -1
1624 | PONNERI | B.P.apparatus table model | 00007/BPAT/18 | C | BOX TYPE | 00007/BPAT/18 |  | 2012-08-04 |  | M/S.Madhusudhanan~Chennai.29 | STORE | TNHSP | TNHSP/TNMSC/AG25/2011 | 2012-08-04 | 2013-08-03 | 1252 | NO AMC |  |  | 2012-04-09 |  | -1
1625 | PONNERI | Deep Freezer | 00007/DFRZR/1 | B2 | JA DF 20 | 00007/DFRZR/1 |  | 2012-03-07 | JOVE AUTOMATIONS | PAWAR ELECTRO SYSTEMS P LTD | BLOOD STORAGE CENTRE | RCH | RCH-II/TNMSC/ENGG/7146/2010~DT;10/02/2011 | 2012-03-07 | 2013-03-06 | 52785 | NO AMC |  |  | 2012-04-09 |  | -1
1626 | PONNERI | Ringlens System | 00007/RLS/1 | C | MAGNOSCOPE | 00007/RLS/1 |  | 2012-07-06 |  | SOLOCRAFTS INDUSTRIES | STORE | TNHSP | TNHSP/TNMSC/ICB/AG31/2011~Dt.19/10/2011 | 2012-07-06 | 2015-07-05 | 7337 | NO AMC |  |  | 2012-04-09 |  | -1
1627 | PONNERI | Operating Microscope(Eye) | 00007/OMS/1 | B1 | ASM930TG | 912256 |  | 2012-05-16 |  | GOVT HQ HOSPITAL~THIRUVALLUR | EYE OT | OTHERS |  |  |  | 0 | NO AMC |  |  | 2012-04-09 |  | -1
1628 | POONAMALLEE | X.ray lobby single | 00008/XRLS/1 | C |  |  |  | 2010-12-04 | Allengers Medi Systems |  | Xray Room | TNHSP |  |  | 2011-07-07 | 0 | NO AMC |  |  | 17-12-2010 |  | -1
1629 | POONAMALLEE | X.ray developing tank | 00008/XRDT/1 | C |  |  |  | 2010-12-04 |  | Allengers Medi Systems |  | TNHSP |  |  | 2011-07-06 | 0 | NO AMC |  |  | 17-12-2010 |  | -1
1630 | POONAMALLEE | Intensifying screen X-ray | 00008/XRIS/1 | C |  |  |  | 2010-12-04 |  | Allengers Medi Systems | Xray Room | TNHSP |  |  | 2011-07-07 | 0 | NO AMC |  |  | 17-12-2010 |  | -1
1631 | POONAMALLEE | Suction Apparatus - Electrical | 00008/SAEL/5 | C |  |  |  | 2009-02-16 |  | Vishal Hospital Steel Furniture Manufacturing co | Ward | DMS | DMS/51190/S andamp; P/1/2008 |  | 2010-02-15 | 0 | NO AMC |  |  | 17-12-2010 |  | -1
1632 | POONAMALLEE | Semi auto analyser | 00008/SEAA/1 | B2 |  |  |  | 2009-04-11 |  | Robonik India PVT LTD | Lab | TNHSP |  |  | 2010-04-10 | 59500 | NO AMC |  |  | 17-12-2010 |  | -1
1633 | POONAMALLEE | Pulse Oximeter | 00008/SPO2/1 | B |  |  |  | 2009-04-15 |  | JDHS Thiruvallur | Main Store | JDHS |  |  |  | 0 | NO AMC |  |  | 21-12-2010 |  | -1
1634 | POONAMALLEE | Suction Apparatus - Electrical | 00008/SAEL/6 | C |  |  |  | 2009-02-16 |  | Vishal Hospital Steel Furniture Manufacturing co | Store | DMS |  |  | 2010-02-15 | 0 | NO AMC |  |  | 17-12-2010 |  | -1
1635 | POONAMALLEE | Suction Apparatus - Electrical | 00008/SAEL/7 | C |  |  |  | 2009-03-25 |  | Jupiter Manufacturing Works | Store | DMS |  |  | 2010-03-24 | 5500 | NO AMC |  |  | 17-12-2010 |  | -1
1636 | POONAMALLEE |  | 00008/XRY100/1 | B |  |  |  | 2010-07-08 |  | Allengers Medi Systems | X-Ray Room | TNHSP |  |  | 2011-07-07 | 270710 | NO AMC |  |  | 17-12-2010 |  | -1
1637 | THIRUVALLUR | Pulse Oximeter | 00009/POBP/1 | B2 | Radical-7 | Q11564 |  | 2013-02-22 | M/S Masimo Corporation. | M/S Grace mfg andamp; Trading Co | N I C U | RCH | RCH-II/TNMSC/ENGG/ E49/2011Dt-10-05-2012 | 2013-02-22 | 2016-02-21 | 86500 | NO AMC |  |  | 22-2-2013 |  | -1
1638 | THIRUVALLUR | Pulse Oximeter | 00009/POBP/2 | B2 | Radical-7 | Q 10412 |  | 2013-02-22 | M/S Masimo Corporation. | M/S Grace Mfg andamp; Trading Co | N I C U | RCH | RCH-II/TNMSC/ENGG/E49/2011Dt-10-05-2012 | 2013-02-22 | 2016-02-21 | 86500 | NO AMC |  |  | 22-2-2013 |  | -1
1639 | THIRUVALLUR | Pulse Oximeter | 00009/POBP/3 | B2 | Radical-7 | Q 09615 |  | 2013-02-22 | M/S Masimo Corporation | M/S Grace Mfg andamp;Trading Co | N I C U | RCH | RCH-II/TNMSC/ENGG/E49/2011Dt-10-05-2012 | 2013-02-22 | 2016-02-21 | 86500 | NO AMC |  |  | 22-2-2013 |  | -1
1640 | THIRUVALLUR | Weighing machine infant | 00009/WTMB/1 | C |  |  |  | 2011-01-13 |  | Jupiter Manufacturing Works | MAINSTORE | RCH |  | 2011-01-13 | 2014-01-12 | 2300 | NO AMC |  |  | 2011-01-02 |  | -1
1641 | THIRUVALLUR | Ultra Sonogram -MOBILE | 00009/IUSM/8 | B | Logiq C2 | 202294WX5 |  | 2011-09-02 | M/S Wipro GE Healthcare | M/S Wipro GE Healthcare | L W | RCH | RCH-II/TNMSC/ENGG/E44/2010DT;05/07/2011 | 2013-07-24 | 2014-07-23 | 323800 | NO AMC |  |  | 24-7-2013 |  | -1
1642 | THIRUVALLUR | Ice Lined Refrigerator | 00009/ILREF/1 | C | HBC-70 ILR | BE0581E0100B297D0041 |  | 2013-07-25 | HAIER |  | MAIN STORE | OTHERS | 55/2013 DT;25/07/2013 | 2013-07-25 |  | 0 | NO AMC |  |  | 26-7-2013 |  | -1
1643 | THIRUVALLUR | Rotary Microtome | 00009/RMT/1 | C | BDI 140 | 20140800836 |  | 2015-08-17 | M/S B D Instrumentation (India) | M/S Solokrafts Industries | Blood Bank | TNHSP | TNHSP/TNMSC/AG87f(R)/2014 Dt- 19/05/2014 | 2014-09-18 | 2015-08-22 | 32200 | NO AMC |  |  | 2014-11-11 |  | -1
1644 | THIRUVALLUR | Neonatal Ventilator | 00009/NVENT/2 | B2 | Neumovement Graphnet Neo | 130910281082 |  | 2013-10-16 | M/s TECME S.A Argentina | M/s Schiller Healthcare India Pvt Ltd | NICU | RCH | RCH-II/TNMSC/ENGG/68/2012 Dt- 20/08/2013 |  | 2016-10-15 | 708750 | NO AMC |  |  | 2014-10-11 |  | -1
1645 | THIRUVALLUR | Multi Para Monitor | 00009/MPM/7 | B2 | G3G | G3GL80086 |  | 2014-09-11 | General Meditech Inc | Trans Healthcare India Pvt Ltd | Store | TNHSP | TNHSP/TNMSC/AG88/2014/21/06/2014 | 2014-09-11 | 2015-09-10 | 63315 | NO AMC |  |  | 2014-11-11 |  | -1
1646 | THIRUVALLUR | Foetal Doppler | 00009/FDOP/11 | C | A100H |  |  | 2014-09-13 | Aeon Technology (P) Ltd | Medi Waves Inc |  | TNMSC | 17240/TNMSC/ENGG/2014-15 Dt. 16/05/2014 | 2014-09-13 | 2017-09-12 | 4650 | NO AMC |  |  | 2014-11-11 |  | -1
1647 | THIRUVALLUR | Haemodialysis Machine | 00009/HDIA/1 | B1 | M204001-4008S |  |  | 2014-01-30 | M/S Sheth Impex Vivo Solutions P Ltd | Sheth Impex vivo P Ltd | I C U | OTHERS | 1040/A3/13/Dt-03/01/2014 |  | 2015-01-29 | 708750 | NO AMC |  |  | 2014-11-11 |  | -1
1648 | THIRUVALLUR | Microdrill and saw system | 00009/MSS/1 | B1 | Stryker USA |  |  | 2014-09-23 | Stryker USA | Indian Orthocare surgicals | Ortho OT | TNHSP | TNHSP/TNMSC/AG90h/2014 Dt-01/09/2014 | 2014-09-23 | 2015-08-22 | 890000 | NO AMC |  |  | 2014-11-11 |  | -1
1649 | THIRUVALLUR | Defibrillator with Monitor | 00009/DEFI/2 | B2 |  |  |  | 2007-02-02 | TRIVITRON | Trivitron Medical Systems | ICU | TNHSP | TNHSP/TNMSC/ENGG/CE7/2006Dt-25/10/2006 | 2007-02-02 | 2008-02-01 | 140000 | NO AMC |  |  | 17-12-2010 |  | -1
1650 | THIRUVALLUR | Cardiac Monitor | 00009/EBSM/1 | C | Integara I E | C10812AM12 |  | 2009-06-01 | Concept Inegration (I) Pvt Ltd | Concept Integration (I) Pvt. Ltd. | Male Ward | TNHSP | TNHSP/TNMSC/P3E13/2008 dt 10/10/2008 | 2009-01-06 | 2010-01-05 | 24500 | NO AMC |  |  | 17-12-2010 |  | -1
1651 | THIRUVALLUR | Multi Para Monitor | 00009/MPM/1 | B | S61 | 10232150019 |  | 2010-10-13 | Beijing Choice Electronic Tech. Co. | Trans Health Care India Pvt. Ltd. | NICU | RCH | RCH-II/TNMSC/ENGG/E37/2010-4 dt 30/07/2010 | 2010-10-12 | 2011-10-12 | 49500 | NO AMC |  |  | 17-12-2010 |  | -1
1652 | THIRUVALLUR | Multi Para Monitor | 00009/MPM/2 | B | Planet 50 | T03W10211 |  | 2003-01-16 | Larsen andamp; Toubro Limited | Larsen andamp; Toubro Limited | E OT | DMS |  | 2003-10-16 | 2006-10-15 | 117119 | NO AMC |  |  | 17-12-2010 |  | -1
1653 | THIRUVALLUR | Multi Para Monitor | 00009/MPM/3 | B | Planet 50 | T08W60223 |  | 2008-03-19 | Larsen andamp; Toubro Limited | Larsen andamp; Toubro Limited | M OT | NRHM | 2394/NRHM/TNMSC/08 dt 03/02/2008 | 2008-03-19 | 2009-03-18 | 100000 | NO AMC |  |  | 17-12-2010 |  | -1
1654 | THIRUVALLUR | Multi Para Monitor | 00009/MPM/4 | B | BPM 300 | 131-CJ5383 |  | 2004-01-23 | Biosys | Miti Electronics Pvt. Ltd. | Casuality | DMS | 32069/Sandamp;P/1/2003 dt 31/12/2003 | 2004-01-23 | 2005-01-22 | 84500 | NO AMC |  |  | 17-12-2010 |  | -1
1655 | THIRUVALLUR | Multi Para Monitor | 00009/MPM/5 | B | XL MON |  |  | 2007-01-27 | Slicon Labs | Silicon Labs | M OT | TNHSP | TNHSP/TNMSC/ENGG/CE9/2006 dt 25/10/2006 | 2007-01-27 | 2008-01-26 | 70000 | NO AMC |  |  | 17-12-2010 |  | -1
1656 | THIRUVALLUR | Electri centrifuger | 00009/CENT/2 | C | C8C | 00009/CENT/2 6 |  | 2009-10-26 |  | _ |  | TANSACS | 892-4/PROC/STORES/22/10/2009 |  |  | 0 | NO AMC |  |  | 17-12-2010 |  | -1
1657 | THIRUVALLUR | Electri centrifuger | 00009/CENT/4 | C |  | 00009/CENT/4 |  | 2009-03-07 |  | SOLOKRAFS INDUSTRIES |  | TNHSP | BLOOD BANK/TNMSC/TANSACS/2009-03DT01/10/2009 |  |  | 10700 | NO AMC |  |  | 17-12-2010 |  | -1
1658 | THIRUVALLUR | Semi auto analyser | 00009/SEAA/1 | B2 | Prietest Touch | AT0710209RBK |  | 2009-04-10 |  | Robonik India Pvt. Ltd. | LAB | TNHSP | TNHSP/TNMSC/ICB/P3E2/2009DT;30/03/2009 | 2009-04-10 |  | 59500 | NO AMC |  |  | 17-12-2010 |  | -1
1659 | THIRUVALLUR | Semi auto analyser | 00009/SEAA/3 | B2 | RX - 50 | TN10J009 |  | 2010-10-22 |  | Microlab Instruments | Lab | RCH | RCH-II/TNMSC/ENGG/E38/2010-2DT;5/10/2010 | 2010-10-22 | 2011-10-21 | 44400 | NO AMC |  |  | 17-12-2010 |  | -1
1660 | THIRUVALLUR | Auto Clave HP Horizontal-CYLINDRICAL | 00009/ACHC/2 | C | Horizontal | 00009/ACHC/2 |  | 2009-03-12 | Solocraft Industries | Solocraft Industries | Sterilization Room | RCH | RCH-2/TNMSC/ENGG/E18/2009Dt;8/6/2009 | 2012-08-09 | 2013-08-08 | 132000 | NO AMC |  |  | 17-12-2010 |  | -1
1661 | THIRUVALLUR | Auto Clave HP Vertical (2 bin) | 00009/ACV2/28 | C | Vishal Steel Furnitures | 00009/ACV2/28 |  | 2008-06-09 | Vishal Steel Furnitures | Vishal Steel Furnitures | Store | NRHM | 2394/NRHM/TNMSC/2008-22 Dt-18/03/2008 | 2010-06-09 | 2010-06-08 | 16300 | NO AMC |  |  | 17-12-2010 |  | -1
1662 | THIRUVALLUR | Auto Clave HP Vertical (2 bin) | 00009/ACV2/29 | C | Solokrafts Industries. | 00009/ACV2/29 |  | 2009-02-05 | Solokrafts Industries. | Solokrafts Industries. | OPD | TNHSP | TNHSP/TNMSC/P3E10/2008/10.09.2008 |  | 2011-02-04 | 29800 | NO AMC |  |  | 17-12-2010 |  | -1
1663 | THIRUVALLUR | Echocardiogram Color | 00009/IECGM/1 | B1 | DC-T6 |  |  | 2012-01-25 |  | MINDRAY MEDICAL iNDIA PVT LTD | I C U | TNHSP | TNHSP/TNMSC/ENGG/AG10andamp;AG22/2011Dt-12/08/2011 | 2012-01-25 | 2013-01-24 | 724729 | NO AMC |  |  | 2012-02-02 |  | -1
1664 | THIRUVALLUR | Weighing machine infant | 00009/WTMB/10 | C | Electronic |  |  | 2012-02-29 |  | Jupiter Manufacturing Works | N I C U | RCH | RCH-2/TNMSC/ENGG/E46/2011-1DT;21/11/2011 | 2012-02-29 | 2013-02-28 | 2460 | NO AMC |  |  | 29-2-2012 |  | -1
1665 | THIRUVALLUR | Audiometer | 00009/AUMT/2 | C | AD2000 | A0012B007T |  | 2012-03-20 | ALPS | ALPS International Pvt Ltd | Store | TNMSC | 4748/TNMSC/ENGG/2012-4/07/02/2012 | 2012-03-22 | 2015-03-22 | 44500 | NO AMC |  |  | 22-3-2012 |  | -1
1666 | THIRUVALLUR | Auto Clave HP Horizontal-CYLINDRICAL | 00009/ACHC/3 | C | HZ512 SPL | 00009/ACHC/3 |  | 2011-07-22 |  | Solokrafts Industries | Central Sterilization Room | TNMSC | 2396/TNMSC/ENGG/2010/Dt-23/02/2011 | 2012-08-09 | 2013-08-08 | 145000 | NO AMC |  |  | 23-12-2011 |  | -1
1667 | THIRUVALLUR | Electric Calorimeter | 00009/CALO/4 | C |  | 00009/CALO/4 |  | 2011-03-18 |  | Jupiter Manufacturing Works | Blood Bank | RCH | RCH-2/TNMSC/ENGG/4538/2010-5/6/10/2010 |  |  | 5300 | NO AMC |  |  | 29-12-2011 |  | -1
1668 | THIRUVALLUR | Foetal Doppler | 00009/FDOP/2 | C | INDODOP | 1181530409 |  | 2009-04-17 | HMS | Amman Surgicals~ Trichy. | AN OP | OTHERS |  |  |  | 6900 | NO AMC |  |  | 17-12-2010 |  | -1
1669 | THIRUVALLUR | Colposcope | 00009/CALS/2 | B2 | ARI -11-1D | 00009/CALS/2 |  | 2012-09-06 | M/S Ari/Technology(Group)Co.Ltd~China. | M/S South India Surgicals Co Ltd. |  | TNHSP | TNHSP/TNMSC/ENGG/AG30/2011Dt-21/04/2012 |  | 2013-09-05 | 130000 | NO AMC |  |  | 2012-10-09 |  | -1
1670 | THIRUVALLUR | Anesthesia apparatus with circle absorber | 00009/AACB/1 | B2 |  |  |  | 2011-09-28 |  | Transfer in from GH/Podhatur pet |  | TNHSP |  |  |  | 0 | NO AMC |  |  | 2012-08-10 |  | -1
1671 | THIRUVALLUR | B.P.apparatus stand model | 00009/BPAS/8 | C |  | 00009/BPAS/8 |  | 2011-04-11 | M/S JAYAM ENTERPRISES | M/S JAYAM ENTERPRISES | OPD | RCH | RCH-II/TNMSC/ENGG/4538/2011DT;10/02/2011 |  | 2012-04-10 | 1500 | NO AMC |  |  | 22-10-2012 |  | -1
1672 | THIRUVALLUR | Cell Counter Electronic (AUTOMATIC) | 00009/CLCN/1 | B | KX - 21 | B3229 |  | 2008-08-29 | M/S Sysmex Corporation~Japan. | M/S Transasia | Gen Lab | DMS | 47975/Sandamp;P/1/208 Dt. 13/08/08 | 2011-08-28 | 2014-12-30 | 334952 | NO AMC |  |  | 31-12-2012 |  | -1
1673 | THIRUVALLUR | Shadowless lamp ceiling type major | 00009/CLMA/2 | B |  |  |  | 2012-12-05 |  | M/S MADRAS SURGICALS andamp;CHEMICALS | M O T | OTHERS | 4452/TVLR/THIRUVALLUR/2012DT;08/10/2012 |  |  | 20500 | NO AMC |  |  | 2013-06-02 |  | -1
1674 | THIRUVALLUR | Multi Para Monitor | 00009/MPM/1 | B2 | MMED 6000DP -S6 | 12494500026 |  | 2013-02-07 | Beijing Choice | Trans health care | M O T | OTHERS | 1135/2013dt;05/02/2013 | 2013-02-07 | 2016-02-06 | 65000 | NO AMC |  |  | 2013-07-02 |  | -1
1675 | THIRUVALLUR | Multi Para Monitor | 00009/MPM/2 | B2 | MMED 6000DP-S6 | 124945900027 |  | 2013-02-07 | Beijing Choice | Trans health care | E OT | OTHERS | 1135/2013dt;05/02/2013 | 2013-02-07 | 2016-02-06 | 65000 | NO AMC |  |  | 2013-07-02 |  | -1
1676 | TIRUTHANI | Focus lamp Ordinary | 00010/FOLP/8 | C |  |  |  | 2015-02-17 | GESCO | GENERAL SURGICAL COMPANY (INDIA) PVT. LTD~ CHENNAI | MATERNITY WARD LABOUR ROOM | TNMSC | 114/TNMSC/ENGG/2013-3 08/12/2014 | 2015-02-17 | 2018-02-16 | 11875 | NO AMC |  |  | 17-2-2015 |  | -1
1677 | TIRUTHANI | Infusion Pump/Infusion Syringe Pump/Insulin Syringe Pump | 00010/INPM/6 | C | AKAS INFU 510 | IX12141205 |  | 2015-02-05 | AKAS MEDICAL EQUIPMENT | AKAS MEDICAL | NBSU GH TIRUTTANI TIRUVALLUR DISTRICT | TNMSC | 114/TNMSC/ENGG/2013-4 DATED 08/12/2014 | 2015-02-05 | 2018-02-04 | 19750 | NO AMC |  |  | 2015-05-02 |  | -1
1678 | TIRUTHANI | Syringe Pump | 00010/SYRP/1 | B | AKAS SYRU 410 | RX12140762 |  |  |  | AKAS MEDICAL | NBSU~ GH~ TIRUTTANI | TNMSC | 114/TNMSC/ENGG/2013-4 DATED 08/12/2014 | 2015-02-05 | 2018-02-04 | 20850 | NO AMC |  |  | 2015-05-02 |  | -1
1679 | TIRUTHANI | Hematology analyser | 00010/HEMA/1 | B1 | POCH - 100 i | F2774 |  | 2013-10-30 | SYSMEX CORPORATION | DISTRICT HEAD QUARTERS HOSPITAL~ TIRUVALLUR | GENERAL LABORATORY | OTHERS |  | 2013-10-30 |  | 0 | NO AMC |  |  | 2014-01-10 |  | -1
1680 | TIRUTHANI | Foetal Doppler | 00010/FDOP/4 | C | A100H | H11054783 |  | 2014-09-24 | AEON TECHNOLOGY | MEDI WAVES INC. B-68~ G.T. KARNAL ROAD~ INDUSTRIAL AREA~ DELHI - 110033 | STORES | TNMSC | 17240/TNMSC/ENGG/2014-15 DATED 16.05.2014 | 2014-09-24 | 2017-09-23 | 4650 | NO AMC |  |  | 25-9-2014 |  | -1
1681 | TIRUTHANI | Multi Para Monitor | 00010/MPM/3 | B2 | G3 D | G3 DL60038 |  | 2014-06-30 | GENERAL MEDITECH INC~ CHINA | TRANSHEALTH CARE INDIA PRIVATE LTD. ~ CHENNAI | STORES | TNMSC | 17240 / TNMSC / ENGG / 2014 -3 DATED 16.05.2014 | 2014-06-30 | 2017-06-29 | 60000 | NO AMC |  |  | 30-9-2014 |  | -1
1682 | TIRUTHANI | Hematology analyser | 00010/HEMA/2 | B1 | XP 100 ADVANCE VERSION OF KX21 | A3412 |  | 2014-03-24 | SYSMEX | TRANSASIA ~ CHENNAI | GENERAL LABORATORY | DMS | 78217 / Sandamp; P / 1 / 2013 ~ 10/03/2014 DMS~ CHENNAI | 2014-03-24 |  | 404585 | NO AMC |  |  | 2014-09-10 |  | -1
1683 | TIRUTHANI | Electric Calorimeter | 00010/CALO/2 | C | PRIETEST EASY LAB | PEL0981213RBK |  | 2014-03-19 | ROBONIK (I) PVT LTD. | ROBONIK (I) PVT LTD | GENERAL LABORATORY | TNHSP | TNHSP/TNMSC/AG87b/2013-2 | 2014-03-19 | 2015-03-18 | 20302 | NO AMC |  |  | 13-11-2014 |  | -1
1684 | TIRUTHANI | Traction set | 00010/TRAC/1 | C | Electrotrac | ABK-129 |  | 2001-04-16 |  | Associated surgicals | Physiotherapy | DMS |  | 2001-04-16 | 2002-04-15 | 0 | NO AMC |  |  | 17-12-2010 |  | -1
1685 | TIRUTHANI | ECG machine computerized | 00010/ECGC/1 | B | HEART VIEW MAX SE -3 | 11130-M116033130006 |  | 2012-03-27 | BROWN DOVE HEALTH CARE | ABABIL HEALTH CARE | MALE WARD | OTHERS |  | 2012-03-27 | 2013-03-26 | 40000 | NO AMC |  |  | 13-9-2012 |  | -1
1686 | TIRUTHANI | Haemoglobinometer | 00010/HBMT/1 | C | BD1-E-55 | 20110589 |  | 2011-09-01 | LABO TECH | SOLOKRAFTS INDUSTRIES | LABOUR WARD | TNMSC | RCH-II/TNMSC/ENGG/4538/2010-6~ 6.10.10 | 2011-09-01 | 2012-08-31 | 4300 | NO AMC |  |  | 14-9-2012 |  | -1
1687 | TIRUTHANI | Weighing machine adult | 00010/WTMA/2 | C | PRESTIGE | 00010/WTMA/2 |  | 2012-02-04 | HARDIK MEDI TECH | ALAN MEDICAL | RNTCP | TNHSP | TNHSP/TNMSC/ENGG/AG24/2011~9.12.2011 | 2012-02-04 | 2013-06-26 | 598 | NO AMC |  |  | 13-9-2012 |  | -1
1688 | TIRUTHANI | Operating Microscope - General | 00010/OPMS/1 | B2 | ASM-930 TG | 1103326 |  | 2012-04-05 | OPTICS- TAKAGI~ JAPAN | ASCON MEDICAL INSTRUMENTS (PVT.LTD) | OPERATION THEATRE | TNMSC | 13413/TNMSC/ENGG/2011-12 ~27.2.12 | 2012-04-05 | 2015-04-04 | 310000 | NO AMC |  |  | 13-9-2012 |  | -1
1689 | TIRUTHANI | Ultra Sonogram -MOBILE | 00010/IUSM/3 | B | LOGIQ -C2 | 202293WX7 |  | 2012-02-13 | WIPRO GE | WIPRO GE HEALTH CARE | SCAN ROOM | TNMSC | RCH-II/TNMSC/ENGG/E44/2010 ~ 5.7.2011 | 2012-02-13 | 2013-02-12 | 323800 | NO AMC |  |  | 13-9-2012 |  | -1
1690 | TIRUTHANI | Electri centrifuger | 00010/CENT/6 | C | BDI 150 | 2011499 |  | 2012-05-22 | SOLOKRAFTS INDUSTRIES | SOLOKRAFTS INDUSTRIES | STORES | TNHSP | TNHSP/TNMSC/AG29E/2011~04/10/2011 | 2012-05-22 | 2015-05-21 | 5090 | NO AMC |  |  | 13-9-2012 |  | -1
1691 | TIRUTHANI | Ringlens System | 00010/RLS/1 | C |  | 00010/RLS/1 |  | 2012-05-22 | SOLOKRAFTS INDUSTRIES | SOLOKRAFTS INDUSTRIES | STORES | TNHSP | TNHSP/TNMSC/ICB/AG31/2011~19.10.2011 | 2012-05-22 | 2013-05-21 | 6987 | NO AMC |  |  | 13-9-2012 |  | -1
1692 | TIRUTHANI | Deep Freezer | 00010/DFRZR/1 | B2 | JA DF 20 | 1110692 |  | 2012-03-30 | JOVE AUTOMATIONS | PAWAR ELECTRO SYSTEMS (P) LTD | LABORATORY | TNMSC | RCH-II/TNMSC/ENGG/7146/2010~10.2.2011 | 2012-03-30 | 2013-03-29 | 51750 | NO AMC |  |  | 13-9-2012 |  | -1
1693 | TIRUTHANI | B.P.apparatus table model | 00010/BPAT/6 | C | HEM 7111 | 2011100761VG |  | 2012-02-13 | OMRON | ANAND MEDICAL AGENCIES | BLOOD BANK | OTHERS |  | 2012-02-13 | 2013-02-12 | 2095 | NO AMC |  |  | 13-9-2012 |  | -1
1694 | TIRUTHANI | B.P.apparatus table model | 00010/BPAT/7 | C | HEM7111 | 20111100762VG |  | 2012-02-13 | OMRON | ANAND MEDICAL AGENCIES | OPTHAL | OTHERS |  | 2012-02-13 | 2013-02-12 | 2095 | NO AMC |  |  | 26-9-2012 |  | -1
1695 | TIRUTHANI | B.P.apparatus table model | 00010/BPAT/8 | C | HEM711 | 20111100763VG |  | 2012-02-13 | OMRON | ANAND MEDICAL AGENCIES | STORES | OTHERS |  | 2012-02-13 | 2013-02-12 | 2095 | NO AMC |  |  | 26-9-2012 |  | -1
1696 | TIRUTHANI | B.P.apparatus table model | 00010/BPAT/9 | C | HEM 7111 | 20111100767VG |  | 2012-02-13 | OMRON | ANAND MEDICAL AGENCIES | STORES | OTHERS |  | 2012-02-13 | 2013-02-12 | 2095 | NO AMC |  |  | 26-9-2012 |  | -1
1697 | TIRUTHANI | B.P.apparatus table model | 00010/BPAT/10 | C | HEM7111 | 2011110768VG |  | 2012-02-13 | OMRON | ANAND MEDICAL AGENCIES | STORES | OTHERS |  | 2012-02-13 | 2013-02-12 | 2095 | NO AMC |  |  | 26-9-2012 |  | -1
1698 | TIRUTHANI | Infusion Pump/Infusion Syringe Pump/Insulin Syringe Pump | 00010/INPM/5 | C | ST6000 | 37820D/28 2010 |  | 2012-08-18 | SAMTRONIC | TRANS HEALTH CARE INDIA PVT LTD | LABOUR WARD | TNMSC | TNHSP/TNMSC/AG15/2011 01.7.2011 |  | 2012-08-17 | 25200 | NO AMC |  |  | 26-9-2012 |  | -1
1699 | TIRUTHANI | B.P.apparatus stand model | 00010/BPAS/6 | C | 300 | 74244 |  | 2011-04-04 | NAMATT | JAYAM ENTERPRISES | LABOUE WARD | TNMSC | RCH-11/TNMSC/ENGG/4538/2011 10-2-2011 | 2011-04-04 | 2012-04-03 | 1500 | NO AMC |  |  | 26-9-2012 |  | -1
1700 | TIRUTHANI | B.P.apparatus stand model | 00010/BPAS/7 | C | 300 | 74258 |  | 2011-04-04 | NAMATT | JAYAM ENTERPRISES | OT | TNMSC | RCH-11/TNMSC/ENGG/4538/2011 10/2/2011 | 2011-04-04 | 2012-04-03 | 1500 | NO AMC |  |  | 26-9-2012 |  | -1
1701 | TIRUTHANI | B.P.apparatus stand model | 00010/BPAS/8 | C | 300 | 74261 |  | 2011-04-04 | NAMATT | JAYAM ENTERPRISES | STORE | TNMSC | RCH-11/TNMSC/ENGG/4538/2011 10/2/2011 | 2011-04-04 | 2012-04-03 | 1500 | NO AMC |  |  | 26-9-2012 |  | -1
1702 | TIRUTHANI | B.P.apparatus stand model | 00010/BPAS/9 | C | 300 | 74321 |  | 2011-04-04 | NAMATT | JAYAM ENTERPRISES | STORES | TNMSC | RCH-11/TNMSC/ENGG/4538/2011 10/2/2011 | 2011-04-04 | 2012-04-03 | 1500 | NO AMC |  |  | 26-9-2012 |  | -1
1703 | TIRUTHANI | Nebuliser Adult | 00010/NEBA/1 | C | BLISS(GEN 242) | 10437128 |  | 2011-03-29 | MEDICARE PRODUCTS LTD | JUPITER MANFACTURING WORKING | MALE WARD | TNMSC | 133/JA/2011 18.3.2011 | 2011-03-29 | 2012-03-28 | 1225 | NO AMC |  |  | 26-9-2012 |  | -1
1704 | TIRUTHANI | Nebuliser Adult | 00010/NEBA/2 | C | BLISS (GEN242) | 1047127 |  | 2011-03-29 | MEDICARE PROSUCTS LTD | JUPITER MANFACTURING WORKS | MALE WARD | TNMSC | 1301JA/2011 18.3.2011 | 2011-03-29 | 2012-03-28 | 1225 | NO AMC |  |  | 26-9-2012 |  | -1
1705 | TIRUTHANI | Nebuliser Adult | 00010/NEBA/3 | C | BLISS(GEN242) | 10437946 |  | 2011-03-29 | MEDICARE PRODUCTS | JUPITER MANUFACTURING WORKS | MALE WARD | TNMSC | 1301JA/2011 18.3.2011 | 2011-03-29 | 2012-03-28 | 1225 | NO AMC |  |  | 26-9-2012 |  | -1
1706 | TIRUTHANI | Nebuliser Adult | 00010/NEBA/4 | C | BLISS (GEN 242) | 10437685 |  | 2011-03-29 | MEDICARE PRODUCTS | JUPTIER MANUFACTURING WORK | MALE WARD | TNMSC | 1301JA/2011 18.3.2011 | 2011-03-29 | 2012-03-28 | 1225 | NO AMC |  |  | 26-9-2012 |  | -1
1707 | TIRUTHANI | Nebuliser Adult | 00010/NEBA/5 | C | BLISS (GEN 242) | 10437826 |  | 2011-03-29 | MEDICARE PRODUCTS | JUPTIER MANUFACTURING WORKS | MALE WARD | TNMSC | 1301JA/2011 18.3.2011 | 2011-03-29 | 2012-03-28 | 1225 | NO AMC |  |  | 26-9-2012 |  | -1
1708 | UTHUKOTTAI | Suction Apparatus - Electrical | 00011/SAEL/2 | C |  |  |  | 2009-02-17 | vishal | Vishal Hospital Steel Furniture Manufacturer | casuality | TNHSP | TNHSP/TNMSC/P3E8/08 dt 10/09/08 | 2010-04-18 | 2010-02-16 | 3900 | NO AMC |  |  | 29-6-2011 |  | -1
1709 | UTHUKOTTAI | Suction Apparatus - Electrical | 00011/SAEL/3 | C |  |  |  | 2009-02-17 | vishal | Vishal Hospital Steel Furniture Manufacturer | maleward | TNHSP | TNHSP/TNMSC/P3E8/08 dt 10/09/08 | 2010-04-18 | 2010-02-17 | 3900 | NO AMC |  |  | 29-6-2011 |  | -1
1710 | UTHUKOTTAI | Suction Apparatus - Electrical | 00011/SAEL/4 | C |  |  |  | 2009-02-17 | vishal | Vishal Hospital Steel Furniture Manufacturer | female ward | TNHSP | TNHSP/TNMSC/P3E8/08 dt 10/09/08 | 2010-04-18 | 2010-02-16 | 3900 | NO AMC |  |  | 29-6-2011 |  | -1
1711 | UTHUKOTTAI | X-ray Machine 100 mA | 00011/XRY100/1 | B2 | ALLENGERS-100RS/FC/HORIZON |  |  | 2010-07-10 | ALLENGERS | Allengers Medi Systems | X - Ray Room | TNHSP | TNHSP/TNMSC/ICB/P3E1/09 dt 10/02/09 | 2010-07-20 | 2011-07-09 | 270710 | NO AMC |  |  | 29-6-2011 |  | -1
1712 | UTHUKOTTAI | Binocular Mircroscope | 00011/BIMS/1 | B2 | BDI-13A |  |  | 2014-01-10 | M/S BDI Instrumentation(India) | Sokrafts Industries | Store | TNMSC | TNHSP/ Tnmsc/AG87c/2013 ~22/10/2013 |  | 2016-07-30 | 18600 | NO AMC |  |  | 2014-03-02 |  | -1
1713 | UTHUKOTTAI | Hematology analyser | 00011/HEMA/1 | B1 | xp100 | 43229 |  | 2014-03-08 | Transasia | Transasia bio-medicals Ltd | LAB GENERAL | DMS | 78217/S andP/1/2013-7 Dt. 14.02.2014 | 2014-03-08 | 2017-03-07 | 385319 | NO AMC |  |  | 25-3-2014 |  | -1
1714 | UTHUKOTTAI | B.P.apparatus stand model | 00011/BPAS/2 | C | Stand |  |  | 2008-12-22 | jupiter | Jupiter Manufacturing Works | OP | TNHSP | TNHSP/TNMSC/P3E16 dt 29/08/08 | 2008-12-22 | 2009-12-21 | 1090 | NO AMC |  |  | 17-12-2010 |  | -1
1715 | UTHUKOTTAI | B.P.apparatus stand model | 00011/BPAS/3 | C | Stand |  |  | 2008-12-22 | jupiter | Jupiter Manufacturing Works | Dental Hy. | TNHSP | TNHSP/TNMSC/P3E16 dt 29/08/08 | 2009-08-23 | 2009-12-21 | 1090 | NO AMC |  |  | 17-12-2010 |  | -1
1716 | UTHUKOTTAI | B.P.apparatus stand model | 00011/BPAS/4 | C | Stand |  |  | 2008-12-22 | jupiter | Jupiter Manufacturing Works | OP | TNHSP | TNHSP/TNMSC/P3E16 dt 29/08/08 | 2009-08-17 | 2009-12-21 | 1090 | NO AMC |  |  | 17-12-2010 |  | -1
1717 | UTHUKOTTAI | Sterilizer Medium (Instrument) | 00011/STMD/1 | C | Big 16 x 9 |  |  | 2008-10-14 | JUPITOR | Jupiter Manufacturing Works | OP | TNHSP | TNHSP/TNMSC/ENGG/P3E17/08 dt 11/08/08 | 2008-10-14 | 2009-10-13 | 1456 | NO AMC |  |  | 17-12-2010 |  | -1
1718 | UTHUKOTTAI | Sterilizer Medium (Instrument) | 00011/STMD/2 | C | Big 16 x 9 |  |  | 2008-06-03 | SURIYASURGICALS | Suriya Surgicals Industries | Lab | TNHSP | TNHSP/TNMSC/P2E20/07 dt 30/10/07 | 2008-06-03 | 2009-06-02 | 1630 | NO AMC |  |  | 17-12-2010 |  | -1
1719 | UTHUKOTTAI | Needle destroyer / Syringe Destroyer | 00011/NEED/1 | C | REPROSPAARK | 7696 |  | 2008-08-17 | GLO LIFE CARE | Glo Life Care Equipments | Lab | TNHSP | TNHSP/TNMSC/ENGG/BMWM1/08 dt 08/02/08 | 2008-07-24 | 2009-08-16 | 755 | NO AMC |  |  | 17-12-2010 |  | -1
1720 | UTHUKOTTAI | Needle destroyer / Syringe Destroyer | 00011/NEED/2 | C | REPROSPAARK | 7697 |  | 2008-08-17 | GLOLIFE CARE | Glo Life Care Equipments | Dental OP | TNHSP | TNHSP/TNMSC/ENGG/BMWM1/08 dt 08/02/08 | 2010-07-02 | 2009-08-16 | 755 | NO AMC |  |  | 17-12-2010 |  | -1
1721 | UTHUKOTTAI | Needle destroyer / Syringe Destroyer | 00011/NEED/3 | C | REPROSPAARK | 7698 |  | 2008-08-17 | GLOLIFE CARE | Glo Life Care Equipments | OP | TNHSP | TNHSP/TNMSC/ENGG/BMWM1/08 dt 08/02/08 | 2010-11-01 | 2009-08-16 | 755 | NO AMC |  |  | 17-12-2010 |  | -1
1722 | UTHUKOTTAI | Needle destroyer / Syringe Destroyer | 00011/NEED/4 | C | REPROSPAARK | 7699 |  | 2008-08-17 | GLOLIFE CARE | Glo Life Care Equipments | OP | TNHSP | TNHSP/TNMSC/ENGG/BMWM1/08 dt 08/02/08 | 2011-03-01 | 2009-08-16 | 755 | NO AMC |  |  | 17-12-2010 |  | -1
1723 | UTHUKOTTAI | Needle destroyer / Syringe Destroyer | 00011/NEED/5 | C | REPROSPAARK | 7700 |  | 2008-08-17 | GLOLIFE CARE | Glo Life Care Equipments | ICTC | TNHSP | TNHSP/TNMSC/ENGG/BMWM1/08 dt 08/02/08 | 2011-04-02 | 2009-08-16 | 755 | NO AMC |  |  | 17-12-2010 |  | -1
1724 | UTHUKOTTAI | Needle destroyer / Syringe Destroyer | 00011/NEED/6 | C | REPROSPAARK | 7701 |  | 2008-08-17 | GLOLIFE CARE | Glo Life Care Equipments | Store | TNHSP | TNHSP/TNMSC/ENGG/BMWM1/08 dt 08/02/2008 | 2008-08-17 | 2009-08-16 | 755 | NO AMC |  |  | 17-12-2010 |  | -1
1725 | UTHUKOTTAI | Weighing machine adult | 00011/WTMA/5 | C | PRESTIGE |  |  | 2012-02-07 | HARDIK MEDITECH | ALAN MEDICALS | MAIN STORE | TNHSP | TNHSP/TNMSC/ENGG/AG24/2011 | 2012-02-07 | 2013-02-06 | 598 | NO AMC |  |  | 14-9-2012 |  | -1
1726 | UTHUKOTTAI | B.P.apparatus table model | 00011/BPAT/5 | C | IS3390 | 12016214 |  | 2012-08-04 | MCP | M/S MADHUSUDHANAN | STORES | TNHSP | TNHSP/TNMSC/ENGG/AG26/2011 | 2012-08-04 | 2013-08-03 | 1192 | NO AMC |  |  | 14-9-2012 |  | -1
1727 | UTHUKOTTAI | Ringlens System | 00011/RLS/1 | C | WITH ILLUMINATION |  |  | 2012-05-08 | SOLOCRAFTS | SOLOCRAFTS | STORS | TNHSP | TNHSP/TNMSC/ICB/AG31/2011DT. 09.04.12 | 2012-05-08 | 2013-05-08 | 6988 | NO AMC |  |  | 27-9-2012 |  | -1
1728 | UTHUKOTTAI | Electri centrifuger | 00011/CENT/1 | C | BDI 152 |  |  | 2012-05-03 | BD INSTRUMENTATION | SOLOKRAFTS INDUSTRIES | STORS | TNHSP | TNHSP/TNMSC/AG29E/2011 DT04.10.2011 | 2012-05-03 | 2015-01-13 | 5090 | NO AMC |  |  | 27-9-2012 |  | -1
1729 | UTHUKOTTAI | Weighing Machine-Suspension | 00011/WEIM/1 | C | SAMSO SUSPENSION |  |  | 2008-08-10 | JUPITOR | JUPITOR | BMW ROOM | TNHSP | TNHSP/TNMSC/ENGG/BMWM8/2008 DT 28.04.08 | 2008-08-10 | 2008-08-09 | 563 | NO AMC |  |  | 27-9-2012 |  | -1
1730 | AVADI | Semi auto analyser | 00001/SEAA/1 | B2 | Prietest Touch | AT0680209RBK |  | 2009-10-04 | Robonic India Pvt. Ltd | Robonic India Pvt. Ltd | Lab | TNHSP | TNHSP/TNMSC/ICB/P3C2/2009 |  | 2010-04-09 | 59500 | NO AMC |  |  | 17-12-2010 |  | -1
1731 | AVADI | Suction Apparatus - Electrical | 00001/SAEL/17 | C |  | 00001/SAEL/17 |  | 2009-02-16 | Vishal Hospital | Vishal Hospital | OT | TNHSP |  | 2009-02-16 | 2009-02-15 | 3900 | NO AMC |  |  | 2012-11-09 |  | -1
1732 | AVADI | Operation table Hydraulic Minor | 00001/TAMI/1 | B2 |  | 00001/TAMI/1 |  | 2008-12-01 | Jupiter Manfacturing | Jupiter Manufacturing | OT | TNHSP | TNHSP/TNMSC/P3E3/2008 | 2008-12-06 | 2008-12-06 | 13311 | NO AMC |  |  | 2012-11-09 |  | -1
1733 | AVADI | Magnavision Lamp | 00001/MAGL/1 | C |  | 00001/MAGL/1 |  | 2009-09-01 | Modern surgicalschemicals | Modren surgical chemicals |  | TNHSP | TNHSP/TNMSC/P3E3/2009 |  | 2010-08-31 | 4450 | NO AMC |  |  | 2012-11-09 |  | -1
1734 | AVADI | Binocular Mircroscope | 00001/BIMS/3 | B2 |  | 00001/BIMS/300001/BIMS/3 |  | 2009-07-02 | solokrafts industries | solokrafts industries |  | TNHSP |  |  | 2009-07-02 | 18786 | NO AMC |  |  | 2012-11-09 |  | -1
1735 | AVADI | Suction Apparatus - Electrical | 00001/SAEL/15 | C |  | 00001/SAEL/15 |  | 2009-02-16 | vishal HOSPITAL | vishal Hospital | OT | TNHSP | TNHSP/TNMSC/P3E/2008 | 2009-02-16 | 2010-02-15 | 3900 | NO AMC |  |  | 2012-11-09 |  | -1
1736 | AVADI | Suction Apparatus - Electrical | 00001/SAEL/18 | C |  | 00001/SAEL/18 |  | 2009-02-16 | Vishal Hospital | Vishal Hospital | OT | TNHSP |  | 2009-02-16 | 2009-02-15 | 3900 | NO AMC |  |  | 2012-11-09 |  | -1
1737 | AVADI | Suction Apparatus - Electrical | 00001/SAEL/19 | C |  | 00001/SAEL/19 |  | 2009-02-16 | Vishal Hospital | Vishal Hospital | OT | TNHSP | TNHSP/TNMSC/P3/2008-2009 | 2009-02-16 | 2009-02-15 | 3900 | NO AMC |  |  | 2012-11-09 |  | -1
1738 | AVADI | Suction Apparatus - Electrical | 00001/SAEL/20 | C |  | 00001/SAEL/20 |  | 2009-02-16 | Vishal Hospital | Vishal Hospital | OT | TNHSP | TNHSP/TNMSC/P3/2008-2009 | 2009-02-16 | 2009-02-15 | 3900 | NO AMC |  |  | 2012-11-09 |  | -1
1739 | AVADI | Suction Apparatus - Electrical | 00001/SAEL/16 | C |  | 00001/SAEL/16 |  | 2009-02-16 | vishal Hospital | Vishal Hospital | OT | TNHSP |  | 2009-02-16 | 2010-02-15 | 3900 | NO AMC |  |  | 2012-11-09 |  | -1
1740 | AVADI | Suction Apparatus - Electrical | 00001/SAEL/12 | C | Vishal Hospital | 00001/SAEL/12 |  | 2009-02-16 |  | Vishal Hospital | OT | TNHSP | TNHSP/TNMSC/P3E8/2008~ 10.09.2008 | 2009-02-16 | 2010-02-15 | 3900 | NO AMC |  |  | 2012-11-09 |  | -1
1741 | AVADI | Suction Apparatus - Electrical | 00001/SAEL/13 | C | Vishal Hospital | 00001/SAEL/13 |  | 2009-02-16 | vishal HOSPITAL | vishal Hospital | operation theater | TNHSP | TNHSP/TNMSC/P3E8/2008~ 10/09/2008 | 2009-02-16 | 2014-09-15 | 3900 | NO AMC |  |  | 2012-11-09 |  | -1
1742 | AVADI | Suction Apparatus - Electrical | 00001/SAEL/14 | C |  | 00001/SAEL/14 |  | 2009-02-16 | vishal Hospital | Vishal Hospital | OT | TNHSP | TNHSP/TNMSC/P3E8/2008 | 2009-02-16 | 2010-02-15 | 3900 | NO AMC |  |  | 2012-11-09 |  | 1742

## Edited
DIRECTORATE OF MEDICAL AND RURAL HEALTH SERVICES
GOVERNMENT OF TAMIL NADU
REPORT : EQUIPMENT RECEIPT DETAILS REPORT-District Wise
District : TIRUVALLUR
PERIOD : 01/02/2010-25/02/2015
S.No. | Institution Name | Equipment Name | Equipment Code(Institution) | Equipment Category | Equipment Model No | Equipment Serial No | CPC Code | Date of Receipt | Manufacturer Name | Supplier Name | Location of Equipment | Source of Supply | Purchase Order No | Date of Installation | Warranty Valid Upto | Cost of the item | If AMC available | AMC valid upto | AMC agency name | Reported Date | Working Condition
1 | GUMMIDIPOONDI | Binocular Mircroscope | 00002/BIMS/1 | B2 | BDI-13A |  |  | 2014-01-02 | M/S B.D.I INSTRUMEN | SOLOKRAFTS IND | STORE | TNMSC |  |  | 2017-01-01 | 18600 |  |  |  | 2014-07-02 | Working | -1
2 | GUMMIDIPOONDI | Foetal Doppler | 00002/FDOP/2 | C | A100H | 411054589 |  | 2014-11-12 | Aeon technology p Ltd | Mediwaves | Labour ward | TNMSC | 17240/TNMSC/ENGG/2014-15 DT 16/05/2014 | 2014-11-12 | 2017-11-11 | 4650 |  |  |  | 2014-09-12 | Working | -1
3 | GUMMIDIPOONDI | Pulse Oximeter | 00002/SPO2/2 | B2 | RAD8 | M73837 |  | 2014-06-12 | Masimo corporation | Grace Mfgandamp;Trading co. | sms | RCH | RCH-II/TNMSC/ENGG/E67/2014 Dt 5.3.14 | 2014-06-12 | 2019-06-11 | 68968 |  |  |  | 2014-09-12 | Working | -1
4 | GUMMIDIPOONDI | Pulse Oximeter | 00002/SPO2/2 | B2 | Rad-8 | M73838 |  | 2014-06-12 | MASIMOcorporation | Grace Mfg.andamp;Trading co | sms | RCH | RCH-II/TNMSC/ENGG/E67/2014 Dt 5.3.14 | 2014-06-12 | 2019-06-11 | 68968 |  |  |  | 2014-09-12 | Working | -1
5 | GUMMIDIPOONDI | PH meter | 00002/PHMT/1 | C | RAP-1GRTIOANPN | SN1250 |  | 2014-05-23 |  | RLT INSTRUMENTTION PVT LTD | SMS | TNHSP | TNHSP/TNMSC/AG87b/2013-1dated28.11.2013 | 2014-05-23 | 2015-05-22 | 57353 |  |  |  | 2014-09-12 | Working | -1
6 | GUMMIDIPOONDI | Haemoglobinometer | 00002/HBMT/1 | C |  | 2014011 |  | 2014-11-12 | BDI | solokrafts industries | MAINSTOR | TNHSP | TNHSP/TNMSC/ENGG/AG87b/2014 Dt 25.07.2014 | 2014-11-12 | 2015-11-11 | 9700 |  |  |  | 2014-09-12 | Working | -1
7 | GUMMIDIPOONDI | Laryngoscope(Paediatric) | 00002/LAGP/1 | C | Pead |  |  | 1996-02-28 |  | Associated surgicals | OT | IPPV |  |  |  | 0 |  |  |  | 17-12-2010 | Condemned | -1
8 | GUMMIDIPOONDI | A-Scan Biometer | 00002/ASB/1 | B | [5 empty] | In Nomed Medicals | Transfer to Pooneri |  |  |  |  | 0 |  |  |  | 17-12-2010 | Condemned | -1
9 | GUMMIDIPOONDI | Keratometer | 00002/KER/1 | B |  |  |  | 2001-11-08 |  | Appasamy Associates | Transfer to Pooneri |  |  |  |  | 0 |  |  |  | 17-12-2010 | Transferred to GH - Ponneri | -1
10 | GUMMIDIPOONDI | Opthalmoscope Indirect | 00002/OPMSI/1 | C |  |  |  | 2009-01-24 |  | Suriya Surgicals | Store | TNMSC |  |  | 2012-01-23 | 10000 |  |  |  | 17-12-2010 | Working | -1
11 | GUMMIDIPOONDI | Ultra Sonogram -MOBILE | 00002/IUSM/1 | B | F F Sonic |  |  | 1996-06-26 |  | Kody Elcot | Scan Room | IPPV |  |  |  | 0 |  |  |  | 17-12-2010 | Condemned | -1
12 | GUMMIDIPOONDI | Electri centrifuger | 00002/CENT/1 | C | [7 empty] | PHC |  |  |  | 0 |  |  |  | 17-12-2010 | Condemned | -1
13 | GUMMIDIPOONDI | Deep Freezer | 00002/DFRZR/1 | C |  |  |  | 1994-08-11 |  | JDHS | Transfer out to DDHS Sidapet |  |  |  |  | 0 |  |  |  | 17-12-2010 | Condemned | -1
14 | GUMMIDIPOONDI | Glucometer | 00002/GLMT/1 | C |  |  |  | 2003-09-27 |  | Associated surgicals | Ward |  |  |  |  | 0 |  |  |  | 17-12-2010 | Condemned | -1
15 | GUMMIDIPOONDI | Glucometer | 00002/GLMT/2 | C |  |  |  | 2003-09-27 |  | Associated surgicals | Store |  |  |  |  | 0 |  |  |  | 17-12-2010 | Condemned | -1
16 | GUMMIDIPOONDI | Ice Lined Refrigerator | 00002/ILREF/1 | C |  |  |  | 1994-08-11 |  | JDHS | Transfer out to DDHS Sidapet |  |  |  |  | 0 |  |  |  | 17-12-2010 | Condemned | -1
17 | GUMMIDIPOONDI | Refrigerator | 00002/REFR/2 | C | LG |  |  | 2007-10-03 |  | Sri Krish and CO | ICTC |  |  |  | 2008-10-02 | 9000 |  |  |  | 17-12-2010 | Working | -1
18 | GUMMIDIPOONDI | Refrigerator | 00002/REFR/3 | C |  |  |  | 1996-03-21 |  | South India Surgicals | OP | IPPV |  |  | 1997-03-20 | 6000 |  |  |  | 17-12-2010 | Working | -1
19 | GUMMIDIPOONDI | Refrigerator | 00002/REFR/4 | C |  |  |  | 1996-03-21 |  | South India Surgicals | OP | IPPV |  |  | 1997-03-20 | 6000 |  |  |  | 17-12-2010 | Working | -1
20 | GUMMIDIPOONDI | Urine Analyser | 00002/URNA/1 | C |  |  |  | 2009-02-21 |  | Solocraft Industries | Store | DMS |  |  | 2012-02-20 | 112000 |  |  |  | 17-12-2010 | Working | -1
21 | GUMMIDIPOONDI | Autoclave vertical single bin | 00002/ACV1/1 | C | 1 bin(V) |  |  | 2008-05-03 |  | Jupitor Manufacturing Works | Ward | TNHSP |  |  | 2009-05-02 | 21000 |  |  |  | 17-12-2010 | Working | -1
22 | GUMMIDIPOONDI | Needle destroyer / Syringe Destroyer | 00002/NEED/3 | C |  |  |  | 2008-02-07 |  | Glo Life Care Equipments | OP | TNHSP |  |  | 2009-02-06 | 755 |  |  |  | 17-12-2010 | Not Working | -1
23 | GUMMIDIPOONDI | Autoclave vertical single bin | 00002/ACV1/2 | C | 1 bin(V) |  |  | 2008-05-03 |  | Jupitor Manufacturing Works | OP | TNHSP |  |  | 2009-05-02 | 21000 |  |  |  | 17-12-2010 | Working | -1
24 | GUMMIDIPOONDI | Auto Clave HP Vertical (2 bin) | 00002/ACV2/1 | C | 16 x 24 |  |  | 2009-02-13 |  | Vishal Hospital Steel Furniture | Store | DMS |  |  | 2012-02-12 | 16300 |  |  |  | 17-12-2010 | Not Working | -1
25 | GUMMIDIPOONDI | Auto Clave HP Vertical (2 bin) | 00002/ACV2/2 | C | 2 bin(V) |  |  | 2008-02-03 |  | Jupitor Manufacturing Works | OT | TNHSP |  |  | 2009-02-02 | 32000 |  |  |  | 17-12-2010 | Not Working | -1
26 | GUMMIDIPOONDI | Auto Clave HP Vertical (2 bin) | 00002/ACV2/3 | C | Big |  |  | 1996-01-20 |  | Muthumee Surgicals | OT | IPPV |  |  |  | 15000 |  |  |  | 17-12-2010 | Condemned | -1
27 | GUMMIDIPOONDI | Auto Clave HP Vertical (2 bin) | 00002/ACV2/4 | C | High Pressure Stream Steriliser |  |  | 1997-07-01 |  |  | OT |  |  |  |  | 0 |  |  |  | 17-12-2010 | Condemned | -1
28 | GUMMIDIPOONDI | Auto Clave HP Vertical (2 bin) | 00002/ACV2/5 | C | Medium |  |  | 1992-04-01 |  |  | OT | PHC |  |  |  | 0 |  |  |  | 17-12-2010 | Condemned | -1
29 | GUMMIDIPOONDI | Auto Clave HP Vertical (2 bin) | 00002/ACV2/6 | C | Vertical |  |  | 2009-01-05 |  | Solocraft Industries | Store | DMS |  |  | 2012-01-04 | 18500 |  |  |  | 17-12-2010 | Working | -1
30 | GUMMIDIPOONDI | Auto Clave HP Vertical (2 bin) | 00002/ACV2/7 | C | Vertical |  |  | 1992-04-01 |  |  | OP | PHC |  |  |  | 0 |  |  |  | 17-12-2010 | Condemned | -1
31 | GUMMIDIPOONDI | Auto Clave HP Vertical (2 bin) | 00002/ACV2/8 | C | Vertical |  |  | 1992-04-01 |  |  | OP | PHC |  |  |  | 0 |  |  |  | 17-12-2010 | Condemned | -1
32 | GUMMIDIPOONDI | Auto Clave HP Vertical (2 bin) | 00002/ACV2/9 | C | Vertical |  |  | 1992-04-01 |  |  | OP | PHC |  |  |  | 0 |  |  |  | 17-12-2010 | Condemned | -1
33 | GUMMIDIPOONDI | Auto Clave HP Vertical (2 bin) | 00002/ACV2/10 | C |  |  |  | 1997-03-19 |  | Associated surgicals | OP |  |  |  |  | 0 |  |  |  | 17-12-2010 | Condemned | -1
34 | GUMMIDIPOONDI | Auto Clave HP Vertical (2 bin) | 00002/ACV2/11 | C |  |  |  | 1997-03-19 |  | Associated surgicals | OP |  |  |  |  | 0 |  |  |  | 17-12-2010 | Condemned | -1
35 | GUMMIDIPOONDI | Auto Clave HP Vertical (2 bin) | 00002/ACV2/12 | C |  |  |  | 1997-03-19 |  | Associated surgicals | OP |  |  |  |  | 0 |  |  |  | 17-12-2010 | Condemned | -1
36 | GUMMIDIPOONDI | Focus lamp Ordinary | 00002/FOLP/1 | C |  |  |  | 1997-04-30 |  | Eagle Surgicals | OP |  |  |  |  | 0 |  |  |  | 17-12-2010 | Condemned | -1
37 | GUMMIDIPOONDI | Focus lamp Ordinary | 00002/FOLP/2 | C |  |  |  | 1997-05-15 |  | General Surgicals | OP |  |  |  |  | 0 |  |  |  | 17-12-2010 | Condemned | -1
38 | GUMMIDIPOONDI | Shadowless Lamp stand model | 00002/MOLT/1 | B | 4 in 1 |  |  | 2009-03-24 |  | Jupitor Manufacturing Works | Store | DMS |  |  | 2010-03-23 | 12000 |  |  |  | 17-12-2010 | Working | -1
39 | GUMMIDIPOONDI | Shadowless Lamp stand model | 00002/MOLT/2 | B | Mobile |  |  | 2009-03-27 |  | Jupitor Manufacturing Works | Store | DMS |  |  | 2010-03-27 | 12000 |  |  |  | 17-12-2010 | Working | -1
40 | GUMMIDIPOONDI | Shadowless Lamp stand model | 00002/MOLT/3 | B |  |  |  | 2009-05-18 |  | General Surgicals | Store | DMS |  |  | 2012-05-17 | 5425 |  |  |  | 17-12-2010 | Working | -1
41 | GUMMIDIPOONDI | Shadowless Lamp stand model | 00002/MOLT/4 | B |  |  |  | 2009-05-18 |  | General Surgicals | Store | DMS |  |  | 2012-05-17 | 5425 |  |  |  | 17-12-2010 | Working | -1
42 | GUMMIDIPOONDI | Shadowless Lamp stand model | 00002/MOLT/5 | B |  |  |  | 2008-10-02 |  | Jupitor Manufacturing Works | OT | TNHSP |  |  | 2009-10-01 | 12000 |  |  |  | 17-12-2010 | Working | -1
43 | GUMMIDIPOONDI | Shadowless Lamp stand model | 00002/MOLT/6 | B |  |  |  | 2009-01-09 |  | Jupitor Manufacturing Works | OT | TNHSP |  |  | 2010-01-08 | 12000 |  |  |  | 17-12-2010 | Working | -1
44 | GUMMIDIPOONDI | Shadowless Lamp stand model | 00002/MOLT/7 | B |  |  |  | 1997-08-20 |  |  | OT |  |  |  |  | 0 |  |  |  | 17-12-2010 | Condemned | -1
45 | GUMMIDIPOONDI | Suction Apparatus - Electrical | 00002/SAEL/1 | C |  |  |  | 2009-05-18 |  | General Surgicals | OT | DMS |  |  | 2012-05-17 | 5500 |  |  |  | 17-12-2010 | Working | -1
46 | GUMMIDIPOONDI | Suction Apparatus - Electrical | 00002/SAEL/2 | C |  |  |  | 2009-03-24 |  | Jupitor Manufacturing Works | OT | DMS |  |  | 2012-03-23 | 5500 |  |  |  | 17-12-2010 | Working | -1
47 | GUMMIDIPOONDI | Suction Apparatus - Electrical | 00002/SAEL/3 | C |  |  |  | 2008-02-14 |  | Vin Bio tech | OT | TNHSP |  |  | 2009-02-13 | 5500 |  |  |  | 17-12-2010 | Working | -1
48 | GUMMIDIPOONDI | Suction Apparatus - Electrical | 00002/SAEL/4 | C |  |  |  | 2009-02-13 |  | Vishal Hospital Steel Furniture | OT |  |  |  | 2010-02-12 | 5500 |  |  |  | 17-12-2010 | Working | -1
49 | GUMMIDIPOONDI | Suction Apparatus - Electrical | 00002/SAEL/5 | C |  |  |  | 2009-02-13 |  | Vishal Hospital Steel Furniture | OT |  |  |  | 2010-02-12 | 5500 |  |  |  | 17-12-2010 | Working | -1
50 | GUMMIDIPOONDI | Suction Apparatus - Electrical | 00002/SAEL/6 | C |  |  |  | 2009-02-13 |  | Vishal Hospital Steel Furniture | OT |  |  |  | 2010-02-12 | 5500 |  |  |  | 17-12-2010 | Working | -1
51 | GUMMIDIPOONDI | Suction Apparatus - Electrical | 00002/SAEL/7 | C |  |  |  | 2009-02-13 |  | Vishal Hospital Steel Furniture | Store |  |  |  | 2010-02-12 | 5500 |  |  |  | 17-12-2010 | Working | -1
52 | GUMMIDIPOONDI | Suction Apparatus - Electrical | 00002/SAEL/8 | C |  |  |  | 2009-02-13 |  | Vishal Hospital Steel Furniture | Store | TNHSP |  |  | 2010-02-12 | 5500 |  |  |  | 17-12-2010 | Working | -1
53 | GUMMIDIPOONDI | Suction Apparatus - Electrical | 00002/SAEL/9 | C |  |  |  | 2009-02-13 |  | Vishal Hospital Steel Furniture | Store | TNHSP |  |  | 2010-02-12 | 5500 |  |  |  | 17-12-2010 | Working | -1
54 | GUMMIDIPOONDI | Suction Apparatus - Electrical | 00002/SAEL/10 | C |  |  |  | 2009-02-13 |  | Vishal Hospital Steel Furniture | Store | TNHSP |  |  | 2010-02-12 | 5500 |  |  |  | 17-12-2010 | Working | -1
55 | GUMMIDIPOONDI | Suction Apparatus - Electrical | 00002/SAEL/11 | C |  |  |  | 2009-02-13 |  | Vishal Hospital Steel Furniture | Store | TNHSP |  |  | 2010-02-12 | 5500 |  |  |  | 17-12-2010 | Working | -1
56 | GUMMIDIPOONDI | Suction Apparatus - Electrical | 00002/SAEL/12 | C |  |  |  | 1996-02-26 |  |  | OT | IPPV |  |  |  | 5500 |  |  |  | 17-12-2010 | Condemned | -1
57 | GUMMIDIPOONDI | Suction Apparatus - Electrical | 00002/SAEL/13 | C |  |  |  | 1992-04-01 |  |  | Transfer out to GH - Poomallee | PHC |  |  |  | 5500 |  |  |  | 17-12-2010 | Condemned | -1
58 | GUMMIDIPOONDI | Suction Apparatus - Foot operated | 00002/SAFO/1 | B | Foot Operated |  |  | 1996-02-23 |  | Saberval Brothers | L R | IPPV |  |  |  | 0 |  |  |  | 17-12-2010 | Condemned | -1
59 | GUMMIDIPOONDI | Sterilizer Medium (Instrument) | 00002/STMD/1 | C | 16x9 |  |  | 2008-04-17 |  | Suriya Surgicals | L W | TNHSP |  |  | 2009-04-16 | 1400 |  |  |  | 17-12-2010 | Working | -1
60 | GUMMIDIPOONDI | Sterilizer Medium (Instrument) | 00002/STMD/2 | C | 16x9 |  |  | 2008-04-17 |  | Suriya Surgicals | OT | TNHSP |  |  | 2009-04-16 | 1400 |  |  |  | 17-12-2010 | Working | -1
61 | GUMMIDIPOONDI | Steriliser Small (Instruments) | 00002/STSL/1 | C | 12 x 9 |  |  | 1992-01-04 |  |  | OP | PHC |  |  |  | 0 |  |  |  | 17-12-2010 | Condemned | -1
62 | GUMMIDIPOONDI | Steriliser Small (Instruments) | 00002/STSL/2 | C | 12 x 9 |  |  | 1992-01-04 |  |  | OP | PHC |  |  |  | 0 |  |  |  | 17-12-2010 | Condemned | -1
63 | GUMMIDIPOONDI | Steriliser Small (Instruments) | 00002/STSL/3 | C | 12x9 |  |  | 2008-04-17 |  | Suriya Surgicals | Store | TNHSP |  |  | 2009-04-16 | 1000 |  |  |  | 17-12-2010 | Working | -1
64 | GUMMIDIPOONDI | Steriliser Small (Instruments) | 00002/STSL/4 | C | 12x9 |  |  | 2008-04-17 |  | Suriya Surgicals | Store | TNHSP |  |  | 2009-04-16 | 1000 |  |  |  | 17-12-2010 | Working | -1
65 | GUMMIDIPOONDI | Operation Table Hydraulic Major | 00002/TAMA/1 | B2 | [5 empty] | General Surgicals | OT | DMS |  |  |  | 0 |  |  |  | 17-12-2010 | Condemned | -1
66 | GUMMIDIPOONDI | Operation Table Hydraulic Major | 00002/TAMA/3 | B2 |  |  |  | 2009-03-19 |  | Jupitor Manufacturing Works | OT | DMS |  |  | 2012-03-18 | 55120 |  |  |  | 17-12-2010 | Working | -1
67 | GUMMIDIPOONDI | Alpha Bed with motor | 00002/ABM/1 | C |  |  |  | 2003-09-27 |  | Associated surgicals | Store | DMRHS |  |  |  | 7760 |  |  |  | 17-12-2010 | Condemned | -1
68 | GUMMIDIPOONDI | Alpha Bed with motor | 00002/ABM/2 | C |  |  |  | 2003-09-27 |  | Associated surgicals | Store | DMRHS |  |  |  | 7760 |  |  |  | 17-12-2010 | Condemned | -1
69 | GUMMIDIPOONDI | Alpha Bed with motor | 00002/ABM/3 | C |  |  |  | 2007-06-28 |  | Jupitor Manufacturing Works | Store | DMandRHS |  |  |  | 6600 |  |  |  | 17-12-2010 | Condemned | -1
70 | GUMMIDIPOONDI | Computer | 00002/COMP/1 | C |  |  |  | 2007-10-30 |  | HCL Info Systems | ICTC | TANSACS |  |  | 2008-10-29 | 15000 |  |  |  | 17-12-2010 | Working | -1
71 | GUMMIDIPOONDI | Nebuliser Adult | 00002/NEBA/1 | C |  |  |  | 1999-05-25 |  | Associated surgicals | Ward | DMandRHS |  |  |  | 0 |  |  |  | 17-12-2010 | Condemned | -1
72 | GUMMIDIPOONDI | Nebuliser Adult | 00002/NEBA/2 | C |  |  |  | 2003-09-27 |  | Associated surgicals | Ward | DMandRHS |  |  | 2004-09-26 | 1200 |  |  |  | 17-12-2010 | Condemned | -1
73 | GUMMIDIPOONDI | Nebuliser Adult | 00002/NEBA/3 | C |  |  |  | 1996-03-25 |  | Phoenix Medicals | OP | IPPV |  |  |  | 0 |  |  |  | 17-12-2010 | Condemned | -1
74 | GUMMIDIPOONDI | Needle destroyer / Syringe Destroyer | 00002/NEED/1 | C |  |  |  | 2008-02-07 |  | Glo Life Care Equipments | OP | TNHSP |  |  | 2009-02-06 | 0 |  |  |  | 17-12-2010 | Condemned | -1
75 | GUMMIDIPOONDI | Needle destroyer / Syringe Destroyer | 00002/NEED/2 | C |  |  |  | 2008-02-07 |  | Glo Life Care Equipments | OP | TNHSP |  |  | 2009-02-06 | 0 |  |  |  | 17-12-2010 | Condemned | -1
76 | GUMMIDIPOONDI | Needle destroyer / Syringe Destroyer | 00002/NEED/4 | C |  |  |  | 2008-02-07 |  | Glo Life Care Equipments | OP | TNHSP |  |  | 2009-02-06 | 0 |  |  |  | 17-12-2010 | Condemned | -1
77 | GUMMIDIPOONDI | Needle destroyer / Syringe Destroyer | 00002/NEED/5 | C |  |  |  | 2008-02-07 |  | Glo Life Care Equipments | OP | TNHSP |  |  |  | 0 |  |  |  | 17-12-2010 | Condemned | -1
78 | GUMMIDIPOONDI | Needle destroyer / Syringe Destroyer | 00002/NEED/6 | C |  |  |  | 2008-02-07 |  | Glo Life Care Equipments | OP | TNHSP |  |  |  | 0 |  |  |  | 17-12-2010 | Condemned | -1
79 | GUMMIDIPOONDI | Needle destroyer / Syringe Destroyer | 00002/NEED/7 | C |  |  |  | 2003-06-28 |  | Linco Scientific India Ltd. | OP | DMS |  |  | 2006-06-27 | 0 |  |  |  | 17-12-2010 | Condemned | -1
80 | GUMMIDIPOONDI | Needle destroyer / Syringe Destroyer | 00002/NEED/8 | C |  |  |  | 2003-06-28 |  | Linco Scientific India Ltd. | store | DMS |  |  | 2006-06-27 | 0 |  |  |  | 17-12-2010 | Condemned | -1
81 | GUMMIDIPOONDI | Needle destroyer / Syringe Destroyer | 00002/NEED/9 | C |  |  |  | 2003-06-28 |  | Linco Scientific India Ltd. | store | DMS |  |  | 2006-06-27 | 2500 |  |  |  | 17-12-2010 | Working | -1
82 | GUMMIDIPOONDI | Weighing Machine Electronic | 00002/WME/1 | C | Electronic |  |  | 2009-01-25 |  | Suriya Surgicals | Store | DMS |  |  | 2012-01-24 | 10920 |  |  |  | 17-12-2010 | Working | -1
83 | GUMMIDIPOONDI | IR Lamp | 00002/IRLMP/1 | C | [6 empty] | Sidda |  |  |  |  | 1000 |  |  |  | 17-12-2010 | Condemned | -1
84 | GUMMIDIPOONDI | Formaline dispenser | 00002/FORD/1 | C |  |  |  | 2003-11-14 |  | South India Surgicals | Store | DMS |  |  | 2004-11-13 | 2500 |  |  |  | 17-12-2010 | Working | -1
85 | GUMMIDIPOONDI | Formaline dispenser | 00002/FORD/2 | C |  |  |  | 2007-11-08 |  | Vibash Surgicals | OT | DMS |  |  | 2008-11-09 | 2500 |  |  |  | 17-12-2010 | Working | -1
86 | GUMMIDIPOONDI | X.ray lobby single | 00002/XRLS/1 | C | [11 empty] | 500 |  |  |  | 17-12-2010 | Condemned | -1
87 | GUMMIDIPOONDI | B.P.apparatus stand model | 00002/BPAS/1 | C | Box |  |  | 1992-04-01 |  |  | OP | From PHC |  |  |  | 0 |  |  |  | 17-12-2010 | Condemned | -1
88 | GUMMIDIPOONDI | B.P.apparatus stand model | 00002/BPAS/2 | C | Stand |  |  | 1997-02-06 |  | Eagle Surgicals | OP | DMS |  |  |  | 0 |  |  |  | 17-12-2010 | Condemned | -1
89 | GUMMIDIPOONDI | B.P.apparatus stand model | 00002/BPAS/3 | C | Stand |  |  | 1996-04-15 |  | Eagle Surgicals | L R | DMS |  |  |  | 0 |  |  |  | 17-12-2010 | Condemned | -1
90 | GUMMIDIPOONDI | B.P.apparatus stand model | 00002/BPAS/4 | C | Stand |  |  | 2008-12-11 |  | Jupitor Manufacturing Works | Ward | TNHSP |  |  | 2009-12-10 | 1090 |  |  |  | 17-12-2010 | Working | -1
91 | GUMMIDIPOONDI | B.P.apparatus stand model | 00002/BPAS/5 | C | Stand |  |  | 2008-12-11 |  | Jupitor Manufacturing Works | OP | TNHSP |  |  | 2009-12-10 | 1090 |  |  |  | 17-12-2010 | Working | -1
92 | GUMMIDIPOONDI | B.P.apparatus stand model | 00002/BPAS/6 | C |  |  |  | 2001-05-07 |  | DD Medicals | Ward |  |  |  |  | 0 |  |  |  | 17-12-2010 | Condemned | -1
93 | GUMMIDIPOONDI | B.P.apparatus stand model | 00002/BPAS/7 | C |  |  |  | 2003-03-31 |  | JDHS Thiruvallur | Ward |  |  |  |  | 0 |  |  |  | 17-12-2010 | Condemned | -1
94 | GUMMIDIPOONDI | B.P.apparatus table model | 00002/BPAT/1 | C | Infant |  |  | 1996-04-15 |  | Associated surgicals | OT | IPPV |  |  |  | 0 |  |  |  | 17-12-2010 | Condemned | -1
95 | GUMMIDIPOONDI | ECG machine ordinary | 00002/ECGO/1 | B | 108 T |  |  | 1998-03-20 |  | BPL india (P) Ltd. | X-Ray Dept. |  |  |  |  | 12151 |  |  |  | 17-12-2010 | Condemned | -1
96 | GUMMIDIPOONDI | ECG machine ordinary | 00002/ECGO/2 | B |  |  |  | 2009-01-09 |  | Solocraft Industries | Transfer out to GH - Thiruvallur | DMS | 51190/Sandamp;P/1/08 dt /11/08 |  | 2012-01-08 | 27000 |  |  |  | 17-12-2010 | Not Working | -1
97 | GUMMIDIPOONDI | ECG machine ordinary | 00002/ECGO/3 | B |  |  |  | 2009-01-09 |  | Solocraft Industries | Transfer out to GH - Thiruvallur | DMS | 51190/Sandamp;P/1/08 dt 11/08 |  | 2012-01-08 | 27000 |  |  |  | 17-12-2010 | Not Working | -1
98 | GUMMIDIPOONDI | ECG machine ordinary | 00002/ECGO/4 | B |  |  |  | 2009-01-09 |  | Solocraft Industries | Transfer out to GH - Thiruvallur | DMS | 51190/Sandamp;P/1/08 dt /11/08 |  |  | 27000 |  |  |  | 17-12-2010 | Transferred to GH - THiruvallur | -1
99 | GUMMIDIPOONDI | ECG machine ordinary | 00002/ECGO/5 | B |  |  |  | 2009-01-09 |  | Solocraft Industries | Transfer out to GH - Thiruvallur | DMS | 51190/Sandamp;P/1/08 dt /11/08 |  |  | 27000 |  |  |  | 17-12-2010 | Transferred to GH - THiruvallur | -1
100 | GUMMIDIPOONDI | ECG machine ordinary | 00002/ECGO/6 | B |  |  |  | 2009-01-09 |  | Solocraft Industries | Transfer out to GH - Thiruvallur | DMS | 51190/Sandamp;P/1/08 dt /11/08 |  |  | 27000 |  |  |  | 17-12-2010 | Transferred to GH - THiruvallur | -1
101 | GUMMIDIPOONDI | ECG machine ordinary | 00002/ECGO/7 | B |  |  |  | 2009-01-09 |  | Solocraft Industries | OP | DMS | 51190/Sandamp;P/1/08 dt /11/08 |  |  | 27000 |  |  |  | 17-12-2010 | Transferred to GH - THiruvallur | -1
102 | GUMMIDIPOONDI | ECG machine ordinary | 00002/ECGO/8 | B |  |  |  | 2009-01-09 |  | Solocraft Industries | Ward | DMS | 51190/Sandamp;P/1/08 dt /11/08 |  |  | 27000 |  |  |  | 17-12-2010 | Transferred to GH - THiruvallur | -1
103 | GUMMIDIPOONDI | ECG machine ordinary | 00002/ECGO/9 | B |  |  |  | 2009-01-09 |  | Solocraft Industries | Ward | DMS | 51190/Sandamp;P/1/08 dt /11/08 |  |  | 27000 |  |  |  | 17-12-2010 | Transfed to GH - Uthukottai | -1
104 | GUMMIDIPOONDI | ECG machine ordinary | 00002/ECGO/10 | B |  |  |  | 2009-01-09 |  | Solocraft Industries | Camp | DMS | 51190/Sandamp;P/1/08 dt /11/08 |  |  | 27000 |  |  |  | 17-12-2010 | Transferred to GH - Thiruvottriyur | -1
105 | GUMMIDIPOONDI | ECG machine ordinary | 00002/ECGO/11 | B |  |  |  | 2009-01-09 |  | Solocraft Industries | OP | DMS | 51190/Sandamp;P/1/08 dt /11/08 |  | 2012-01-08 | 27000 |  |  |  | 17-12-2010 | Working | -1
106 | GUMMIDIPOONDI | Infusion pump | 00002/INPM/1 | C | Akas 300 |  |  | 2007-03-24 |  | Aksh Medicals | Store | DMS | 103928/Sandamp;P/1/2006 dt |  | 2010-03-25 | 24400 |  |  |  | 17-12-2010 | Working | -1
107 | GUMMIDIPOONDI | Pulse Oximeter | 00002/SPO2/1 | B | Nonin |  |  | 1998-02-14 |  | Health Care India Pvt . Ltd. | OT | TNMSC | TNMSC/Equp/98 dt 14/11/98 |  |  | 34000 |  |  |  | 17-12-2010 | Condemned | -1
108 | GUMMIDIPOONDI | Dental Chair | 00002/DECH/1 | B2 | [5 empty] | Confident Dental Equipments | Dental OP | TNMSC | 2537/TNMSC/ENGG/2007 |  | 2010-12-31 | 99200 |  |  |  | 17-12-2010 | Working | -1
109 | GUMMIDIPOONDI | Laryngoscope(Adult) | 00002/LAGA/1 | C |  |  |  | 1997-10-05 |  | Associated surgicals | OT | IPPV |  |  |  | 0 |  |  |  | 17-12-2010 | Condemned | -1
110 | GUMMIDIPOONDI | Laryngoscope(Paediatric) | 00002/LAGP/2 | C | Neo tal |  |  | 1996-02-28 |  | Associated surgicals | OT | IPPV | 40/S2/ICB-I/95 dt 02/12/95 |  |  | 562 |  |  |  | 17-12-2010 | Condemned | -1
111 | GUMMIDIPOONDI | Laryngoscope(Paediatric) | 00002/LAGP/3 | C | Neo tal |  |  | 2009-03-25 |  | Jupitor Manufacturing Works | Store | DMS |  |  | 2012-03-24 | 3400 |  |  |  | 17-12-2010 | Working | -1
112 | MADHAVARAM | Suction Apparatus - Electrical | 00003/SAEL/3 | C | [6 empty] | Ward |  |  |  |  | 5500 |  |  |  | 17-12-2010 | Condemned | -1
113 | GUMMIDIPOONDI | Boyles apparatus with out Circle Abosrber | 00002/BAOCA/2 | B | Ohmeda |  |  | 1996-04-20 |  | BOC India | OT | IPPV |  |  | 1997-04-19 | 162354 |  |  |  | 17-12-2010 | Working | -1
114 | GUMMIDIPOONDI | Boyles apparatus with out Circle Abosrber | 00002/BAOCA/3 | B | [6 empty] | Transfer out to PHC | PHC |  |  |  | 11000 |  |  |  | 17-12-2010 | Condemned | -1
115 | GUMMIDIPOONDI | Foetal Monitor | 00002/FAMON/1 | B |  |  |  | 2003-09-27 |  | Associated surgicals | L W | DMandRHS |  |  |  | 0 |  |  |  | 17-12-2010 | Condemned | -1
116 | GUMMIDIPOONDI | Foetal Doppler | 00002/FDOP/1 | C |  |  |  | 1996-03-25 |  |  | L W |  |  |  |  | 0 |  |  |  | 17-12-2010 | Condemned | -1
117 | GUMMIDIPOONDI | Phototherapy Unit | 00002/PHTU/1 | C |  |  |  | 1996-08-03 |  | Bet Medicals | L W | IPPV |  |  | 1997-08-02 | 5600 |  |  |  | 17-12-2010 | Working | -1
118 | GUMMIDIPOONDI | Radiant Warmer | 00002/RAWR/1 | C | Phoenix |  |  | 1996-03-25 |  | Phoenix Medicals | L W | IPPV |  |  |  | 0 |  |  |  | 17-12-2010 | Condemned | -1
119 | GUMMIDIPOONDI | Weighing machine adult | 00002/WTMA/1 | C | Adult |  |  | 1997-02-26 |  | Associated surgicals | OP | DMS |  |  |  | 0 |  |  |  | 17-12-2010 | Condemned | -1
120 | GUMMIDIPOONDI | Weighing machine adult | 00002/WTMA/2 | C | Adult |  |  | 1997-02-26 |  | Associated surgicals | OT | DMS |  |  |  | 0 |  |  |  | 17-12-2010 | Condemned | -1
121 | GUMMIDIPOONDI | Weighing machine adult | 00002/WTMA/3 | C | Adult |  |  | 1997-02-26 |  | Associated surgicals | OT | DMS |  |  |  | 0 |  |  |  | 17-12-2010 | Condemned | -1
122 | GUMMIDIPOONDI | Weighing machine adult | 00002/WTMA/4 | C | Bathroom Type |  |  | 1992-01-04 |  |  | Store | PHC |  |  |  | 0 |  |  |  | 17-12-2010 | Condemned | -1
123 | GUMMIDIPOONDI | Weighing machine adult | 00002/WTMA/5 | C | Bathroom Type |  |  | 1992-01-04 |  |  | Store | PHC |  |  |  | 0 |  |  |  | 17-12-2010 | Condemned | -1
124 | GUMMIDIPOONDI | Weighing machine adult | 00002/WTMA/6 | C | Bathroom Type |  |  | 1992-01-04 |  |  | Store | PHC |  |  |  | 0 |  |  |  | 17-12-2010 | Condemned | -1
125 | GUMMIDIPOONDI | Weighing machine adult | 00002/WTMA/7 | C | Bathroom Type |  |  | 1992-01-04 |  |  | Store | PHC |  |  |  | 0 |  |  |  | 17-12-2010 | Condemned | -1
126 | GUMMIDIPOONDI | Weighing machine infant | 00002/WTMB/1 | C | Baby |  |  | 1999-02-21 |  | Associated surgicals | Store | DMS |  |  |  | 0 |  |  |  | 17-12-2010 | Condemned | -1
127 | GUMMIDIPOONDI | Weighing machine infant | 00002/WTMB/2 | C | Baby |  |  | 1997-02-26 |  | Associated surgicals | L R | DMS |  |  |  | 0 |  |  |  | 17-12-2010 | Condemned | -1
128 | MADHAVARAM | Mannual Colposcope | 00003/CALPM/1 | C |  |  |  | 2013-03-12 |  | south india surgical co ltd |  | TNHSP |  | 2013-03-28 | 2014-03-27 | 136500 |  |  |  | 26-4-2013 | Working | -1
129 | MADHAVARAM | operation table | 00003/undefined/1 |  |  |  |  | 2008-12-08 |  |  | OT | TNHSP |  |  | 2009-12-07 | 53000 |  |  |  | 28-1-2011 | Working | -1
130 | MADHAVARAM | ECG machine ordinary | 00003/ECGO/2 | B2 |  |  |  | 2012-12-08 |  | alpha medicals | IP | OTHERS |  | 2012-12-08 | 2013-12-07 | 30000 |  |  |  | 29-5-2013 | Working | -1
131 | MADHAVARAM | B.P.apparatus table model | 00003/BPAT/5 | C |  |  |  | 2012-06-16 |  | madusudanan | ncd room | TNHSP |  | 2012-06-16 | 2013-06-15 | 1251 |  |  |  | 29-5-2013 | Working | -1
132 | MADHAVARAM | Suction Apparatus - Electrical | 00003/SAEL/7 | C |  |  |  | 2009-02-24 |  |  | IP | TNHSP |  |  | 2010-02-23 | 5500 |  |  |  | 28-1-2011 | Working | -1
133 | MADHAVARAM | Operation Table Hydraulic Major | 00003/TAMA/2 | B2 |  |  |  | 2008-12-08 |  |  | ot | TNHSP |  |  | 2009-12-07 | 53000 |  |  |  | 2013-11-10 | Excess entry | -1
134 | MADHAVARAM | Printer | 00003/PRINT/2 | C | laser |  |  | 2009-03-03 | brother | lipi data system ltd | computer room | TNHSP |  | 2009-07-07 | 2010-03-02 | 8500 |  |  |  | 2013-11-10 | Working | -1
135 | MADHAVARAM | O2 Cylinder- A type | 00003/OCA/1 | C |  |  |  | 2009-03-04 |  | solokraft industries | OT | DMS |  |  | 2012-03-03 | 4870 |  |  |  | 2013-08-11 | Working | -1
136 | MADHAVARAM | N2O Cylinder - A type | 00003/N2OA/2 | C |  |  |  | 2009-03-04 |  | solo kraft industries | OT | DMS |  |  | 2010-03-04 | 5250 |  |  |  | 2013-08-11 | Working | -1
137 | MADHAVARAM | Stethoscope | 00003/STES/1 | C |  |  |  | 2009-03-25 |  | Jupiter Manufacturing Works | OT | DMS |  |  |  | 0 |  |  |  | 2013-11-11 | Condemned | -1
138 | MADHAVARAM | O2 Cylinder- A type | 00003/OCA/2 | C |  |  |  | 2009-03-04 |  | solo kraft industries | OT | DMS |  |  | 2012-03-03 | 4870 |  |  |  | 2013-08-11 | Working | -1
139 | MADHAVARAM | O2 Cylinder- A type | 00003/OCA/3 | C |  |  |  | 2009-03-04 |  | solo kraft industries | OT | DMS |  |  | 2012-03-03 | 4870 |  |  |  | 2013-08-11 | Working | -1
140 | MADHAVARAM | O2 Cylinder- B type | 00003/OCB/2 | C |  |  |  | 2008-11-05 |  | jupiter manufacture | ip | TNHSP |  |  | 2009-11-04 | 4870 |  |  |  | 2013-08-11 | Working | -1
141 | MADHAVARAM | O2 Cylinder- B type | 00003/OCB/3 | C |  |  |  | 2008-11-05 |  | jupier manufacture | post operative ward | TNHSP |  |  | 2009-11-04 | 4870 |  |  |  | 2013-08-11 | Working | -1
142 | MADHAVARAM | N2O Cylinder - A type | 00003/N2OA/1 | C |  |  |  | 2009-03-04 |  | solo kraft industries | OT | DMS |  |  | 2010-03-04 | 5250 |  |  |  | 2013-08-11 | Working | -1
143 | MADHAVARAM | Shadowless Lamp stand model | 00003/MOLT/6 | B | with halogen bulb |  |  | 2009-03-25 |  |  | OT | DMS |  | 2009-03-25 | 2012-03-24 | 40000 |  |  |  | 2013-02-12 | Working | -1
144 | MADHAVARAM | N2O Cylinder - A type | 00003/N2OA/3 | C |  |  |  | 2009-02-12 |  | solo kraft industries | OT | DMS |  |  | 2010-02-12 | 5250 |  |  |  | 2013-08-11 | Working | -1
145 | MADHAVARAM | Shadowless Lamp stand model | 00003/MOLT/7 | B | single halogen bulb |  |  | 2013-03-27 |  |  |  | DMS |  |  | 2016-03-26 | 26000 |  |  |  | 2013-02-12 | Working | -1
146 | MADHAVARAM | O2 Cylinder- B type | 00003/OCB/1 | C |  |  |  | 2009-03-04 |  | solo kraft | labour ward | DMS |  |  | 2012-03-03 | 4870 |  |  |  | 2013-08-11 | Working | -1
147 | MADHAVARAM | B.P.apparatus table model | 00003/BPAT/7 | C |  |  |  | 2013-11-08 |  | chennaisurgial | ip | OTHERS |  |  | 2014-11-07 | 1942 |  |  |  | 2013-03-12 | Working | -1
148 | MADHAVARAM | B.P.apparatus dial model | 00003/BPAD/1 | C |  |  |  | 2013-11-08 |  | chennaisurgial | ncd | OTHERS |  | 2013-11-08 | 2014-11-07 | 777 |  |  |  | 2013-03-12 | Working | -1
149 | MADHAVARAM | Foetal Doppler | 00003/FDOP/1 | C |  |  |  | 2009-01-24 |  | carewell medical system | labourward | OTHERS |  | 2009-01-24 | 2010-01-23 | 6760 |  |  |  | 2013-02-12 | Working | -1
150 | MADHAVARAM | Inverter | 00003/INV/2 | C |  |  |  | 2013-11-08 |  | digitalpowerinvertter | postoperative ward | OTHERS |  | 2013-11-08 | 2014-11-07 | 45725 |  |  |  | 2013-03-12 | Working | -1
151 | MADHAVARAM | Stethoscope | 00003/STES/2 | C |  |  |  | 2012-04-04 |  | chennai surgicalsandamp;pharma | IP | OTHERS |  |  |  | 250 |  |  |  | 2013-02-12 | Condemned | -1
152 | MADHAVARAM | Stethoscope | 00003/STES/4 | C |  |  |  | 2012-04-04 |  | CHENNAI SURGICAL | OP | OTHERS |  | 2012-04-04 |  | 250 |  |  |  | 2013-02-12 | Condemned | -1
153 | MADHAVARAM | Stethoscope | 00003/STES/3 | C |  |  |  | 2012-04-04 |  | CHENNAI SURGICAL | op | OTHERS |  | 2012-04-04 |  | 250 |  |  |  | 2013-02-12 | Condemned | -1
154 | MADHAVARAM | Stethoscope | 00003/STES/5 | C |  |  |  | 2012-04-04 |  | CHENNAI SURGICAL | OT | OTHERS |  |  |  | 250 |  |  |  | 2013-02-12 | Condemned | -1
155 | MADHAVARAM | Binocular Mircroscope | 00003/BIMS/1 | B2 | BDI-13A |  |  | 2014-01-08 | B.D.I. Instrumentation (India) | Solokrafts Industries | laboratory | TNHSP | TNHSP/TNMSC/AG87c/2013 dt 22/10/2013 | 2014-02-07 | 2015-01-07 | 18600 |  |  |  | 29-1-2014 | Working | -1
156 | MADHAVARAM | Stethoscope | 00003/STES/6 | C |  |  |  | 2012-04-04 |  | CHENNAI SURGICAL | POST OP WARD | OTHERS |  |  |  | 250 |  |  |  | 2013-02-12 | Condemned | -1
157 | MADHAVARAM | Stethoscope | 00003/STES/7 | C |  |  |  | 2012-04-04 |  |  | LABOUR WARD | OTHERS |  |  |  | 250 |  |  |  | 2013-02-12 | Condemned | -1
158 | MADHAVARAM | B.P.apparatus table model | 00003/BPAT/6 | C |  |  |  | 2013-11-08 |  | CHENNAISURGIALS | op | OTHERS |  | 2013-11-08 | 2014-11-07 | 3885 |  |  |  | 2013-02-12 | Working | -1
159 | MADHAVARAM | B.P.apparatus stand model | 00003/BPAS/1 | C | Stand | [5 empty] | OT |  |  |  |  | 0 |  |  |  | 17-12-2010 | Condemned | -1
160 | MADHAVARAM | B.P.apparatus table model | 00003/BPAT/1 | C | Box | [5 empty] | OT |  |  |  |  | 0 |  |  |  | 17-12-2010 | Condemned | -1
161 | MADHAVARAM | B.P.apparatus table model | 00003/BPAT/2 | C | Box | [5 empty] | L W |  |  |  |  | 0 |  |  |  | 17-12-2010 | Condemned | -1
162 | MADHAVARAM | B.P.apparatus table model | 00003/BPAT/3 | C | Box | [5 empty] | Ward |  |  |  |  | 0 |  |  |  | 17-12-2010 | Condemned | -1
163 | MADHAVARAM | B.P.apparatus table model | 00003/BPAT/4 | C | Box | [5 empty] | Ward |  |  |  |  | 0 |  |  |  | 17-12-2010 | Condemned | -1
164 | MADHAVARAM | Infusion pump | 00003/INPM/1 | C | Akas |  |  | 2007-03-17 |  | Aksh Medicals | Ward | DMS |  |  | 2010-03-16 | 24400 |  |  |  | 17-12-2010 | Working | -1
165 | MADHAVARAM | Infusion pump | 00003/INPM/2 | C | Akas |  |  | 2007-03-17 |  | Aksh Medicals | Ward | DMS |  |  | 2010-03-16 | 24400 |  |  |  | 17-12-2010 | Working | -1
166 | MADHAVARAM | Ultra Sonogram -MOBILE | 00003/IUSM/1 | B | L and T Sota |  |  | 2003-01-24 |  | L andT | Scan Room |  |  |  | 2004-01-25 | 272950 |  |  |  | 17-12-2010 | Working | -1
167 | MADHAVARAM | Glucometer | 00003/GLMT/1 | C | Glucocare |  |  | 2003-08-24 |  | Associated surgicals | Lab |  |  |  |  | 0 |  |  |  | 17-12-2010 | Condemned | -1
168 | MADHAVARAM | Auto Clave HP Vertical (2 bin) | 00003/ACV2/1 | C |  |  |  | 1993-07-14 |  | Transferred form Vellyur | Ward |  |  |  |  | 0 |  |  |  | 17-12-2010 | Condemned | -1
169 | MADHAVARAM | Auto Clave HP Vertical (2 bin) | 00003/ACV2/2 | C |  |  |  | 1984-01-11 |  |  | To Pothaturpet |  |  |  |  | 0 |  |  |  | 17-12-2010 | Condemned | -1
170 | MADHAVARAM | Shadowless Lamp stand model | 00003/MOLT/1 | B |  |  |  | 1993-07-15 |  |  | OT |  |  |  |  | 0 |  |  |  | 17-12-2010 | Condemned | -1
171 | MADHAVARAM | Suction Apparatus - Electrical | 00003/SAEL/1 | C | [6 empty] | Ward |  |  |  |  | 0 |  |  |  | 17-12-2010 | Condemned | -1
172 | MADHAVARAM | Suction Apparatus - Electrical | 00003/SAEL/2 | C | [6 empty] | Ward |  |  |  |  | 0 |  |  |  | 17-12-2010 | Condemned | -1
173 | MADHAVARAM | Operation Table Hydraulic Major | 00003/TAMA/1 | B2 |  |  |  | 1993-07-22 |  | Transferred form Vellyur | OT |  |  |  |  | 0 |  |  |  | 17-12-2010 | Condemned | -1
174 | MADHAVARAM | Needle destroyer / Syringe Destroyer | 00003/NEED/1 | C | Microsil |  |  | 2003-07-14 |  | Linco Scientific India Ltd. | OP |  |  |  | 2006-07-13 | 2500 |  |  |  | 17-12-2010 | Working | -1
175 | MADHAVARAM | Needle destroyer / Syringe Destroyer | 00003/NEED/2 | C | Microsil |  |  | 2003-07-14 |  | Linco Scientific India Ltd. | Ward |  |  |  | 2006-07-13 | 755 |  |  |  | 17-12-2010 | Working | -1
176 | MADHAVARAM | Needle destroyer / Syringe Destroyer | 00003/NEED/3 | C | Microsil |  |  | 2003-07-14 |  | Linco Scientific India Ltd. | Ward |  |  |  | 2006-07-13 | 755 |  |  |  | 17-12-2010 | Working | -1
177 | MADHAVARAM | Needle destroyer / Syringe Destroyer | 00003/NEED/4 | C | Reprospark | 7632 |  | 2008-07-01 |  | Glo Life Care Equipments | Ward | TNHSP | TNHSP/TNMSC/ENGG/BMWM1/08 dt 08/02/08 |  | 2009-06-30 | 755 |  |  |  | 17-12-2010 | Working | -1
178 | MADHAVARAM | Needle destroyer / Syringe Destroyer | 00003/NEED/5 | C | Reprospark | 7631 |  | 2008-07-01 |  | Glo Life Care Equipments | Ward | TNHSP | TNHSP/TNMSC/ENGG/BMWM1/08 dt 08/02/08 |  | 2009-06-30 | 755 |  |  |  | 17-12-2010 | Not Working | -1
179 | MADHAVARAM | Needle destroyer / Syringe Destroyer | 00003/NEED/6 | C | Reprospark | 7630 |  | 2008-07-01 |  | Glo Life Care Equipments | Ward | TNHSP | TNHSP/TNMSC/ENGG/BMWM1/08 dt 08/02/08 |  | 2009-06-30 | 755 |  |  |  | 17-12-2010 | Working | -1
180 | MADHAVARAM | Needle destroyer / Syringe Destroyer | 00003/NEED/7 | C | Reprospark | 7629 |  | 2008-07-01 |  | Glo Life Care Equipments | Ward | TNHSP | TNHSP/TNMSC/ENGG/BMWM1/08 dt 08/02/08 |  | 2009-06-30 | 755 |  |  |  | 17-12-2010 | Condemned | -1
181 | MADHAVARAM | Needle destroyer / Syringe Destroyer | 00003/NEED/8 | C | Reprospark | 7628 |  | 2008-07-01 |  | Glo Life Care Equipments | Ward | TNHSP | TNHSP/TNMSC/ENGG/BMWM1/08 dt 08/02/08 |  | 2009-06-30 | 755 |  |  |  | 17-12-2010 | Working | -1
182 | MADHAVARAM | Needle destroyer / Syringe Destroyer | 00003/NEED/9 | C | Reprospark | 7627 |  | 2008-07-01 |  | Glo Life Care Equipments | Ward | TNHSP | TNHSP/TNMSC/ENGG/BMWM1/08 dt 08/02/2008 |  | 2009-06-30 | 755 |  |  |  | 17-12-2010 | Working | -1
183 | MADHAVARAM | Printer | 00003/PRINT/1 | C |  |  |  | 2012-04-03 |  | SDK System | office |  |  | 2012-04-03 | 2013-04-02 | 10300 |  |  |  | 26-4-2012 | Working | -1
184 | MADHAVARAM | Diathermy Machine (Electric Cautery) | 00003/SDIA/1 | B |  |  |  | 2009-11-12 |  | Carewell medical system | OT |  |  |  | 2009-11-11 | 26000 |  |  |  | 31-3-2012 | Working | -1
185 | MADHAVARAM | Pulse Oximeter | 00003/SPO2/1 | B2 | 31DT |  |  | 2008-03-21 |  | advanced micronic device ltd | OT |  |  |  | 2009-03-20 | 18000 |  |  |  | 31-3-2012 | Working | -1
186 | MADHAVARAM | ECG machine ordinary | 00003/ECGO/1 | B2 | Cardio Fax |  |  | 2009-02-03 |  | Solocraft Industries | Ward | DMS | 51190/Sandamp;P/1/08 dt 10/11/08 | 2009-02-02 | 2012-02-02 | 27000 |  |  |  | 2011-09-12 | Working | -1
187 | MADHAVARAM | Magnavision Lamp | 00003/MAGL/1 | C |  |  |  | 2011-03-19 |  | JUPITER MANUFACTURE | labour ward |  |  | 2011-03-19 | 2012-03-18 | 4400 |  |  |  | 27-12-2011 | Working | -1
188 | MADHAVARAM | LASER PRINTER | 00003/undefined/1 |  | HL525DN |  |  | 2009-03-03 | BROTHER | LIPI DATA SYSTEMS LTD | COMPUTER ROOM | TNHSP |  | 2009-05-07 | 2010-03-02 | 8500 |  |  |  | 30-11-2011 | Working | -1
189 | MADHAVARAM | Auto Clave HP Vertical (2 bin) | 00003/ACV2/3 | C |  |  |  | 2009-03-04 |  | SOLOCRAFT INDUSTRIES | OP | TNHSP |  |  | 2010-03-03 | 29800 |  |  |  | 30-11-2011 | Working | -1
190 | MADHAVARAM | Auto Clave HP Vertical (2 bin) | 00003/ACV2/5 | C | 16x24 |  |  | 2009-02-24 |  | vishal hospital | ward | DMS |  |  | 2012-02-23 | 16300 |  |  |  | 27-12-2011 | Working | -1
191 | MADHAVARAM | Shadowless Lamp stand model | 00003/MOLT/4 | B |  |  |  | 2009-06-05 |  | GENEREL SURGICAL | OP | DMS |  |  | 2012-06-04 | 5425 |  |  |  | 27-12-2011 | Working | -1
192 | MADHAVARAM | Shadowless Lamp stand model | 00003/MOLT/5 | B |  |  |  | 2009-06-05 |  | GENERAL SURGICAL | labour ward | DMS |  |  | 2012-06-04 | 5425 |  |  |  | 27-12-2011 | Working | -1
193 | MADHAVARAM | Weighing machine infant | 00003/WTMB/1 | C | Infant |  |  | 2000-08-11 |  |  | Ward |  |  |  | 2001-08-10 | 500 |  |  |  | 17-12-2010 | Condemned | -1
194 | MADHAVARAM | Weighing machine adult | 00003/WTMA/1 | C |  |  |  | 2012-02-28 |  | ALAN MEDICAL andamp; LABORATORY | OP | TNHSP |  | 2012-02-28 | 2011-02-27 | 627 |  |  |  | 2012-06-07 | Working | -1
195 | MADHAVARAM | Electri centrifuger | 00003/CENT/1 | C | BDI-152 |  |  | 2012-05-07 |  | SOLOCRAFT | LAB | TNHSP |  |  | 2013-05-07 | 5345 |  |  |  | 2012-07-07 | Working | -1
196 | PALLIPATTU | Foetal Doppler | 00004/FDOP/2 | C | A100H |  |  | 2014-09-19 | AEON TECHNOLOGY (P) LTD | MEDI WAVES INC DELHI |  | TNMSC | 17240/TNMSC/ENGG/2014-15 |  | 2018-05-15 | 4650 |  |  |  | 29-1-2015 | Working | -1
197 | PALLIPATTU | Rotary Shaker | 00004/RMT/1 | C | BDI 149 |  |  | 2014-08-21 | B.D INSTRUMENTAL (INDIA) | SOLAKRAFTS INDUSTRIES CHENNAI |  | TNHSP | AG87R1(1)/2014-2 | 2014-08-29 | 2015-08-20 | 32200 |  |  |  | 29-1-2015 | Working | -1
198 | PALLIPATTU | Semi auto analyser | 00004/SEAA/3 | B2 | AT0801114RBK |  |  | 2015-01-23 | ROBIK PVT L T D | ROBNIK (INDIA) PVT LT D NAVI MUMBAI |  | TNMSC | 10075/TNMSC/ENGG/2013 |  | 2018-01-22 | 44677 |  |  |  | 28-1-2015 | Working | -1
199 | PALLIPATTU | Mannual Colposcope | 00004/CALPM/1 | C | ARI II - 1D |  |  | 2013-03-11 |  | South India Surgical Co. Ltd. | NCD Room | TNHSP | TNHSP/TNMSC/ENGG/AG 30/2011 dt 21/04/2012 |  | 2014-03-10 | 130000 |  |  |  | 2013-01-07 | Transferred | -1
200 | PALLIPATTU | Refrigerator | 00004/REFR/1 | C | 195 (GL 1950ME4) | GL 195CLN 372R0378 |  | 2013-08-30 | LG |  | INJECTION ROOM | OTHERS |  | 2013-09-02 | 2014-08-29 | 13150 |  |  |  | 2013-04-11 | Working | -1
201 | PALLIPATTU | Semi auto analyser | 00004/SEAA/1 | B2 | 1907+ | 19072090 |  | 2012-10-03 |  |  | LAB |  |  |  |  | 0 |  |  |  | 15-11-2013 | Condemned | -1
202 | PALLIPATTU | B.P.apparatus table model | 00004/BPAT/5 | C | DELUXE 35201 |  |  | 2013-09-23 | INDUSTRIAL ELECTRONIC PUNE | SREE VINAYAKA MEDICALS | OP WARD | RCH |  | 2013-09-25 | 2016-03-01 | 2200 |  |  |  | 20-11-2013 | Working | -1
203 | PALLIPATTU | B.P.apparatus table model | 00004/BPAT/6 | C | DELUXE 35201 | 120 AUG.13 |  | 2013-09-24 | INDUSTRIAL ELECTRONIC PUNE | SREE VINAYAKA MEDICALS | OP WARD | RCH |  |  | 2016-03-01 | 2200 |  |  |  | 20-11-2013 | Working | -1
204 | PALLIPATTU | Magnavision Lamp | 00004/MAGL/2 | C |  |  |  | 2011-03-17 |  | Jupeter Manufactering works |  | DRHM | 04R/NRHM/TNMSC/ENGG/2011 DT 12/02/2011 |  | 2014-03-16 | 4400 |  |  |  | 2013-11-12 | Working | -1
205 | PALLIPATTU | Magnavision Lamp | 00004/MAGL/3 | C |  |  |  | 2012-06-27 |  | Solokraft Industries | NCD CLINIC | TNHSP | TNHSP/TNMSC/CB/AG/31/2011 DT19/10/2011 |  | 2013-06-26 | 6987 |  |  |  | 2013-11-12 | Working | -1
206 | PALLIPATTU | Sterilizer Medium (Instrument) | 00004/STMD/1 | C |  |  |  | 2008-10-15 |  | Jupiter Manufacturer Coimbatur |  | TNHSP | TNHMS/TNMSC/ENGG/P3E17/2008 DT 1/08/2008 |  | 2009-10-14 | 1400 |  |  |  | 2013-11-12 | Working | -1
207 | PALLIPATTU | Sterilizer Medium (Instrument) | 00004/STMD/2 | C |  |  |  | 2008-10-15 |  | Jupiter manufacturer coimbatur | Dental op | TNHSP | TNHSP/TNMSC/ENGG P3 E 17/2008 DT 11/08/2008 |  | 2009-10-14 | 1400 |  |  |  | 2013-11-12 | Working | -1
208 | PALLIPATTU | Binocular Mircroscope | 00004/BIMS/3 | B2 | BDI-13A | 22682 |  | 2014-01-09 | B.D.I Instumentation | SOLOKRAFTS INDUSTRIES CHENNAI |  | TNHSP | TNHSP/TNMSC/AG87C/2012 DT 22/10/2013 |  | 2015-01-08 | 18600 |  |  |  | 2014-09-01 | Working | -1
209 | PALLIPATTU | Ultra Sonogram -MOBILE | 00004/IUSM/4 | B |  | 815467 |  | 2014-02-26 |  | SELECTRA LX |  | JDHS |  |  | 2015-02-25 | 400000 |  |  |  | 28-2-2014 | Working | -1
210 | PALLIPATTU | Electric Calorimeter | 00004/CALO/1 | C |  |  |  | 2013-12-19 |  | C.J.Enterprises Arakonam |  | DRHM |  |  | 2014-12-18 | 8000 |  |  |  | 2014-06-02 | Working | -1
211 | PALLIPATTU | Washing Machine | 00004/WASH/1 | B2 | 6515 |  |  | 2012-06-12 | whirpool | LINGSON Enterprises Sholingur | WARD | DRHM |  | 2012-06-12 | 2015-06-11 | 25000 |  |  |  | 23-12-2013 | Working | -1
212 | PALLIPATTU | Foetal Doppler | 00004/FDOP/1 | C |  |  |  | 2013-01-21 |  | SYSTEM Doppler and service chennai-19 | LABOUR WARD |  |  | 2013-01-21 | 2014-01-20 | 5000 |  |  |  | 23-12-2013 | Working | -1
213 | PALLIPATTU | Blood Glucometer | 00004/BGM/1 | C |  |  |  | 2013-02-14 |  | Sri VInayaka MEDICALS Podaturpet | lab | DRHM |  | 2013-02-15 | 2014-02-14 | 960 |  |  |  | 23-12-2013 | Working | -1
214 | PALLIPATTU | Nebuliser Adult | 00004/NEBA/1 | C |  |  |  | 2011-05-12 | OMEGA | FRUTECH (India ) CHENNAI-3 | WARD | DRHM |  | 2011-05-12 | 2014-05-11 | 2652 |  |  |  | 23-12-2013 | Working | -1
215 | PALLIPATTU | Refrigerator | 00004/REFR/2 | C | GL195CL4 | 309NRDB084050 |  | 2013-12-11 | LG | World coolers enterprises |  | DRHM |  | 2013-12-12 | 2015-12-11 | 10000 |  |  |  | 23-12-2013 | Working | -1
216 | PALLIPATTU | Hematology analyser | 00004/HEMA/1 | B1 | xp100 Advance version of kx21 | A3232 |  | 2014-03-04 | Transasia Bio medicals | Transasia Bio- Medicals Ltd Pondicherry - 605004 | Labouratary | DMS | 78217/Sandamp;P/1/2013-6 DT 12/02/2014 | 2014-03-04 | 2017-03-03 | 385319 |  |  |  | 2014-09-03 | Working | -1
217 | PALLIPATTU | Multi Para Monitor | 00004/MPM/1 | B2 | G3D | G3DL60139 |  | 2014-07-11 | Genereal Meditech INc CHINA | Trans Health care India private LTD Chennai-600078 | Labour ward | TNMSC | 17240/TNMSC/ENGG/2014-3 | 2014-07-14 | 2017-07-13 | 60000 |  |  |  | 14-7-2014 | Working | -1
218 | PALLIPATTU | Semi auto analyser | 00004/SEAA/2 | B2 | PRIETEST | AT1371013RBK |  | 2014-03-19 | ROBONIK INDIA PVT LTD | ROBONIK | LABOURATARY | TNMSC | 2350 | 2014-03-19 | 2017-03-18 | 44677 |  |  |  | 20-3-2014 | Working | -1
219 | PALLIPATTU | Water Bath/Ultrasonic Water Bath | 00004/WBAT/1 | C | SM I 143 | SM I-143 |  | 2014-05-20 | Jindal | Instrument pvt Ltd Delhi -92 | lab | TNMSC |  |  | 2017-05-19 | 8262 |  |  |  | 28-6-2014 | Working | -1
220 | PALLIPATTU | Stethoscope | 00004/STES/1 | C | Microtone |  |  | 2014-11-27 | Microtone | Sree vinaya medicals podaturu pet | ward | OTHERS |  |  | 2015-11-26 | 750 |  |  |  | 23-12-2014 | Working | -1
221 | PALLIPATTU | B.P.apparatus table model | 00004/BPAT/1 | C | Box |  |  | 2007-12-17 |  | Rama Agency | Ward | PWF |  |  |  | 0 |  |  |  | 17-12-2010 | Condemned | -1
222 | PALLIPATTU | B.P.apparatus table model | 00004/BPAT/2 | C |  |  |  | 1996-04-22 |  | Eagle Surgicals | OP - 2 Ward - 1 |  |  |  |  | 0 |  |  |  | 17-12-2010 | Condemned | -1
223 | PALLIPATTU | B.P.apparatus table model | 00004/BPAT/3 | C |  |  |  | 1996-04-22 |  | Eagle Surgicals | OP - 2 Ward - 1 |  |  |  |  | 0 |  |  |  | 17-12-2010 | Condemned | -1
224 | PALLIPATTU | B.P.apparatus table model | 00004/BPAT/4 | C |  |  |  | 1996-04-22 |  | Eagle Surgicals | OP - 2 Ward - 1 |  |  |  |  | 0 |  |  |  | 17-12-2010 | Condemned | -1
225 | PALLIPATTU | Infusion pump | 00004/INPM/1 | C | Akas |  |  | 2007-03-28 |  | Aksh Medicals | Store | DMS |  |  | 2010-03-27 | 24400 |  |  |  | 17-12-2010 | Working | -1
226 | PALLIPATTU | Ultra Sonogram -MOBILE | 00004/IUSM/1 | B | F F Sonic |  |  | 1996-06-20 |  | Kody Elcot | Scan Room | IPPV |  |  |  | 0 |  |  |  | 17-12-2010 | Condemned | -1
227 | PALLIPATTU | Ultra Sonogram -MOBILE | 00004/IUSM/2 | B | L and T Sota |  |  | 2003-03-20 |  | L andT | Scan Room | DMS |  |  | 2007-03-20 | 272950 |  |  |  | 17-12-2010 | Working | -1
228 | PALLIPATTU | X-ray Machine 100 mA | 00004/XRY100/1 | B | Siemens 100mA |  |  | 1996-04-20 |  | Siemens India Ltd | X - Ray Room |  |  |  | 1997-04-19 | 100000 |  |  |  | 17-12-2010 | Working | -1
229 | PALLIPATTU | Binocular Mircroscope | 00004/BIMS/1 | B2 | Binocular |  |  |  |  | DTO Poomallee | Lab |  |  |  |  | 0 |  |  |  | 17-12-2010 | To be Condemned | -1
230 | PALLIPATTU | Binocular Mircroscope | 00004/BIMS/2 | B2 | Binocular BD Model |  |  | 2010-04-19 |  |  | Lab | Transfer |  |  | 2011-04-18 | 15000 |  |  |  | 17-12-2010 | Working | -1
231 | PALLIPATTU | Glucometer | 00004/GLMT/1 | C |  |  |  | 2003-08-29 |  | Associated surgicals | Lab | DMS |  |  |  | 0 |  |  |  | 17-12-2010 | Condemned | -1
232 | PALLIPATTU | Glucometer | 00004/GLMT/2 | C |  |  |  | 2003-08-29 |  | Associated surgicals | Lab | DMS |  |  |  | 0 |  |  |  | 17-12-2010 | Condemned | -1
233 | PALLIPATTU | Urine Analyser | 00004/URNA/1 | C |  |  |  | 2009-02-24 |  | Solokrafts Industries | Lab | DMS |  |  | 2012-02-23 | 112000 |  |  |  | 17-12-2010 | Working | -1
234 | PALLIPATTU | Autoclave vertical single bin | 00004/ACV1/1 | C | Mini |  |  | 1995-12-07 |  | JDHS Thiruvallur | OP | Transfer |  |  |  | 11000 |  |  |  | 17-12-2010 | Condemned | -1
235 | PALLIPATTU | Auto Clave HP Vertical (2 bin) | 00004/ACV2/1 | C | Vertical | 00004/ACV2/1 |  | 1996-04-25 |  | Muthumee Surgicals | OP |  |  |  |  | 15000 |  |  |  | 17-12-2010 | Condemned | -1
236 | PALLIPATTU | Shadowless Lamp stand model | 00004/MOLT/1 | B |  |  |  | 2009-05-15 |  | General Surgical company | Store | DMS |  |  | 2012-05-14 | 5425 |  |  |  | 17-12-2010 | Working | -1
237 | PALLIPATTU | Shadowless Lamp stand model | 00004/MOLT/2 | B |  |  |  | 2009-05-15 |  | General Surgical company | Store | DMS |  |  | 2012-05-14 | 5425 |  |  |  | 17-12-2010 | Working | -1
238 | PALLIPATTU | Shadowless Lamp stand model | 00004/MOLT/3 | B |  |  |  | 2009-05-15 |  | General Surgical company | Store | DMS |  |  | 2012-05-14 | 5425 |  |  |  | 17-12-2010 | Working | -1
239 | PALLIPATTU | Shadowless Lamp stand model | 00004/MOLT/4 | B |  |  |  | 2008-08-12 |  | Jupiter Manufacturing Works | Store | TNHSP |  |  | 2009-08-11 | 13749 |  |  |  | 17-12-2010 | Working | -1
240 | PALLIPATTU | Shadowless Lamp stand model | 00004/MOLT/5 | B |  |  |  | 2008-08-12 |  | Jupiter Manufacturing Works | Store | TNHSP |  |  | 2009-08-11 | 13749 |  |  |  | 17-12-2010 | Working | -1
241 | PALLIPATTU | Shadowless Lamp stand model | 00004/MOLT/6 | B |  |  |  | 2008-08-12 |  | Jupiter Manufacturing Works | Store | TNHSP |  |  | 2009-08-11 | 13749 |  |  |  | 17-12-2010 | Working | -1
242 | PALLIPATTU | Shadowless Lamp stand model | 00004/MOLT/7 | B |  |  |  | 2009-03-27 |  | Jupiter Manufacturing Works | Store | DMS |  |  | 2012-03-26 | 13749 |  |  |  | 17-12-2010 | Working | -1
243 | PALLIPATTU | Suction Apparatus - Electrical | 00004/SAEL/1 | C | Electrical |  |  | 1996-04-25 |  | Leading india Lab | Ward |  |  |  |  | 0 |  |  |  | 17-12-2010 | Condemned | -1
244 | PALLIPATTU | Suction Apparatus - Foot operated | 00004/SAFO/1 | B | Foot Type |  |  | 1996-02-27 |  | Saberval Brothers | Ward |  |  |  |  | 0 |  |  |  | 17-12-2010 | Condemned | -1
245 | PALLIPATTU | Diathermy Machine (Electric Cautery) | 00004/SDIA/1 | B |  |  |  | 2007-07-07 |  | Jupiter Manufacturing Works | Store | DMS |  |  | 2010-07-06 | 18000 |  |  |  | 17-12-2010 | Working | -1
246 | PALLIPATTU | Operation Table Hydraulic Major | 00004/TAMA/1 | B2 |  |  |  | 2008-08-12 |  | Jupiter Manufacturing Works | Store | TNHSP |  |  | 2009-08-11 | 55120 |  |  |  | 17-12-2010 | Working | -1
247 | PALLIPATTU | Nebuliser Adult | 00004/NEBA/1 | C | Phoenix |  |  | 1996-03-29 |  | Phoenix Medicals | Ward |  |  |  |  | 0 |  |  |  | 17-12-2010 | Condemned | -1
248 | PALLIPATTU | Nebuliser Adult | 00004/NEBA/2 | C |  |  |  | 1999-05-25 |  | Associated surgicals | Ward |  |  |  |  | 0 |  |  |  | 17-12-2010 | Condemned | -1
249 | PALLIPATTU | Nebuliser Adult | 00004/NEBA/3 | C |  |  |  | 2003-08-29 |  | Associated surgicals | Ward | DMS |  |  | 2007-08-28 | 1200 |  |  |  | 17-12-2010 | Condemned | -1
250 | PALLIPATTU | Needle destroyer / Syringe Destroyer | 00004/NEED/1 | C | Microsil |  |  | 2003-08-29 |  | Linco Scientific India Ltd. | Inj OP | DMS |  |  | 2006-08-28 | 2500 |  |  |  | 17-12-2010 | Working | -1
251 | PALLIPATTU | Needle destroyer / Syringe Destroyer | 00004/NEED/2 | C | Microsil |  |  | 2003-08-29 |  | Linco Scientific India Ltd. | Ward | DMS |  |  | 2006-08-28 | 2500 |  |  |  | 17-12-2010 | Working | -1
252 | PALLIPATTU | Needle destroyer / Syringe Destroyer | 00004/NEED/3 | C | Microsil |  |  | 2003-08-29 |  | Linco Scientific India Ltd. | Lab | DMS |  |  | 2006-08-28 | 2500 |  |  |  | 17-12-2010 | Not Working | -1
253 | PALLIPATTU | Weighing Machine Electronic | 00004/WME/1 | C | Electronic Baby |  |  | 2009-01-23 |  | Suriya Surgical Industries | Ward | DMS |  |  | 2010-01-22 | 10920 |  |  |  | 17-12-2010 | Working | -1
254 | PALLIPATTU | Foetal Monitor | 00004/FAMON/1 | B |  |  |  | 2003-08-29 |  | Associated surgicals | Ward | DMS |  |  |  | 0 |  |  |  | 17-12-2010 | Condemned | -1
255 | PALLIPATTU | Phototherapy Unit | 00004/PHTU/1 | C |  |  |  | 1996-12-03 |  | Bet Medicals | Ward |  |  |  | 1997-12-02 | 5600 |  |  |  | 17-12-2010 | Working | -1
256 | PALLIPATTU | Radiant Warmer | 00004/RAWR/1 | C | Phoenix |  |  | 1996-03-29 |  | Phoenix Medicals | Ward |  |  |  | 1997-03-28 | 15000 |  |  |  | 17-12-2010 | Working | -1
257 | PALLIPATTU | Weighing machine infant | 00004/WTMB/1 | C | Baby |  |  | 2009-02-24 |  | Associated surgicals | Ward | DMS |  |  | 2010-02-23 | 500 |  |  |  | 17-12-2010 | Working | -1
258 | PALLIPATTU | Weighing machine infant | 00004/WTMB/3 | C | Baby |  |  | 2008-10-15 |  | Jupiter Manufacturing Works | Ward | TNHSP |  |  | 2009-10-14 | 563 |  |  |  | 17-12-2010 | Working | -1
259 | PAZHAVARKADU | Computer | 00005/COMP/1 | C |  |  |  | 2013-12-23 | HCL INFOSYSTEMS | HCL INFOSYSTEMS |  | TNHSP |  |  | 2014-12-22 | 15000 |  |  |  | 17-7-2014 | Working | -1
260 | PAZHAVARKADU | Water Bath/Ultrasonic Water Bath | 00005/WBAT/1 | C | SMI - 143 |  |  | 2014-05-21 | Jindal | S.M. Scientific Instruments Pvt. Ltd. | Lab | TNHSP | TNHSP/TNMSC/AG87h(R)/2014 Dt. 10.04.2014 |  | 2015-05-20 | 8262 |  |  |  | 2014-05-09 | Working | -1
261 | PAZHAVARKADU | Multi Para Monitor | 00005/MPM/1 | B2 | G3D | G3DL60191 |  | 2014-07-10 | General Meditech Inc | Trans Health Care India Private Limited | Store | TNMSC | 17240/TNMSC/ENGG/2014-3 | 2014-07-10 | 2017-07-09 | 60000 |  |  |  | 2014-05-09 | Working | -1
262 | PAZHAVARKADU | Semi auto analyser | 00005/SEAA/1 | B2 | Prietest Touch | AT1391013RBK |  | 2014-03-24 | Robonik (India) Pvt. Ltd. | Robonik (India) Pvt. Ltd. | Lab | TNHSP | TNHSP/TNMSC/AG87h/2013 Dt. 31/12/2013 | 2014-03-24 | 2017-03-23 | 49356 |  |  |  | 2014-05-09 | Working | -1
263 | PAZHAVARKADU | Cell Counter | 00005/CELC/1 | B2 | Sysmex | A3234 |  | 2014-02-27 | Supplier Name Transasia Bio_Medicals Ltd. | Transasia Bio_Medicals Ltd. | Lab | DMS | 78217/Sandamp;P/1/2013-5 Dt. 10/02/2014 | 2014-03-07 | 2017-03-06 | 385319 |  |  |  | 2014-05-09 | Working | -1
264 | PAZHAVARKADU | Semi auto analyser | 00005/SEAA/2 | B2 | Prietest Touch | AT0810314RBK |  | 2014-03-24 | Robonik (India) Pvt. Ltd. | Robonik (India) Pvt. Ltd. | Lab | TNMSC | 10072/TNMSC/ENGG/2013 Dt. 05/03/2014 | 2014-03-24 | 2017-03-23 | 48426 |  |  |  | 2014-05-09 | Working | -1
265 | PAZHAVARKADU | B.P.apparatus table model | 00005/BPAT/1 | C | Box |  |  | 2007-11-29 |  |  | Ward |  |  |  | 2008-11-28 | 1000 |  |  |  | 17-12-2010 | Working | -1
266 | PAZHAVARKADU | B.P.apparatus table model | 00005/BPAT/2 | C | Box |  |  | 2007-11-29 |  |  | Ward |  |  |  | 2008-11-28 | 1000 |  |  |  | 17-12-2010 | Working | -1
267 | PAZHAVARKADU | B.P.apparatus table model | 00005/BPAT/3 | C | Box |  |  | 2007-11-29 |  |  | Ward |  |  |  | 2008-11-28 | 1000 |  |  |  | 17-12-2010 | Working | -1
268 | PAZHAVARKADU | B.P.apparatus table model | 00005/BPAT/4 | C |  |  |  | 2004-08-23 |  | From JD Office |  | From JD Office |  |  |  | 0 |  |  |  | 17-12-2010 | Condemned | -1
269 | PAZHAVARKADU | Infusion pump | 00005/INPM/1 | C | Infu 300 UMAA1300 |  |  | 2007-03-30 |  | Akas Medicals | STORE | DMS | 103928/Sandamp;P/1/2006 |  | 2010-03-29 | 25376 |  |  |  | 17-12-2010 | Working | -1
270 | PAZHAVARKADU | Stethoscope | 00005/STES/1 | C | [11 empty] | 0 |  |  |  | 17-12-2010 | Condemned | -1
271 | PAZHAVARKADU | Ultra Sonogram -MOBILE | 00005/IUSM/1 | B | L and T Sota |  |  | 2004-01-21 |  | L andT | Tr out to GH ??? Ponneri | DMS |  |  | 2007-01-20 | 272950 |  |  |  | 17-12-2010 | Working | -1
272 | PAZHAVARKADU | Glucometer | 00005/GLMT/1 | C | Glucocare |  |  | 2003-08-23 |  | Associated surgicals |  | DMS |  |  |  | 0 |  |  |  | 17-12-2010 | Condemned | -1
273 | PAZHAVARKADU | Refrigerator | 00005/REFR/2 | C | Godrej |  |  | 2004-08-23 |  | From JD Office |  | From JD Office |  |  | 2005-08-22 | 8000 |  |  |  | 17-12-2010 | Working | -1
274 | PAZHAVARKADU | Auto Clave HP Vertical (2 bin) | 00005/ACV2/1 | C |  |  |  | 2004-08-23 |  | JD OFFICE |  | From JD Office |  |  |  | 11000 |  |  |  | 17-12-2010 | Condemned | -1
275 | PAZHAVARKADU | Auto Clave HP Vertical (2 bin) | 00005/ACV2/2 | C |  |  |  | 2009-02-18 |  | VISHAL HOSP STE FURN MNFG CO | OT | DMS | 51190/Sandamp;P/1/2008 | 2009-02-18 | 2012-02-17 | 16300 |  |  |  | 17-12-2010 | Working | -1
276 | PAZHAVARKADU | Auto Clave HP Vertical (2 bin) | 00005/ACV2/3 | C | 2 Bin TypeVERTICAL |  |  | 2008-02-22 |  | JUPITER MANUFACT WORKS | OT | TNMSC | TNHSP/TNMSC/P2E11/2007 | 2008-02-22 | 2009-02-21 | 32000 |  |  |  | 17-12-2010 | Working | -1
277 | PAZHAVARKADU | Suction Apparatus - Electrical | 00005/SAEL/3 | C |  |  |  | 2009-02-18 |  | VISHAL HOSPITAL STEEL FURNITURE | MALE WARD | DMS | 51190/Sandamp;P/1/2008-2 |  | 2010-02-17 | 4410 |  |  |  | 17-12-2010 | Working | -1
278 | PAZHAVARKADU | Suction Apparatus - Electrical | 00005/SAEL/4 | C |  |  |  | 2009-02-18 |  | VISHA HOSP MFNG CO | LABOUR WARD | DMS | TNHSP/TNMSC/P3E8/2008 | 2009-02-18 | 2010-02-17 | 3900 |  |  |  | 17-12-2010 | Working | -1
279 | PAZHAVARKADU | Suction Apparatus - Electrical | 00005/SAEL/5 | C |  |  |  | 2009-02-18 |  | VISHA HOSP MFNG CO | FEMALE WARD | DMS | TNHSP/TNMSC/P3E8/08 10-09-08 | 2009-02-18 | 2010-02-17 | 3900 |  |  |  | 17-12-2010 | Working | -1
280 | PAZHAVARKADU | Suction Apparatus - Electrical | 00005/SAEL/6 | C |  |  |  | 2009-02-18 |  | VISHA HOSP STE MNFG CO | MALE WARD | DMS | TNHSP/TNMSC/P3E8/2008 | 2009-02-18 | 2010-02-17 | 3900 |  |  |  | 17-12-2010 | Working | -1
281 | PAZHAVARKADU | Suction Apparatus - Electrical | 00005/SAEL/7 | C |  |  |  | 2009-02-18 |  | VISHAL HOSP STE MNFG CO | OT | DMS | TNHSP/TNMSC/P3E8/2008 10-9-08 | 2009-02-18 | 2010-02-17 | 3900 |  |  |  | 17-12-2010 | Working | -1
282 | PAZHAVARKADU | Diathermy Machine (Electric Cautery) | 00005/SDIA/1 | B |  |  |  | 2008-11-24 | SURYA SURGICAL INDUST | DMS | Store | DMS | DMRHS-51190/Sandamp;P/1/2008 |  | 2011-11-23 | 191984 |  |  |  | 17-12-2010 | Working | -1
283 | PAZHAVARKADU | Alpha Bed with motor | 00005/ABM/1 | C | ORT 123 |  |  | 2007-06-30 |  | Jupiter Manufacturing Works |  | DMS |  |  |  | 6600 |  |  |  | 17-12-2010 | Condemned | -1
284 | PAZHAVARKADU | Computer | 00005/COMP/1 | C | Acer |  |  | 2009-03-28 |  |  | Office | TNHSP |  |  | 2010-03-27 | 15000 |  |  |  | 17-12-2010 | Working | -1
285 | PAZHAVARKADU | Needle destroyer / Syringe Destroyer | 00005/NEED/1 | C | Microsil |  |  | 2003-07-17 |  | Linco Scientific India Ltd. | lab | DMS | 42147/Sandamp;P/1/2003 26/05/2003 | 2003-07-17 | 2004-07-16 | 2444 |  |  |  | 17-12-2010 | Not Working | -1
286 | PAZHAVARKADU | Needle destroyer / Syringe Destroyer | 00005/NEED/2 | C | Reprospark |  |  | 2008-03-07 |  | Glo Life Care | Ward | TNHSP |  |  | 2009-03-06 | 755 |  |  |  | 17-12-2010 | Not Working | -1
287 | PAZHAVARKADU | Needle destroyer / Syringe Destroyer | 00005/NEED/3 | C | Reprospark |  |  | 2008-03-07 |  | Glo Life Care | Ward | TNHSP |  |  | 2009-03-06 | 755 |  |  |  | 17-12-2010 | Working | -1
288 | PAZHAVARKADU | Needle destroyer / Syringe Destroyer | 00005/NEED/4 | C | Reprospark |  |  | 2008-03-07 |  | Glo Life Care | Ward | TNHSP |  |  | 2009-03-06 | 755 |  |  |  | 17-12-2010 | Working | -1
289 | PAZHAVARKADU | Needle destroyer / Syringe Destroyer | 00005/NEED/5 | C | Reprospark |  |  | 2008-03-07 |  | Glo Life Care | Ward | TNHSP |  |  | 2009-03-06 | 755 |  |  |  | 17-12-2010 | Working | -1
290 | PAZHAVARKADU | Needle destroyer / Syringe Destroyer | 00005/NEED/6 | C | Reprospark |  |  | 2008-03-07 |  | Glo Life Care | Store | TNHSP |  |  | 2009-03-06 | 755 |  |  |  | 17-12-2010 | Working | -1
291 | PAZHAVARKADU | Needle destroyer / Syringe Destroyer | 00005/NEED/7 | C | Reprospark |  |  | 2008-03-07 |  | Glo Life Care | Store | TNHSP |  |  | 2009-03-06 | 755 |  |  |  | 17-12-2010 | Condemned | -1
292 | PAZHAVARKADU | Needle destroyer / Syringe Destroyer | 00005/NEED/8 | C | Reprospark |  |  | 2008-03-07 |  | Glo Life Care | Store | TNHSP |  |  | 2009-03-06 | 0 |  |  |  | 17-12-2010 | Condemned | -1
293 | PAZHAVARKADU | Printer | 00005/PRINT/1 | C | Laser |  |  | 2009-06-03 |  |  | Office | TNHSP |  |  | 2010-06-02 | 10000 |  |  |  | 17-12-2010 | Working | -1
294 | PAZHAVARKADU | UPS | 00005/UPS/1 | C |  |  |  | 2009-04-30 |  |  | Office | TNHSP |  |  | 2010-04-29 | 8000 |  |  |  | 17-12-2010 | Working | -1
295 | PAZHAVARKADU | Weighing Machine Electronic | 00005/WME/1 | C | Electronic |  |  | 2009-01-14 |  | Suriya Surgical | Ward | DMS |  |  | 2012-01-13 | 10920 |  |  |  | 17-12-2010 | Working | -1
296 | PAZHAVARKADU | Radiant Warmer | 00005/RAWR/1 | C | OCW/00 | 2912 |  | 2008-08-11 |  | Datex Ohemada | Ward | TNHSP |  | 2008-12-10 | 2009-08-10 | 18000 |  |  |  | 17-12-2010 | Working | -1
297 | PAZHAVARKADU | Weighing machine adult | 00005/WTMA/1 | C | Adult |  |  | 2004-08-23 |  | From JD Office |  | From JD Office |  |  | 2005-08-22 | 500 |  |  |  | 17-12-2010 | Condemned | -1
298 | PAZHAVARKADU | Weighing machine adult | 00005/WTMA/2 | C |  |  |  | 2007-11-29 |  |  | Ward |  |  |  | 2008-11-28 | 500 |  |  |  | 17-12-2010 | Working | -1
299 | PAZHAVARKADU | Sterilizer Medium (Instrument) | 00005/STMD/1 | C |  |  |  | 2008-10-14 | JUBITER MANUFACTURING WORK | TNMSC | LABOUR WARD | TNMSC | TNHSP/TNMSC/ENGG/P3E17/2008 |  | 2009-10-13 | 1400 |  |  |  | 22-9-2012 | Working | -1
300 | PAZHAVARKADU | Magnavision Lamp | 00005/MAGL/1 | C |  |  |  | 2009-10-23 |  | SABERWAL SURGICAL CO (P) LTD | LABOUR andamp; NEONATALAL WARD | TNMSC | 04/NRHM/HSP/TNMSC/2009-MV |  | 2011-10-22 | 3500 |  |  |  | 22-9-2012 | Working | -1
301 | PAZHAVARKADU | Emergency Lamp | 00005/EML/1 | C |  |  |  | 2009-03-14 |  | UNI-PHARM (INDIA) | STORE | TNMSC | 78102/Sandamp;P/1/07/DT -03.02.2009 |  | 2011-03-13 | 1968 |  |  |  | 22-9-2012 | To be Condemned | -1
302 | PAZHAVARKADU | Operation Table Hydraulic Major | 00005/TAMA/2 | B2 |  |  |  | 2007-12-29 | JUPITER MANUFACT WORKS | TNHSP/TNMSC/P2E6/2007 | OT | TNHSP |  | 2007-12-29 | 2008-12-28 | 53000 |  |  |  | 24-9-2012 | Working | -1
303 | PODADDURPET | Mannual Colposcope | 00006/CALPM/1 | C | ARI II-1D |  |  | 2013-03-11 | M/S.Ari Technology(Group) Co.Ltd~ Cina As per tender specification and your bid. | SOUTH INDIA SURGICAL CO.LTD. | NCD ROOM | TNHSP | G H 55 DATE ; 23.04.2012 |  | 2014-03-10 | 136500 |  |  |  | 22-3-2013 | Working | -1
304 | PODADDURPET | Semi auto analyser | 00006/SEAA/1 | B2 | PRIETIEST TOUCH | AT0800314RBK |  | 2014-03-21 |  | ROBONIK (INDA) PVT.LTD. | LABORATARY | TNMSC | REF NO 10072/TNMSC/ENGG/2013 |  | 2015-03-20 | 49356 |  |  |  | 2014-03-10 | Working | -1
305 | PODADDURPET | PH meter | 00006/PHMT/1 | C | RPA-1GRTI0ANPN | SN1253 |  | 2014-05-30 | RLT INSTRUMENTATION | RLT INSTRUMENTATION PVT LTD | LABORATORY | TNMSC | TNHSP/TNMSC/AG87b-2013 -1DATED 28.11.2013. |  | 2015-05-29 | 57353 |  |  |  | 2014-03-10 | Working | -1
306 | PODADDURPET | Cell Counter Electronic (AUTOMATIC) | 00006/CLCN/1 | B | xp-100 advance version of kx21 | A3236 |  | 2014-03-03 | sysmex | Transasia | Gh podaturpet | DMS | 78217/sandamp;p/1/2013-4 | 2014-03-04 | 2017-03-03 | 385319 |  |  |  | 2014-09-10 | Working | -1
307 | PONNERI | Electri centrifuger | 00007/CENT/3 | C |  |  |  | 1996-01-23 |  | Associated Surgicals | Store | DMS |  |  |  | 0 |  |  |  | 17-12-2010 | Condemned | -1
308 | PODADDURPET | Electric Calorimeter | 00006/CALO/1 | C | PRIETIEST EASYLAB | PEL0971213RBK |  | 2014-03-21 |  | ROBONIK(iNDIA) PVT LIMITED | LAB | TNMSC |  |  | 2015-03-20 | 20302 |  |  |  | 2014-09-10 | Working | -1
309 | PODADDURPET | Electric Shaker | 00006/ESH/1 | C | BDI149 | 2014080847 |  | 2014-08-21 | B.D.INSTRUMENTTATION (INDIA) | SOLOKRAFTSX INDUSTRIES | LAB | TNMSC | AG87FC(R)/2104-2 |  | 2015-08-20 | 32200 |  |  |  | 2014-09-10 | Working | -1
310 | PODADDURPET | Water Bath/Ultrasonic Water Bath | 00006/WBAT/1 | C | SMI-143 | SMI-143 |  | 2014-05-20 | JINDAL | S.M SCIENTIFIC INSTRUMENTS | LAB | TNMSC | TNHSP/TNMSC/AG87H(R)/2014 DATED 10/04/2014 |  | 2012-05-19 | 8262 |  |  |  | 2014-09-10 | Working | -1
311 | PODADDURPET | Semi auto analyser | 00006/SEAA/2 | B2 | PRIETIEST TOUCH | AT1381013RBK |  | 2014-02-27 | ROBONIK | ROBONIK INDIA PVT LIMITED | LAB | TNMSC | TNHSP/TNMSC/AG87H/2103 DT.31/12/2013 | 2014-03-19 | 2017-03-18 | 49356 |  |  |  | 2014-09-10 | Working | -1
312 | PODADDURPET | Needle destroyer / Syringe Destroyer | 00006/NEED/1 | C | NIL SHARPS |  |  | 2014-09-24 | ARVS EQUIPMENTS PVT LTD | SOLOKRAFTS INDUSTRIES |  | TNMSC | 20533/ICWM/TNMSC/ENGG/2014-1 DT.23/05/2014 |  | 2017-09-23 | 9756 |  |  |  | 2014-09-10 | Working | -1
313 | PODADDURPET | ECG machine ordinary | 00006/ECGO/1 | B |  |  |  | 2001-08-29 |  | Trans Health Care | S-N |  |  |  |  | 0 |  |  |  | 17-12-2010 | Condemned | -1
314 | PODADDURPET | Mono cular Microscope | 00006/MOMS/1 | C |  |  |  | 2001-02-24 |  | DD TB | L-T |  |  |  |  | 0 |  |  |  | 17-12-2010 | Condemned | -1
315 | PODADDURPET | Auto Clave HP Vertical (2 bin) | 00006/ACV2/4 | C |  |  |  | 2001-01-09 |  | From PHC | S-N |  |  |  |  | 11000 |  |  |  | 17-12-2010 | Condemned | -1
316 | PODADDURPET | Auto Clave HP Vertical (2 bin) | 00006/ACV2/5 | C |  |  |  | 2001-01-24 |  | Tr In from GH - Madavaram | S-N |  |  |  |  | 0 |  |  |  | 17-12-2010 | Condemned | -1
317 | PODADDURPET | Auto Clave HP Vertical (2 bin) | 00006/ACV2/6 | C | Vishal | 6/ACV2/6 |  | 2009-02-17 |  | Vishal Steel Furniture Manu | S-N | TNHSP | 51190/92P/1/2008-10/11/2008 | 2009-02-17 | 2010-02-16 | 16300 |  |  |  | 17-12-2010 | Working | -1
318 | PODADDURPET | Sterilizer Medium (Instrument) | 00006/STMD/4 | C |  |  |  | 2008-07-22 |  | Tr In from GH - Thiruvallur | S-N |  |  |  | 2009-07-21 | 1400 |  |  |  | 17-12-2010 | Working | -1
319 | PODADDURPET | Alpha Bed with motor | 00006/ABM/1 | C |  |  |  | 2007-06-30 |  | Jupiter Manufacturing Works | Store | DMS |  |  |  | 6600 |  |  |  | 17-12-2010 | Condemned | -1
320 | PODADDURPET | Needle destroyer / Syringe Destroyer | 00006/NEED/6 | C | RETROSPARK | 7662 |  | 2008-06-19 |  | Glo Life Care | Store | TNHSP | TNHSP/TNMSC/ENGG/BMWM1/2007-06.11.2007 |  | 2009-06-18 | 755 |  |  |  | 17-12-2010 | Not Working | -1
321 | PODADDURPET | Needle destroyer / Syringe Destroyer | 00006/NEED/7 | C | LINCO | 6/NEED/07 |  | 2003-07-14 |  | Linco Scientific Instruments | S-N | TNHSP |  |  | 2004-07-13 | 2500 |  |  |  | 17-12-2010 | Working | -1
322 | PODADDURPET | Weighing machine adult | 00006/WTMA/1 | C |  |  |  | 2008-09-08 |  | Jupiter Manufacturing Works | S-N |  |  |  | 2009-09-07 | 563 |  |  |  | 17-12-2010 | Working | -1
323 | PODADDURPET | Weighing machine infant | 00006/WTMB/1 | C | Baby |  |  | 2008-10-15 |  | Jupiter Manufacturing Works | OP |  |  |  | 2009-10-14 | 563 |  |  |  | 17-12-2010 | Working | -1
324 | PODADDURPET | Weighing machine infant | 00006/WTMB/2 | C | Baby |  |  | 2008-10-15 |  | Jupiter Manufacturing Works | OP |  |  |  | 2009-10-14 | 563 |  |  |  | 17-12-2010 | Working | -1
325 | PODADDURPET | Weighing machine adult | 00006/WTMA/2 | C | PRESTIGE | 6/WTMA/2 |  | 2011-12-16 | HARDIK MEDITECH | ALAN MEDICALS | L W | TNHSP | TNHSP/TNMSC/ENGG/AG24/2011~ Dt 9.12.2011 | 2011-12-16 | 2012-12-15 | 598 |  |  |  | 23-8-2012 | Working | -1
326 | PONNERI | Nebuliser Adult | 00007/NEBA/5 | C |  |  |  | 2014-12-13 | PHILIPS | DELIGHT SURGICAL | CASULTY | OTHERS |  | 2013-12-13 | 2015-12-12 | 2450 |  |  |  | 23-2-2015 | Working | -1
327 | PONNERI | B.P.apparatus table model | 00007/BPAT/23 | C |  |  |  | 2014-10-14 | DIAMOND | DELIGHT SURGICAL | NCD CLINIC andamp; LABOUR WARD | OTHERS |  | 2014-10-14 | 2015-10-13 | 1950 |  |  |  | 23-2-2015 | Working | -1
328 | PONNERI | Binocular Mircroscope | 00007/BIMS/7 | B2 | BDI-13A |  |  | 2014-01-02 | B.D.I Instrumentation (India) | Solokraft Industries | Lab | TNHSP | TNHSP/TNMSC/AG87c/2013 dt 22/10/2013 | 2014-01-07 | 2015-01-06 | 18600 |  |  |  | 2014-08-10 | Working | -1
329 | PONNERI | ECG machine computerized | 00007/ECGC/3 | B | cardio care 2000(EKG 2000) | ENO400212 |  | 2014-11-19 | BIONET CO LTD | ALPHA MEDICAL SYSTEMS | OPD andamp;CASUALTY | OTHERS |  | 2014-11-19 | 2015-11-18 | 65000 |  |  |  | 23-11-2014 | Working | -1
330 | PONNERI | Pulse Oximeter | 00007/SPO2/6 | B2 | RAD 8 | REF 9190 REF 22042 |  | 2014-12-31 | MASIMO CORPORATION | INDIAN MEDICAL SYSTEM AND TECHNOLOGIES | MAIN STORE | TNMSC | 108 |  | 2019-12-30 | 68950 |  |  |  | 2015-07-01 | Working | -1
331 | PONNERI | Suction Apparatus - Electrical(Hivacuam) | 00007/SAHV/2 | B2 | VISHAL 035 |  |  | 2012-02-27 | Vishal Hospital Furniture mfg p.ltd | Vishal Hospital Furniture mfg.p.ltd | OPD INJ | TNHSP | TNHSP/TNMSC/ENGG/AG73e/2010~DT.22/09/2011 | 2012-02-27 | 2013-02-26 | 4920 |  |  |  | 22-4-2012 | Working | -1
332 | PONNERI | Suction Apparatus - Electrical(Hivacuam) | 00007/SAHV/3 | B2 | VISHAL 035 |  |  | 2012-02-27 | Vishal Hospital Furniture Mfg.p.ltd | Vishal Hospital Furniture Mfg.p.lid | L/W | TNHSP | TNHSP/TNMSC/ENGG/AG73e/2010~22/09/2011 | 2012-02-27 | 2013-02-26 | 4920 |  |  |  | 22-4-2012 | Working | -1
333 | PONNERI | Printer | 00007/PRINT/1 | C | TVSE HD 250 GOLD PRINTER |  |  | 2011-01-11 | HCL iNFOSYSTEMS lTD~PUDUCHERRY | HCL iNFOSYSTEMS LTD~PUDUCHERRY | OPD~MFW~ST~DISP~L/W~OT | TNHSP | TNHSP/ELCOT/ICB/COMP~7/12/2010 | 2011-01-11 | 2012-01-10 | 10638 |  |  |  | 23-4-2012 | Working | -1
334 | PONNERI | Computer | 00007/COMP/1 | C | HCL AA1FO183P | VIDE INVOICE COPY |  | 2011-01-11 | HCL INFOSYSTEMS LTD~PUDUCHERRY | HCL Infosdystems LTDPuducherry | ST~DISP~MFW~OP~OT~L/W~LAB | TNHSP | TNHSP/ELCOT/ICB/COMP~7/12/2010 | 2011-01-11 | 2012-01-10 | 546658 |  |  |  | 24-4-2012 | Working | -1
335 | PONNERI | B.P.apparatus stand model | 00007/BPAS/1 | C | Stand |  |  | 2008-07-12 |  | Jupiter Manufacturing Works | OT | TNHSP |  |  | 2009-07-11 | 1090 |  |  |  | 17-12-2010 | Condemned | -1
336 | PONNERI | B.P.apparatus stand model | 00007/BPAS/2 | C | Stand |  |  | 2008-07-12 |  | Jupiter Manufacturing Works | L W | TNHSP |  |  | 2009-07-11 | 1090 |  |  |  | 17-12-2010 | Condemned | -1
337 | PONNERI | B.P.apparatus stand model | 00007/BPAS/3 | C | Stand |  |  | 2008-07-12 |  | Jupiter Manufacturing Works | Store | TNHSP |  |  | 2009-07-11 | 1090 |  |  |  | 17-12-2010 | Working | -1
338 | PONNERI | B.P.apparatus stand model | 00007/BPAS/4 | C | Stand |  |  | 2008-07-12 |  | Jupiter Manufacturing Works | Store | TNHSP |  |  | 2009-07-11 | 1090 |  |  |  | 17-12-2010 | Working | -1
339 | PONNERI | B.P.apparatus stand model | 00007/BPAS/5 | C | Stand |  |  | 2008-07-12 |  | Jupiter Manufacturing Works | Store | TNHSP |  |  | 2009-07-11 | 1090 |  |  |  | 17-12-2010 | Working | -1
340 | PONNERI | B.P.apparatus table model | 00007/BPAT/1 | C | Box |  |  | 2007-08-23 |  | Alan Medical and Laboratories Products | Sida OP | LP |  |  |  | 0 |  |  |  | 17-12-2010 | Condemned | -1
341 | PONNERI | B.P.apparatus table model | 00007/BPAT/2 | C | Box |  |  | 2007-08-23 |  | Alan Medical and Laboratories Products | L W | LP |  |  |  | 0 |  |  |  | 17-12-2010 | Condemned | -1
342 | PONNERI | B.P.apparatus table model | 00007/BPAT/3 | C | Box |  |  | 2007-03-27 |  | Associated Surgicals | Dental OP | LP |  |  |  | 0 |  |  |  | 17-12-2010 | Condemned | -1
343 | PONNERI | B.P.apparatus table model | 00007/BPAT/4 | C | Box |  |  | 2007-03-27 |  | Associated Surgicals | OT | LP |  |  |  | 0 |  |  |  | 17-12-2010 | Condemned | -1
344 | PONNERI | B.P.apparatus table model | 00007/BPAT/5 | C | Box |  |  | 2007-03-27 |  | Associated Surgicals | OP | LP |  |  |  | 0 |  |  |  | 17-12-2010 | Condemned | -1
345 | PONNERI | B.P.apparatus table model | 00007/BPAT/6 | C | Box |  |  | 2007-03-27 |  | Associated Surgicals | F W | LP |  |  |  | 0 |  |  |  | 17-12-2010 | Condemned | -1
346 | PONNERI | B.P.apparatus table model | 00007/BPAT/7 | C | Box |  |  | 2008-06-24 |  | M C Dalal | OT | LP |  |  |  | 1000 |  |  |  | 17-12-2010 | Condemned | -1
347 | PONNERI | B.P.apparatus table model | 00007/BPAT/8 | C | Box |  |  | 2008-06-24 |  | M C Dalal | OP | LP |  |  |  | 1000 |  |  |  | 17-12-2010 | Condemned | -1
348 | PONNERI | B.P.apparatus table model | 00007/BPAT/9 | C | Box |  |  | 2008-06-24 |  | M C Dalal | F W | LP |  |  |  | 1000 |  |  |  | 17-12-2010 | Condemned | -1
349 | PONNERI | B.P.apparatus table model | 00007/BPAT/10 | C | Box |  |  | 2008-06-24 |  | M C Dalal | L W | LP |  |  |  | 1000 |  |  |  | 17-12-2010 | Condemned | -1
350 | PONNERI | B.P.apparatus table model | 00007/BPAT/11 | C | Box |  |  | 2008-06-24 |  | M C Dalal | Store | LP |  |  |  | 1000 |  |  |  | 17-12-2010 | Condemned | -1
351 | PONNERI | B.P.apparatus table model | 00007/BPAT/12 | C | Box |  |  | 2008-06-24 |  | M C Dalal | Store | LP |  |  |  | 1000 |  |  |  | 17-12-2010 | Condemned | -1
352 | PONNERI | B.P.apparatus table model | 00007/BPAT/13 | C | Box |  |  | 2008-06-24 |  | M C Dalal | Store | LP |  |  |  | 1000 |  |  |  | 17-12-2010 | Condemned | -1
353 | PONNERI | B.P.apparatus table model | 00007/BPAT/14 | C | Box |  |  | 2008-06-24 |  | M C Dalal | Store | LP |  |  |  | 1000 |  |  |  | 17-12-2010 | Condemned | -1
354 | PONNERI | ECG machine ordinary | 00007/ECGO/1 | B |  |  |  | 2009-10-01 |  | Solokraft Industries | Store | SandP |  |  |  | 0 |  |  |  | 17-12-2010 | Condemned | -1
355 | PONNERI | ECG machine ordinary | 00007/ECGO/2 | B | [5 empty] | _ |  | DDHS |  |  |  | 0 |  |  |  | 17-12-2010 | Condemned | -1
356 | PONNERI | Pulse Oximeter | 00007/SPO2/1 | B |  |  |  | 2004-06-02 |  | GH - Pallipet | OT | DMS |  |  |  | 0 |  |  |  | 17-12-2010 | Condemned | -1
357 | PONNERI | Pulse Oximeter | 00007/SPO2/3 | B |  |  |  | 1998-12-14 |  | Trans Health Care India | OT | Transfer |  |  |  | 0 |  |  |  | 17-12-2010 | Condemned | -1
358 | PONNERI | Syringe Pump | 00007/SYRP/1 | B | Samtronic India in. co. Ltd. - ST 6700 | 37838D128 |  | 2010-11-15 |  | Trans Health Care India Pvt. Ltd. |  | RCH |  |  | 2011-11-14 | 25200 |  |  |  | 17-12-2010 | Working | -1
359 | PONNERI | Syringe Pump | 00007/SYRP/2 | B | Samtronic India in. co. Ltd. - ST 6700 | 37822D128 |  | 2010-11-15 |  | Trans Health Care India Pvt. Ltd. |  | RCH |  |  | 2011-11-14 | 25200 |  |  |  | 17-12-2010 | Working | -1
360 | PONNERI | Dental Chair | 00007/DECH/1 | B2 | With Unit |  |  | 2008-05-08 |  | Confident Dental Equipments | Dental OP | TNMSC |  |  | 2011-05-07 | 99200 |  |  |  | 17-12-2010 | Working | -1
361 | PONNERI | Laryngoscope(Adult) | 00007/LAGA/1 | C | Adult |  |  | 2009-03-24 |  | Jupiter Manufacturing Works | OT | SandP |  |  | 2012-03-23 | 3400 |  |  |  | 17-12-2010 | Working | -1
362 | PONNERI | Laproscope Double Puncture | 00007/LDP/1 | C | Dubble |  |  | 2008-06-13 |  | Vishal Hospital and Furniture | OT | DD F W |  |  | 2009-06-12 | 45000 |  |  |  | 17-12-2010 | Working | -1
363 | PONNERI | Operating Microscope(Eye) | 00007/OMS/1 | B |  |  |  | 2001-08-21 |  | GH - Thiruttani | OT | Transfer |  |  |  | 0 |  |  |  | 17-12-2010 | Condemned | -1
364 | PONNERI | Operating Microscope(Eye) | 00007/OMS/2 | B |  |  |  | 2001-04-10 |  | Sri Sankara Health Center | OT | Dotion |  |  |  | 0 |  |  |  | 17-12-2010 | Condemned | -1
365 | PONNERI | Opthalmoscope Indirect | 00007/OPMSI/1 | C |  |  |  | 2009-01-23 |  | Suriya Surgicals | Store | SandP |  |  | 2012-01-22 | 10000 |  |  |  | 17-12-2010 | Working | -1
366 | PONNERI | Slit Lamp | 00007/SLIT/2 | C |  |  |  | 2009-02-28 |  | GH ??? Madavaram | OT | Transfer |  |  | 2010-02-27 | 30000 |  |  |  | 17-12-2010 | Condemned | -1
367 | PONNERI | Ultra Sonogram -MOBILE | 00007/IUSM/1 | B | FF Sonic |  |  | 1996-03-30 |  | Kody Elcot | L W |  |  |  |  | 0 |  |  |  | 17-12-2010 | Condemned | -1
368 | PONNERI | Ultra Sonogram -MOBILE | 00007/IUSM/2 | B |  |  |  | 2009-07-01 |  | GH ??? Policat | Scan Room | Transfer |  |  | 2009-06-30 | 272950 |  |  |  | 17-12-2010 | Working | -1
369 | PONNERI | X-ray Machine 50 mA(Mobile) | 00007/XRY50/1 | B | 50 mA |  |  | 1950-05-23 |  | _ | X - Ray Dept |  |  |  | 1951-05-22 | 50000 |  |  |  | 17-12-2010 | Working | -1
370 | PONNERI | Binocular Mircroscope | 00007/BIMS/1 | B2 | Bino |  |  | 1996-08-13 |  | _ | Lab | DDHS |  |  |  | 0 |  |  |  | 17-12-2010 | Condemned | -1
371 | PONNERI | Binocular Mircroscope | 00007/BIMS/2 | B2 | Bino |  |  | 1998-06-23 |  | Associated Surgicals | Lab | DMS |  |  |  | 0 |  |  |  | 17-12-2010 | Condemned | -1
372 | PONNERI | Binocular Mircroscope | 00007/BIMS/3 | B2 | Bino |  |  | 2001-01-22 |  | Dots TB Center | Lab | Transfer |  |  |  | 0 |  |  |  | 17-12-2010 | Condemned | -1
373 | PONNERI | Binocular Mircroscope | 00007/BIMS/4 | B2 | Bino |  |  | 2009-06-20 |  | Solocraft Industries | Store | TNHSP |  |  | 2010-06-19 | 18786 |  |  |  | 17-12-2010 | Working | -1
374 | PONNERI | Binocular Mircroscope | 00007/BIMS/5 | B2 | Bino |  |  | 2009-06-20 |  | Solocraft Industries | Store | TNHSP |  |  | 2010-06-19 | 18786 |  |  |  | 17-12-2010 | Working | -1
375 | PONNERI | Binocular Mircroscope | 00007/BIMS/6 | B2 | Compond |  |  | 2002-12-14 |  | Associated Surgicals | BSC | DMS |  |  |  | 0 |  |  |  | 17-12-2010 | Condemned | -1
376 | PONNERI | Blood Bank Refrigerator | 00007/BLDR/1 | B | Remi BR - 40 |  |  | 1999-01-12 |  | Remi Instruments | GH - Thiruvallur | DMS |  |  | 2000-01-11 | 50000 |  |  |  | 17-12-2010 | Working | -1
377 | PONNERI | Blood Bank Refrigerator | 00007/BLDR/2 | B |  |  |  | 2009-05-22 |  | GH ??? Arakom | B B | Transfer |  |  | 2010-05-21 | 50000 |  |  |  | 17-12-2010 | Working | -1
378 | PONNERI | Electri centrifuger | 00007/CENT/1 | C | 8 Bucket |  |  | 2009-06-20 |  | Solocraft Industries | Store | TNHSP |  |  | 2010-06-19 | 5000 |  |  |  | 17-12-2010 | Working | -1
379 | PONNERI | Electri centrifuger | 00007/CENT/2 | C |  |  |  | 2009-09-29 |  | Associated Surgicals | BB | DMS |  |  | 2010-09-28 | 5000 |  |  |  | 17-12-2010 | Working | -1
380 | PONNERI | Distilled water stills | 00007/DWSL/1 | C |  |  |  | 1998-05-23 |  | Gu Enterprices | Store | DMS |  |  | 2001-05-23 |  |  |  |  | 17-12-2010 | Condemned | -1
381 | PONNERI | Glucometer | 00007/GLMT/1 | C |  |  |  | 2003-08-16 |  | Associated Surgicals | Store |  |  |  |  | 0 |  |  |  | 17-12-2010 | Condemned | -1
382 | PONNERI | Glucometer | 00007/GLMT/2 | C |  |  |  | 2003-08-16 |  | Associated Surgicals | Store |  |  |  |  | 0 |  |  |  | 17-12-2010 | Condemned | -1
383 | PONNERI | Hot Air oven | 00007/HAOV/1 | C |  |  |  | 2009-06-20 |  | Solocraft Industries | Store | TNHSP |  |  | 2010-06-19 | 11953 |  |  |  | 17-12-2010 | Working | -1
384 | PONNERI | Ice Lined Refrigerator | 00007/ILREF/1 | C | MK - 142 |  |  |  |  | _ |  | DMS |  |  |  | 0 |  |  |  | 17-12-2010 | Condemned | -1
385 | PONNERI | Lab Incubator | 00007/INCU/1 | C |  |  |  | 1998-11-23 |  | MC Dalal Agencies | Store | DMS |  |  |  | 0 |  |  |  | 17-12-2010 | Condemned | -1
386 | PONNERI | Lab Incubator | 00007/INCU/2 | C |  |  |  | 1999-08-03 |  | MC Dalal Agencies | Store | DMS |  |  |  | 0 |  |  |  | 17-12-2010 | Condemned | -1
387 | PONNERI | Lab Incubator | 00007/INCU/3 | C |  |  |  | 2009-06-20 |  | Solocraft Industries | Store | TNHSP |  |  | 2010-06-19 | 11953 |  |  |  | 17-12-2010 | Working | -1
388 | PONNERI | Refrigerator | 00007/REFR/1 | C | 175 Lts |  |  | 2005-06-11 |  | Vasanth and Co | ICTC |  |  |  | 2006-06-10 | 8000 |  |  |  | 17-12-2010 | Working | -1
389 | PONNERI | Refrigerator | 00007/REFR/4 | C |  |  |  | 2009-03-25 |  | From Lab | Store | Transfer |  |  |  | 0 |  |  |  | 17-12-2010 | Condemned | -1
390 | PONNERI | Semi auto analyser | 00007/SEAA/1 | B2 |  |  |  | 1999-04-01 |  | Ranboxy Lab | GH - Uthukottai | DMS |  |  |  | 0 |  |  |  | 17-12-2010 | Condemned | -1
391 | PONNERI | Semi auto analyser | 00007/SEAA/2 | B2 |  |  |  | 2009-04-24 |  | Robonic India Pvt. Ltd | LAB | TNHSP |  |  |  | 0 |  |  |  | 17-12-2010 | Transferred to GH - Madavaram | -1
392 | PONNERI | Semi auto analyser | 00007/SEAA/4 | B2 | RX - 50 | TN10J010 |  | 2010-10-14 |  | Microlab Instruments |  |  |  |  | 2011-10-13 | 44400 |  |  |  | 17-12-2010 | Working | -1
393 | PONNERI | Urine Analyser | 00007/URNA/1 | C |  |  |  | 2009-02-03 |  | Solokraft Industries | Store | SandP |  |  | 2012-02-02 | 112000 |  |  |  | 17-12-2010 | Working | -1
394 | PONNERI | Urine Analyser | 00007/URNA/2 | C |  |  |  | 2009-02-03 |  | Solokraft Industries | LAB | SandP |  |  | 2012-02-02 | 112000 |  |  |  | 17-12-2010 | Working | -1
395 | PONNERI | Rotor / Shaker | 00007/VDRL/1 | C |  |  |  | 2001-03-20 |  | Remi Motors Pvt. Ltd. | Store | DMS |  |  | 2004-03-19 | 5000 |  |  |  | 17-12-2010 | Working | -1
396 | PONNERI | Water bath | 00007/WBAT/1 | C |  |  |  | 1997-04-11 |  |  | Store | DDHS |  |  |  | 0 |  |  |  | 17-12-2010 | Condemned | -1
397 | PONNERI | Water bath | 00007/WBAT/2 | C |  |  |  | 1999-08-09 |  | Dalal Agencies | Store | DMS |  |  |  | 0 |  |  |  | 17-12-2010 | Condemned | -1
398 | PONNERI | Autoclave vertical single bin | 00007/ACV1/1 | C | 1 Bin Vertical |  |  | 2008-05-03 |  | Jupiter Manufacturing Works | L W | TNHSP |  |  | 2009-05-02 | 21000 |  |  |  | 17-12-2010 | Working | -1
399 | PONNERI | Autoclave vertical single bin | 00007/ACV1/2 | C | 1 Bin Vertical |  |  | 2008-05-03 |  | Jupiter Manufacturing Works | OP | TNHSP |  |  | 2009-05-02 | 21000 |  |  |  | 17-12-2010 | Working | -1
400 | PONNERI | Autoclave vertical single bin | 00007/ACV1/3 | C | 11x9 |  |  | 2009-02-03 |  | Solokraft Industries | Store | SandP |  |  | 2012-02-02 | 18500 |  |  |  | 17-12-2010 | Working | -1
401 | PONNERI | Autoclave vertical single bin | 00007/ACV1/4 | C | 12 x 20 |  |  | 2000-07-28 |  | Alan Medical and Laboratories Products | OT | DMS |  |  |  | 0 |  |  |  | 17-12-2010 | Condemned | -1
402 | PONNERI | Auto Clave HP Vertical (2 bin) | 00007/ACV2/1 | C | 16x24 |  |  | 2009-02-17 |  | Vishal Hospital and Furniture | Store | SandP |  |  | 2012-02-16 | 16300 |  |  |  | 17-12-2010 | Working | -1
403 | PONNERI | Auto Clave HP Vertical (2 bin) | 00007/ACV2/2 | C | 2 Bin Vertical |  |  | 2008-02-03 |  | Jupiter Manufacturing Works | OT | TNHSP |  |  | 2009-02-02 | 32000 |  |  |  | 17-12-2010 | Working | -1
404 | PONNERI | Auto Clave HP Vertical (2 bin) | 00007/ACV2/3 | C | 2 Bin Vertical |  |  | 2008-02-03 |  | Jupiter Manufacturing Works | Store | TNHSP |  |  | 2009-02-02 | 32000 |  |  |  | 17-12-2010 | Working | -1
405 | PONNERI | Auto Clave HP Vertical (2 bin) | 00007/ACV2/4 | C | 2 Bin Vertical |  |  | 2008-02-03 |  | Jupiter Manufacturing Works | Store | TNHSP |  |  | 2009-02-02 | 32000 |  |  |  | 17-12-2010 | Working | -1
406 | PONNERI | Auto Clave HP Vertical (2 bin) | 00007/ACV2/5 | C | 2 Bin Vertical |  |  | 2008-02-03 |  | Jupiter Manufacturing Works | Store | TNHSP |  |  | 2009-02-02 | 32000 |  |  |  | 17-12-2010 | Working | -1
407 | PONNERI | Auto Clave HP Vertical (2 bin) | 00007/ACV2/6 | C | 2 Bin Vertical |  |  | 2008-02-03 |  | Jupiter Manufacturing Works | Store | TNHSP |  |  | 2009-02-02 | 32000 |  |  |  | 17-12-2010 | Working | -1
408 | PONNERI | Auto Clave HP Vertical (2 bin) | 00007/ACV2/7 | C | 2 Bin Vertical |  |  | 2009-02-03 |  | Solokraft Industries | Store | TNHSP |  |  | 2012-02-02 | 29800 |  |  |  | 17-12-2010 | Working | -1
409 | PONNERI | Auto Clave HP Vertical (2 bin) | 00007/ACV2/8 | C | 2 Bin Vertical |  |  | 2009-02-03 |  | Solokraft Industries | Store | TNHSP |  |  | 2012-02-02 | 29800 |  |  |  | 17-12-2010 | Working | -1
410 | PONNERI | Auto Clave HP Vertical (2 bin) | 00007/ACV2/9 | C | 2 Bin Vertical |  |  | 2009-02-03 |  | Solokraft Industries | Store | TNHSP |  |  | 2012-02-02 | 29800 |  |  |  | 17-12-2010 | Working | -1
411 | PONNERI | Auto Clave HP Vertical (2 bin) | 00007/ACV2/10 | C | 2 Bin Vertical |  |  | 2009-02-03 |  | Solokraft Industries | Store | TNHSP |  |  | 2012-02-02 | 29800 |  |  |  | 17-12-2010 | Working | -1
412 | PONNERI | Auto Clave HP Vertical (2 bin) | 00007/ACV2/11 | C |  |  |  | 1998-06-23 |  | Associated Surgicals | OP | DMS |  |  |  | 0 |  |  |  | 17-12-2010 | Condemned | -1
413 | PONNERI | Focus lamp Ordinary | 00007/FOLP/1 | C |  |  |  | 1997-05-16 |  | General Surgicals | Cond. Store | DMS |  |  |  | 0 |  |  |  | 17-12-2010 | Condemned | -1
414 | PONNERI | Shadowless Lamp stand model | 00007/MOLT/1 | B |  |  |  | 2009-03-24 |  | Jupiter Manufacturing Works | OT | SandP |  |  | 2012-03-23 | 13749 |  |  |  | 17-12-2010 | Working | -1
415 | PONNERI | Shadowless Lamp stand model | 00007/MOLT/2 | B |  |  |  | 2009-03-27 |  | Jupiter Manufacturing Works | Store | SandP |  |  | 2012-03-26 | 13749 |  |  |  | 17-12-2010 | Working | -1
416 | PONNERI | Shadowless Lamp stand model | 00007/MOLT/3 | B | MOBILE 18" STAND MODEL | 00007/MOLT/3 |  | 2008-02-09 |  | Jupiter Manufacturing Works | OT | TNHSP | TNHSP/TNMSC/P2E17/2007/30.10.2007 | 2008-02-09 | 2009-02-08 | 13749 |  |  |  | 17-12-2010 | Working | -1
417 | PONNERI | Shadowless Lamp stand model | 00007/MOLT/9 | B |  |  |  | 2008-07-12 |  | Jupiter Manufacturing Works | Store | TNHSP |  |  | 2009-07-11 | 13749 |  |  |  | 17-12-2010 | Working | -1
418 | PONNERI | Suction Apparatus - Electrical | 00007/SAEL/8 | C | Cabnet |  |  | 2009-02-17 |  | Vishal Hospital and Furniture | Store | SandP |  |  | 2012-02-16 | 5500 |  |  |  | 17-12-2010 | Working | -1
419 | PONNERI | Suction Apparatus - Electrical | 00007/SAEL/9 | C | Cabnet |  |  | 2009-02-17 |  | Vishal Hospital and Furniture | Store | SandP |  |  | 2012-02-16 | 5500 |  |  |  | 17-12-2010 | Working | -1
420 | PONNERI | Suction Apparatus - Electrical | 00007/SAEL/10 | C | Cabnet |  |  | 2009-02-17 |  | Vishal Hospital and Furniture | Store | SandP |  |  | 2012-02-16 | 5500 |  |  |  | 17-12-2010 | Working | -1
421 | PONNERI | Suction Apparatus - Electrical | 00007/SAEL/11 | C | Cabnet |  |  | 2009-02-17 |  | Vishal Hospital and Furniture | Store | SandP |  |  | 2012-02-16 | 5500 |  |  |  | 17-12-2010 | Working | -1
422 | PONNERI | Suction Apparatus - Electrical | 00007/SAEL/12 | C | Cabnet |  |  | 2009-02-17 |  | Vishal Hospital and Furniture | Store | SandP |  |  | 2012-02-16 | 5500 |  |  |  | 17-12-2010 | Working | -1
423 | PONNERI | Suction Apparatus - Electrical | 00007/SAEL/13 | C | Cabnet |  |  | 2009-02-17 |  | Vishal Hospital and Furniture | Store | SandP |  |  | 2012-02-16 | 5500 |  |  |  | 17-12-2010 | Working | -1
424 | PONNERI | Suction Apparatus - Electrical | 00007/SAEL/14 | C |  |  |  | 2009-03-24 |  | Jupiter Manufacturing Works | Store | SandP |  |  | 2012-03-22 | 5500 |  |  |  | 17-12-2010 | Working | -1
425 | PONNERI | Suction Apparatus - Electrical | 00007/SAEL/15 | C |  |  |  | 2006-10-08 |  | Vishal Hospital and Furniture | OT | HMF |  |  |  | 5500 |  |  |  | 17-12-2010 | Condemned | -1
426 | PONNERI | Suction Apparatus - Electrical | 00007/SAEL/16 | C |  |  |  | 2009-02-17 |  | Vishal Hospital and Furniture | F W | TNHSP |  |  | 2010-02-16 | 5500 |  |  |  | 17-12-2010 | Working | -1
427 | PONNERI | Suction Apparatus - Electrical | 00007/SAEL/17 | C |  |  |  | 2009-02-17 |  | Vishal Hospital and Furniture | Store | TNHSP |  |  | 2010-02-16 | 5500 |  |  |  | 17-12-2010 | Working | -1
428 | PONNERI | Suction Apparatus - Electrical | 00007/SAEL/18 | C |  |  |  | 2009-02-17 |  | Vishal Hospital and Furniture | Store | TNHSP |  |  | 2010-02-16 | 5500 |  |  |  | 17-12-2010 | Working | -1
429 | PONNERI | Suction Apparatus - Electrical | 00007/SAEL/19 | C |  |  |  | 2009-02-17 |  | Vishal Hospital and Furniture | Store | TNHSP |  |  | 2010-02-16 | 5500 |  |  |  | 17-12-2010 | Working | -1
430 | PONNERI | Suction Apparatus - Electrical | 00007/SAEL/20 | C |  |  |  | 2009-02-17 |  | Vishal Hospital and Furniture | Store | TNHSP |  |  | 2010-02-16 | 5500 |  |  |  | 17-12-2010 | Working | -1
431 | PONNERI | Suction Apparatus - Electrical | 00007/SAEL/21 | C |  |  |  | 2009-02-17 |  | Vishal Hospital and Furniture | Store | TNHSP |  |  | 2010-02-16 | 5500 |  |  |  | 17-12-2010 | Working | -1
432 | PONNERI | Suction Apparatus - Electrical | 00007/SAEL/22 | C |  |  |  | 2009-02-17 |  | Vishal Hospital and Furniture | Store | TNHSP |  |  | 2010-02-16 | 5500 |  |  |  | 17-12-2010 | Working | -1
433 | PONNERI | Suction Apparatus - Electrical | 00007/SAEL/23 | C |  |  |  | 2009-02-17 |  | Vishal Hospital and Furniture | Store | TNHSP |  |  | 2010-02-16 | 5500 |  |  |  | 17-12-2010 | Working | -1
434 | PONNERI | Suction Apparatus - Electrical(Hivacuam) | 00007/SAHV/1 | B | Surgical Aspirator Vacuum Set |  |  | 2009-05-18 |  | General Surgicals | Store | SandP |  |  | 2012-05-17 | 5500 |  |  |  | 17-12-2010 | Working | -1
435 | PONNERI | Sterilizer Medium (Instrument) | 00007/STMD/1 | C | 16x9 |  |  | 2008-04-17 |  | Suriya Surgicals | OT | TNHSP |  |  |  | 0 |  |  |  | 17-12-2010 | Condemned | -1
436 | PONNERI | Steriliser Small (Instruments) | 00007/STSL/1 | C | 12x9 |  |  | 2008-04-17 |  | Suriya Surgicals | Store | TNHSP |  |  |  | 0 |  |  |  | 17-12-2010 | Condemned | -1
437 | PONNERI | Steriliser Small (Instruments) | 00007/STSL/2 | C | 12x9 |  |  | 2008-04-17 |  | Suriya Surgicals | Store | TNHSP |  |  |  | 0 |  |  |  | 17-12-2010 | Condemned | -1
438 | PONNERI | Steriliser Small (Instruments) | 00007/STSL/3 | C | 12x9 |  |  | 2008-04-17 |  | Suriya Surgicals | Store | TNHSP |  |  |  | 0 |  |  |  | 17-12-2010 | Condemned | -1
439 | PONNERI | Steriliser Small (Instruments) | 00007/STSL/4 | C | 12x9 |  |  | 2008-04-17 |  | Suriya Surgicals | Store | TNHSP |  |  |  | 0 |  |  |  | 17-12-2010 | Condemned | -1
440 | PONNERI | Steriliser Small (Instruments) | 00007/STSL/5 | C |  |  |  | 2008-10-14 |  | Jupiter Manufacturing Works | Dental OP | TNHSP |  |  |  | 0 |  |  |  | 17-12-2010 | Condemned | -1
441 | PONNERI | Steriliser Small (Instruments) | 00007/STSL/6 | C |  |  |  | 2008-10-14 |  | Jupiter Manufacturing Works | OT | TNHSP |  |  |  | 0 |  |  |  | 17-12-2010 | Condemned | -1
442 | PONNERI | Steriliser Small (Instruments) | 00007/STSL/7 | C |  |  |  | 2008-10-14 |  | Jupiter Manufacturing Works | Store | TNHSP |  |  |  | 0 |  |  |  | 17-12-2010 | Condemned | -1
443 | PONNERI | Steriliser Small (Instruments) | 00007/STSL/8 | C |  |  |  | 2008-10-14 |  | Jupiter Manufacturing Works | Store | TNHSP |  |  |  | 0 |  |  |  | 17-12-2010 | Condemned | -1
444 | PONNERI | Operation Table Hydraulic Major | 00007/TAMA/1 | B2 |  |  |  | 1997-05-15 |  | General Surgicals | OT | TNMSC |  |  | 1996-05-14 | 50000 |  |  |  | 17-12-2010 | Working | -1
445 | PONNERI | Operating table Orthopedic | 00007/TAOR/1 | B | with Ortho Attachement |  |  | 2009-03-20 |  | Vibash | OT | SandP |  |  | 2012-03-19 | 50000 |  |  |  | 17-12-2010 | Working | -1
446 | PONNERI | Alpha Bed with motor | 00007/ABM/1 | C |  |  |  | 2001-08-09 |  | Associated Surgicals | M W | DMS |  |  |  | 5000 |  |  |  | 17-12-2010 | Condemned | -1
447 | PONNERI | Alpha Bed with motor | 00007/ABM/2 | C |  |  |  | 2003-08-16 |  | Associated Surgicals | Store | DMS |  |  |  | 7760 |  |  |  | 17-12-2010 | Condemned | -1
448 | PONNERI | Alpha Bed with motor | 00007/ABM/3 | C |  |  |  | 2003-08-16 |  | Associated Surgicals | Store | DMS |  |  |  | 7760 |  |  |  | 17-12-2010 | Condemned | -1
449 | PONNERI | Generator | 00007/GEN/2 | C | [5 empty] | Honda | [5 empty] | 2 |  |  |  | 17-12-2010 | Condemned | -1
450 | PONNERI | Generator | 00007/GEN/3 | C | [5 empty] | Yamaha | [5 empty] | 0 |  |  |  | 17-12-2010 | Condemned | -1
451 | PONNERI | Nebuliser Adult | 00007/NEBA/1 | C |  |  |  | 1995-05-25 |  | Associated Surgicals | OT | DMS |  |  |  | 0 |  |  |  | 17-12-2010 | Condemned | -1
452 | PONNERI | Needle destroyer / Syringe Destroyer | 00007/NEED/1 | C |  |  |  | 2008-02-07 |  | Glo Life Care Equipments | OP | TNHSP |  |  | 2009-02-06 | 755 |  |  |  | 17-12-2010 | Working | -1
453 | PONNERI | Needle destroyer / Syringe Destroyer | 00007/NEED/2 | C |  |  |  | 2008-02-07 |  | Glo Life Care Equipments | M W | TNHSP |  |  | 2009-02-06 | 755 |  |  |  | 17-12-2010 | Working | -1
454 | PONNERI | Needle destroyer / Syringe Destroyer | 00007/NEED/3 | C |  |  |  | 2008-02-07 |  | Glo Life Care Equipments | Dental OP | TNHSP |  |  | 2009-02-06 | 755 |  |  |  | 17-12-2010 | Working | -1
455 | PONNERI | Needle destroyer / Syringe Destroyer | 00007/NEED/4 | C |  |  |  | 2008-02-07 |  | Glo Life Care Equipments | OT | TNHSP |  |  | 2009-02-06 | 755 |  |  |  | 17-12-2010 | Working | -1
456 | PONNERI | Needle destroyer / Syringe Destroyer | 00007/NEED/5 | C |  |  |  | 2008-02-07 |  | Glo Life Care Equipments | LAB | TNHSP |  |  |  | 0 |  |  |  | 17-12-2010 | Condemned | -1
457 | PONNERI | Needle destroyer / Syringe Destroyer | 00007/NEED/6 | C |  |  |  | 2008-02-07 |  | Glo Life Care Equipments | Store | TNHSP |  |  |  | 0 |  |  |  | 17-12-2010 | Condemned | -1
458 | PONNERI | Needle destroyer / Syringe Destroyer | 00007/NEED/7 | C |  |  |  | 2005-06-04 |  | Linco Scientific Instruments | ICTC |  |  |  |  | 0 |  |  |  | 17-12-2010 | Condemned | -1
459 | PONNERI | Weighing Machine Electronic | 00007/WME/1 | C | Electronic |  |  | 2009-01-21 |  | Suriya Surgicals | L W | SandP |  |  | 2010-01-20 | 10920 |  |  |  | 17-12-2010 | Working | -1
460 | PONNERI | Weighing Machine Electronic | 00007/WME/2 | C | Electronic |  |  | 2009-01-21 |  | Suriya Surgicals | Store | SandP |  |  | 2010-01-20 | 10920 |  |  |  | 17-12-2010 | Working | -1
461 | PONNERI | Formaline dispenser | 00007/FORD/1 | C |  |  |  | 2003-11-12 |  | South India Surgicals | OT | DMS |  |  | 2004-11-11 | 2500 |  |  |  | 17-12-2010 | Working | -1
462 | PONNERI | Boyles apparatus with out Circle Abosrber | 00007/BAOCA/1 | B |  |  |  | 1997-03-27 |  | BOC India Ltd. | OT |  |  |  | 1998-04-26 | 162354 |  |  |  | 17-12-2010 | Working | -1
463 | PONNERI | Boyles apparatus with out Circle Abosrber | 00007/BAOCA/2 | B |  |  |  | 2008-11-14 |  | Solokraft Industries | OT | TNHSP |  |  | 2009-11-13 | 82000 |  |  |  | 17-12-2010 | Working | -1
464 | POONAMALLEE | Computer | 00008/COMP/1 | C | [5 empty] | Lipi Data System Ltd | Office | TNHSP |  |  | 2010-02-24 | 15000 |  |  |  | 17-12-2010 | Working | -1
465 | PONNERI | Nebuliser Adult | 00007/NEBA/3 | C | NEW LIFE |  |  | 2012-02-27 | Vishal Hospital mfg.P.Ltd | Vishal Hospital mfg.P.Ltd | ST-1~M/W-1 | TNHSP | p/TNMSC/ENGG/AG73e/2010~22/09/2011 | 2012-02-27 | 2013-02-26 | 1300 |  |  |  | 24-4-2012 | Working | -1
466 | PONNERI | Nebuliser Adult | 00007/NEBA/4 | C | NEW LIFE |  |  | 2012-02-27 | Vishal Hospital Mfg.P.Ltd | Vishal Hospital Mfg.P.Ltd | Store-1 | TNHSP | TNHSP/TNMSC/ENGGAG73e/2010~22/09/2011 | 2012-02-27 | 2013-02-26 | 1300 |  |  |  | 24-4-2012 | Working | -1
467 | PONNERI | Focus lamp Ordinary | 00007/FOLP/3 | C |  |  |  | 2011-01-08 |  | General Surgical Co. (I) Pvt. Ltd. | L W | RCH | RCH-II/TNMSC/ENGG/4538/2010-2 dt 06/10/10 | 2011-01-10 | 2012-01-07 | 4750 |  |  |  | 16-9-2011 | Working | -1
468 | PONNERI | Focus lamp Ordinary | 00007/FOLP/4 | C |  |  |  | 2011-01-08 |  | General Surgical Co(I) P Ltd | Eye OT | RCH | RCH-II/TNMSC/ENGG/4538/2010-2 DT-6/10/2010 | 2011-01-10 | 2012-01-07 | 4750 |  |  |  | 16-9-2011 | Working | -1
469 | PONNERI | Focus lamp Ordinary | 00007/FOLP/5 | C |  |  |  | 2011-01-08 |  | General Surgical co (I) P Ltd | Store | RCH | RCH-II/TNMSC/ENGG/4538/2010-2 DT 6/10/2010 | 2011-01-10 | 2012-01-09 | 4750 |  |  |  | 16-9-2011 | Working | -1
470 | PONNERI | Laryngoscope fibreoptic ENT | 00007/LYFO/1 | B2 |  |  |  | 2010-12-20 |  | South India Surgical Co Ltd | Store | RCH | RCH-II/TNMSC/ENGG/4538/2010-7 DT 6/10/2010 |  | 2011-12-19 | 2400 |  |  |  | 16-9-2011 | Working | -1
471 | PONNERI | Laryngoscope fibreoptic ENT | 00007/LYFO/2 | B2 |  |  |  | 2010-12-20 |  | South India Surgical Co LTD | Store | RCH | RCH-II/TNMSC/ENGG/4538/2010-7 DT 6/10/2010 |  | 2011-12-19 | 2400 |  |  |  | 16-9-2011 | Working | -1
472 | PONNERI | Weighing Machine Electronic | 00007/WME/1 | C |  |  |  | 2011-01-13 |  | Jupiter Mfg wORKS | Store | RCH | RCH-II/TNMSC/ENGG/4538/2010-3 dt 6/10/2010 |  | 2012-01-12 | 2300 |  |  |  | 16-9-2011 | Working | -1
473 | PONNERI | Haemoglobinometer | 00007/HBMT/1 | C |  |  |  | 2011-09-07 | B.D.Instrumentation (India) | Solokrafts Industries | Lab | RCH | RCH-II/TNMSC/ENGG/4538/2010-6 dt 6/10/2010 | 2011-09-07 | 2013-09-06 | 4300 |  |  |  | 16-9-2011 | Working | -1
474 | PONNERI | Haemoglobinometer | 00007/HBMT/2 | C |  |  |  | 2011-09-07 | B.D. Instrumentation (India) | Solokrafts Industries | Lab | RCH | RCH-II//ENGG/4538/2010-6 dt 6/10/2010 | 2011-09-07 | 2013-09-06 | 4300 |  |  |  | 16-9-2011 | Working | -1
475 | PONNERI | Haemoglobinometer | 00007/HBMT/3 | C |  |  |  | 2011-09-07 | B.D. Instrumentation India | Solokrafts Industries | Store | RCH | RCH-II/TNMSC/ENGG/4538/2010-6 dt 6/10/2010 | 2011-09-07 | 2013-09-06 | 4300 |  |  |  | 16-9-2011 | Working | -1
476 | PONNERI | Haemoglobinometer | 00007/HBMT/4 | C |  |  |  | 2011-09-07 | B.D.Instrumentation (India) | Solokrafts Industries | Store | RCH | RCH-II/TNMSC/ENGG/4538/2010-6 dt 6/10/2010 | 2011-09-07 | 2013-09-06 | 4300 |  |  |  | 16-9-2011 | Working | -1
477 | PONNERI | Weighing Machine Electronic | 00007/WME/2 | C |  |  |  | 2011-01-13 |  | Jupiter Mfg works | Store | RCH | RCH-II/TNMSC/ENGG/4538/2010-3 DT 6/10/2010 | 2011-01-13 | 2012-01-12 | 2300 |  |  |  | 17-9-2011 | Working | -1
478 | PONNERI | Electric Calorimeter | 00007/CALO/1 | C | Model No 1000 |  |  | 2011-03-18 | Advance Scientific andamp; Surgical Co | Jupiter Mfg Works | Lab | RCH | RCH-II/TNMSC/ENGG/4538/2010-5 DT 6/10/2010 | 2011-03-18 | 2012-03-17 | 5300 |  |  |  | 17-9-2011 | Working | -1
479 | PONNERI | Magnavision Lamp | 00007/MAGL/1 | C |  |  |  | 2011-03-18 |  | Jupiter Mfg Works | Store | DRHM | 04R/NRHM/TNMSC/ENGG/2011 DT 12/2/2011 | 2011-03-18 | 2012-03-17 | 4400 |  |  |  | 17-9-2011 | Working | -1
480 | PONNERI | Nebuliser Adult | 00007/NEBA/1 | C |  |  |  | 2011-05-24 |  | British Pharma | Female Ward |  |  |  | 2012-05-23 | 1800 |  |  |  | 17-9-2011 | Working | -1
481 | PONNERI | Nebuliser Adult | 00007/NEBA/2 | C |  |  |  | 2011-05-25 |  | British Pharma | Labour Ward |  |  |  | 2012-05-24 | 1800 |  |  |  | 17-9-2011 | Working | -1
482 | PONNERI | Defibrillator with Monitor | 00007/DEFI/2 | B2 |  | 39777379 |  | 2011-09-20 |  | MIITI Electronics P Ltd~Pondicherry | Store | TNHSP | TNHSP/TNMSC/ENGG/AG736/2010~ Dt 26/04/2011 | 2011-09-20 | 2012-09-19 | 200000 |  |  |  | 2011-03-10 | Working | -1
483 | PONNERI | Cardiac Monitor | 00007/EBSM/2 | C |  | 1109004 |  | 2011-09-20 |  | MITI Electronics P Ltd Pondicherry | Store | TNHSP | TNHSP/TNMSC/ENGG/AG736/2010 Dt 26/04/2011 | 2011-09-20 | 2012-09-19 | 30000 |  |  |  | 2011-03-10 | Working | -1
484 | PONNERI | Cardiac Monitor | 00007/EBSM/3 | C |  | 1109005 |  | 2011-09-20 |  | MIITI Electronics Pltd Pondicherry | Store | TNHSP | TNHSP/TNMSC/ENGG/AG736/2010~ Dt 26/04/2011 | 2011-09-20 | 2012-09-19 | 30000 |  |  |  | 2011-03-10 | Working | -1
485 | PONNERI | ECG machine computerized | 00007/ECGC/2 | B | CARDIPA 400 | C400111223 |  | 2011-09-20 |  | Miti Electronics P Ltd Pondicherry | Casuality | TNHSP | TNHSP/TNMSC/ENGG/AG736/2010 Dt 26/04/2011 | 2011-09-20 | 2012-09-19 | 40000 |  |  |  | 2011-03-10 | Working | -1
486 | PONNERI | Pulse Oximeter with NIB.P | 00007/POBP/1 | B2 | MD200A |  |  | 2011-05-09 | Beijing Choice Electronic | Trans Healthcare India P Ltd~ Chennai | Store | TNHSP | TNHSP/TNMSC/ENGG/AG73d/2010 Dt 1/3/2011 | 2011-05-09 | 2012-05-08 | 13950 |  |  |  | 2011-03-10 | Working | -1
487 | PONNERI | Pulse Oximeter with NIB.P | 00007/POBP/2 | B2 |  |  |  | 2011-05-09 |  | Trans Healthcare India P Ltd Chennai | Store | TNHSP | TNHSP/TNMSC/ENGG/AG73d/2010~Dt 1/3/2011 | 2011-05-09 | 2012-05-08 | 13950 |  |  |  | 2011-03-10 | Working | -1
488 | PONNERI | Pulse Oximeter | 00007/SPO2/4 | B2 | MD200A |  |  | 2011-05-09 | Beijing Choice Electronic | Trans Healthcare P Ltd Chennai | LW | TNHSP | TNHSP/TNMSC/ENGG/AG73d/2010 Dt 1/3/2011 | 2011-05-09 | 2012-05-08 | 13950 |  |  |  | 2011-03-10 | Working | -1
489 | PONNERI | Pulse Oximeter | 00007/SPO2/5 | B2 | MD200A |  |  | 2011-05-09 | Beijing Choice Electronic | Trans Healthcare India PLtd | OT | TNHSP | TNHSP/TNMSC/ENGG/AG73d/2010 Dt1/3/2011 | 2011-05-09 | 2012-05-08 | 13950 |  |  |  | 2011-03-10 | Working | -1
490 | PONNERI | Weighing Machine-Suspension | 00007/WEIM/1 | C | Prestige Model- AIWA |  |  | 2012-02-09 | HARDIK MEDI TECH~delhi 110009 | Alan Medical andamp;Laboratory Products | store | TNHSP | TNHSP/TNMSC/ENGG/AG24/2011~9.12.2011 | 2012-02-09 | 2014-02-08 | 598 |  |  | Alan Medical andamp; Laboratory Products | 2012-12-02 | Working | -1
491 | PONNERI | Infusion Pump/Infusion Syringe Pump/Insulin Syringe Pump | 00007/INPM/5 | C |  | MP1ALH276 |  | 2011-11-03 | Schiller Healthcare India P Ltd | Schiller Health Care India P Ltd | Poison Treatment Center | TNHSP | TNHSP/TNMSC/AG16/2010 Dt 1/7/2011 | 2012-02-17 | 2013-02-16 | 25900 |  |  | Schiller Health Care India P Ltd | 30-11-2011 | Working | -1
492 | PONNERI | Infusion Pump/Infusion Syringe Pump/Insulin Syringe Pump | 00007/INPM/6 | C | ST6000 |  |  | 2011-08-17 |  | Transhealthcare Pltd | Store | TNHSP | TNHSP/TNMSC/AG15/2011~ 1.7.2011 | 2011-08-17 | 2012-08-16 | 25200 |  |  |  | 30-11-2011 | Working | -1
493 | PONNERI | Ventilators (Adult) | 00007/VENA/1 | B2 | LTV1000 | A48793 |  | 2011-06-14 | Carefusion Inc USA | Transhealthcare India p.ltd | OT | TNHSP | TNHSP/TNMSC/ENGG/AG73a/2010~25.4.11 | 2011-06-14 | 2012-06-13 | 420300 |  |  |  | 30-11-2011 | Not Working | -1
494 | PONNERI | Ultra Sonogram -MOBILE | 00007/IUSM/3 | B | SONATA | 3S6350 |  | 2011-03-19 | Landamp;T | GH.Pallipattu Landamp;T | LW | OTHERS |  | 2011-03-19 | 2005-03-18 | 272950 |  |  |  | 30-11-2011 | Not Working | -1
495 | PONNERI | Laryngoscope(Adult) | 00007/LAGA/1 | C |  |  |  | 2011-01-13 |  | Jupiter Mfg Works | Store | RCH | RCH-II/TNMSC/ENGG/4538/2010-3~6.10.2010 |  | 2012-01-12 | 801 |  |  |  | 30-11-2011 | Working | -1
496 | PONNERI | Laryngoscope(Adult) | 00007/LAGA/2 | C |  |  |  | 2011-01-13 |  | Jupiter Mfg.Works~Coimbatore | Store | RCH | RCH-II/TNMSC/ENGG/4538/2010-3~6.10.2010 | 2011-01-13 | 2012-01-12 | 801 |  |  |  | 30-11-2011 | Working | -1
497 | PONNERI | B.P.apparatus stand model | 00007/BPAS/6 | C |  |  |  | 2011-04-11 |  | Jayem Enterprises~Ambattur | Store | RCH | RCH-II/TNMSC/ENGG/4538/2011~10.2.2011 | 2011-04-11 | 2012-04-10 | 6240 |  |  |  | 30-11-2011 | Working | -1
498 | PONNERI | B.P.apparatus stand model | 00007/BPAS/7 | C |  |  |  | 2011-04-11 |  | Jayam Enterprises~ Ambattur | Store | RCH | RCH-II/TNMSC/ENGG/4538/2011~10.2.2011 | 2011-04-11 | 2012-04-10 | 6240 |  |  |  | 30-11-2011 | Working | -1
499 | PONNERI | B.P.apparatus stand model | 00007/BPAS/8 | C |  |  |  | 2011-04-11 |  | Jayem Enterprises~Ambattur | Store | RCH | RCH-II/TNMSC/ENGG/4538/2011~10.2.2011 | 2011-04-11 | 2012-04-10 | 6240 |  |  |  | 30-11-2011 | Working | -1
500 | PONNERI | B.P.apparatus stand model | 00007/BPAS/9 | C |  |  |  | 2011-04-11 |  | Jayem Enterprises~Ambattur | Store | RCH | RCH-II/TNMSC/ENGG/4538/2011~10.2.2011 | 2011-04-11 | 2012-04-10 | 6240 |  |  |  | 30-11-2011 | Not Working | -1
501 | PONNERI | Foetal Monitor | 00007/FAMON/1 | B |  |  |  | 2003-08-16 |  | Associated Surgicals | L W |  |  |  |  | 0 |  |  |  | 17-12-2010 | Condemned | -1
502 | PONNERI | Phototherapy Unit | 00007/PHTU/3 | C |  |  |  | 1996-03-08 |  | Bet Medicals | L W |  |  |  | 1997-03-07 | 5600 |  |  |  | 17-12-2010 | Condemned | -1
503 | PONNERI | Radiant Warmer | 00007/RAWR/3 | C | Open Care OCW ??? 100 |  |  | 2008-09-12 |  | Datex Ohemada | L W | TNHSP |  |  | 2009-09-11 | 18000 |  |  |  | 17-12-2010 | Working | -1
504 | PONNERI | Radiant Warmer | 00007/RAWR/4 | C | Open Care OCW ??? 100 |  |  | 2008-09-12 |  | Datex Ohemada | L W | TNHSP |  |  | 2009-09-11 | 18000 |  |  |  | 17-12-2010 | Working | -1
505 | PONNERI | Radiant Warmer | 00007/RAWR/5 | C | Phoenix |  |  | 1996-03-25 |  | Phoenix Medical Systems | L W |  |  |  |  | 0 |  |  |  | 17-12-2010 | Condemned | -1
506 | POONAMALLEE | Operation Table Ordinary Paediatric | 00008/TAPE/1 | B2 |  |  |  | 2009-03-19 |  | VIBAS Coimbatore Surgical Pvt Ltd | O T | DMS |  |  | 2010-03-18 | 164268 |  |  |  | 17-11-2010 | Working | -1
507 | POONAMALLEE | Lab Incubator | 00008/INCU/1 | C |  |  |  | 2009-07-02 |  | SOLOKRAFTS INDERSTRIES | STORE | TNHSP | TNHSPTNMSEICBP3E2?9 28.01.09 |  | 2010-07-03 | 11953 |  |  |  | 17-11-2010 | Working | -1
508 | POONAMALLEE | Hot Air oven | 00008/HAOV/1 | C |  |  |  | 2009-07-02 |  | Solo Krafts Industries | STORE | TNHSP | TNHSP/TNMSC/ICB/ P3E2/2009 28/01/2009 |  | 2010-02-06 | 11953 |  |  |  | 17-11-2010 | Working | -1
509 | POONAMALLEE | Suction Apparatus - Electrical | 00008/SAEL/1 | C |  |  |  | 2002-01-18 |  | GPHC Porur | Op |  |  |  |  | 5500 |  |  |  | 17-12-2010 | Condemned | -1
510 | POONAMALLEE | Suction Apparatus - Electrical | 00008/SAEL/3 | C |  |  |  | 2009-02-16 |  | Vishal Hospital Steel Furnituring co | O T |  |  |  | 2010-02-15 | 5500 |  |  |  | 17-12-2010 | Working | -1
511 | POONAMALLEE | Suction Apparatus - Electrical | 00008/SAEL/2 | C |  |  |  | 2009-02-16 |  | Vishal Hospital Steel Furniture Manufacturing Co | Op | TNHSP |  |  | 2010-02-15 | 5500 |  |  |  | 17-12-2010 | Working | -1
512 | POONAMALLEE | Suction Apparatus - Electrical | 00008/SAEL/4 | C |  |  |  | 2002-01-18 |  | GPHC Porur | OP |  |  |  |  | 5500 |  |  |  | 17-12-2010 | Condemned | -1
513 | POONAMALLEE | Printer | 00008/PRINT/1 | C |  |  |  | 2009-02-24 |  | Lipi Data Sky Ltd | Office | TNHSP | TNHSP/TNMSC/P1H7/2009 |  | 2010-02-23 | 10000 |  |  |  | 2012-04-01 | Working | -1
514 | POONAMALLEE | Laryngoscope(Adult) | 00008/LAGA/1 | C |  |  |  | 2002-03-08 |  | MSO Thiruvallur | OT | OTHERS |  |  |  | 0 |  |  |  | 27-8-2011 | Condemned | -1
515 | POONAMALLEE | Autoclave Mini | 00008/AUTM/2 | B | 12" x 12" |  |  | 2007-03-09 |  | MC Dalal | STD clinic | OTHERS |  |  | 2008-03-08 | 12000 |  |  |  | 27-8-2011 | Working | -1
516 | POONAMALLEE | Auto Clave HP Vertical (2 bin) | 00008/ACV2/1 | C | 16"x21" |  |  | 2009-02-16 |  | Vishal Hospitals | Ward | DMS | DMS/51190/Sandamp;P/1/2008 Dt. 10/11/2008 |  | 2012-02-15 | 16300 |  |  |  | 27-8-2011 | Working | -1
517 | POONAMALLEE | Glucometer | 00008/GLMT/1 | C |  | 260042725 |  | 2003-09-22 |  | DMS | Lab | DMS | 45036/Sandamp;P/1/2003 DT 12/6/2003 |  |  | 3200 |  |  |  | 27-8-2011 | Condemned | -1
518 | POONAMALLEE | Glucometer | 00008/GLMT/2 | C |  | 260042729 |  | 2003-09-22 |  | DMS | Lab | DMS | 45036/sps/1/2003 Dt 12/6/2003 |  |  | 3200 |  |  |  | 27-8-2011 | Condemned | -1
519 | POONAMALLEE | Electricity Generator | 00008/ELG/1 | B2 | KE15 |  |  | 2013-08-30 | KOHLER INDIA CORPORATION PVTLTD | TNMSC | INSIDE THE GH | TNMSC |  |  | 2016-08-29 | 200000 |  |  |  | 2013-03-10 | Working | -1
520 | POONAMALLEE | Phototherapy Unit | 00008/PHTU/1 | C | NEOTECH | 612513 |  | 2013-09-24 |  |  | OT | JDHS |  | 2013-09-24 | 2014-09-23 | 10670 |  |  |  | 2013-03-10 | Working | -1
521 | POONAMALLEE | Infant Warmer / Neonatal Warmer/Infant Open Care system | 00008/IFW/1 | B2 | NEO TECH | 1011001637 |  | 2013-09-19 |  |  | OT | JDHS |  |  | 2014-09-18 | 17000 |  |  |  | 2013-03-10 | Working | -1
522 | POONAMALLEE | Binocular Mircroscope | 00008/BIMS/3 | B2 | BDI-13A |  |  | 2014-01-07 | M/S B.D.I. Instrumentation (INDIA) | SOLOKRAFTS INDUSTRIES | Store | TNMSC |  |  | 2015-01-06 | 19530 |  |  |  | 17-1-2014 | Working | -1
523 | POONAMALLEE | UPS | 00008/UPS/2 | C | OL-10K-120~Battery Make-Amaron Quanta~Model-12AL-12V/130 Ah 21 nos |  |  |  |  | JR Communicationsandamp;Power Controls Pvt.Ltd. | OT building |  |  |  | 2010-04-29 | 8000 |  |  |  | 17-1-2014 | Working | -1
524 | POONAMALLEE | Binocular Mircroscope | 00008/BIMS/4 | B2 | BDI-13A | 22690 |  | 2014-01-07 | Solokrafts Industries | Solokrafts Industries | store | TNHSP | TNHSP/TNMSC/AG87c/2013 DT 22/10/2013 | 2014-04-10 | 2015-04-09 | 18600 |  |  |  | 28-6-2014 | Working | -1
525 | POONAMALLEE | Diathermy Machine (Electric Cautery) | 00008/SDIA/3 | B | LITE MODEL |  |  | 2014-06-17 | JBS mediitec India(P)Ltd..~ | JBS mediitec India(p)Ltd...~ | OT | TNMSC | 17240/TNMSC/ENGG/2014-2 | 2014-06-17 | 2015-06-16 | 218000 |  |  |  | 2014-05-07 | Working | -1
526 | POONAMALLEE | Diathermy Machine (Electric Cautery) | 00008/SDIA/2 | B | ELSY - 360M+ LITE |  |  | 2014-06-17 |  | JBSmediitec INDIA (p) lTD.~ | OT | TNMSC | 17240/TNMSC/ENGG/2014-2 DT 16/05/2014 | 2014-06-17 | 2017-06-16 | 218000 |  |  |  | 28-6-2014 | Working | -1
527 | POONAMALLEE | Water Bath/Ultrasonic Water Bath | 00008/WBAT/1 | C | SMI I-143~ |  |  | 2014-05-20 | S.M.Scientific Instruments Pvt.Ltd. | S.M.Scientific Instruments Pvt.Ltd. | STORE | TNHSP |  |  | 2015-05-19 | 8262 |  |  |  | 2014-05-07 | Working | -1
528 | POONAMALLEE | ECG machine computerized | 00008/ECGC/1 | B | Computerised SE 300 | SE300B2A020893870 |  | 2008-11-20 |  | Madras Surgicals | op | TNHSP | TNHSP/TNMSC/P3E5/2006 29/08/2008 |  | 2009-11-19 | 47580 |  |  |  | 2012-04-01 | Working | -1
529 | POONAMALLEE | UPS | 00008/UPS/1 | C |  |  |  | 2009-05-12 |  | R K Tech Hard andamp;Soft | Office | TNHSP | TTNHSP/TNMSC/P1H1/2009 Dt 22/01/2009 |  | 2010-05-11 | 8000 |  |  |  | 2012-04-01 | Working | -1
530 | POONAMALLEE | B.P.apparatus stand model | 00008/BPAS/1 | C | Stand |  |  | 2003-07-22 |  | Applo Surgical Industries | OT | OTHERS |  |  |  | 1750 |  |  |  | 17-12-2010 | Condemned | -1
531 | POONAMALLEE | B.P.apparatus table model | 00008/BPAT/1 | C | Box |  |  | 2003-07-22 |  | Applo Surgical Industries | OP | OTHERS |  |  | 2004-07-21 | 750 |  |  |  | 17-12-2010 | Condemned | -1
532 | POONAMALLEE | Infusion pump | 00008/INPM/1 | C |  |  |  | 2007-03-17 |  | Akas Medicals | Store | DMS | 103928/ s/p/1/2006 07/03/2007 |  | 2008-03-16 | 24400 |  |  |  | 17-12-2010 | Working | -1
533 | POONAMALLEE | Dental Chair | 00008/DECH/1 | B2 | Fully Automatic |  |  | 2007-12-15 |  | Confident Dental Equipments | Dental OP | TNMSC |  |  | 2010-12-14 | 99200 |  |  |  | 17-12-2010 | Working | -1
534 | POONAMALLEE | Laryngoscope(Adult) | 00008/LAGA/1 | C |  |  |  | 2003-08-06 |  | GH Thiruvallur | OT | Transfer |  |  |  | 0 |  |  |  | 17-12-2010 | Condemned | -1
535 | POONAMALLEE | Ultra Sonogram -MOBILE | 00008/IUSM/1 | B |  |  |  | 2004-10-01 |  | Larsen and Toubro Limited | Scan Room | DMS |  |  | 2007-09-12 | 272950 |  |  |  | 17-12-2010 | Working | -1
536 | POONAMALLEE | Mono cular Microscope | 00008/MOMS/1 | C | Light |  |  | 2007-11-04 |  | SS Chemicals | STD | TNSACS |  |  | 2008-11-03 | 12500 |  |  |  | 17-12-2010 | Working | -1
537 | POONAMALLEE | Refrigerator | 00008/REFR/1 | C |  |  |  | 2005-12-13 |  | Magaveer Jewelers | OP | Doted |  |  | 2006-12-12 | 8000 |  |  |  | 17-12-2010 | Working | -1
538 | POONAMALLEE | Rotor / Shaker | 00008/VDRL/1 | C |  |  |  | 2007-02-28 |  | Karthic Deepty Agency | STD | TNSACS |  |  | 2008-02-27 | 5000 |  |  |  | 17-12-2010 | Working | -1
539 | POONAMALLEE | Bowl Steriliser - big | 00008/BSBG/1 | C | 24"x20"x20" |  |  | 2002-03-20 |  | GH Thiruvallur | OT | DDFW |  |  | 2003-03-19 | 10000 |  |  |  | 17-12-2010 | Working | -1
540 | POONAMALLEE | Focus lamp Ordinary | 00008/FOLP/1 | C |  |  |  | 2007-01-24 |  | Solocraft industries | STD | TNSACS |  |  | 2008-01-23 | 1490 |  |  |  | 17-12-2010 | Working | -1
541 | POONAMALLEE | Focus lamp Ordinary | 00008/FOLP/2 | C |  |  |  | 2007-01-24 |  | Solocraft industries | STD | TNSACS |  |  | 2008-01-23 | 1490 |  |  |  | 17-12-2010 | Working | -1
542 | POONAMALLEE | Shadowless Lamp stand model | 00008/MOLT/1 | B |  |  |  | 2002-03-20 |  | DDFW Thiruvallur | OT | DDFW |  |  | 2005-03-19 | 5425 |  |  |  | 17-12-2010 | Working | -1
543 | POONAMALLEE | Shadowless Lamp stand model | 00008/MOLT/2 | B |  |  |  | 2002-01-18 |  | PHC Porur | OT | Transfer |  |  | 2005-01-19 | 5425 |  |  |  | 17-12-2010 | Working | -1
544 | POONAMALLEE | Diathermy Machine (Electric Cautery) | 00008/SDIA/1 | B |  |  |  | 2007-04-17 |  | Solocraft industries | STD | TNSACS | RE503/TANSACS/TNMSC/SRH/2006 DT 20/02/2007 |  | 2007-04-16 | 19500 |  |  |  | 17-12-2010 | Working | -1
545 | POONAMALLEE | Alpha Bed with motor | 00008/ABM/1 | C | ORT-123 |  |  | 2007-06-28 | JUPITER | Jupiter Manufacturing Works | Store | DMS |  |  | 2008-06-27 | 6600 |  |  |  | 17-12-2010 | Condemned | -1
546 | POONAMALLEE | Alpha Bed with motor | 00008/ABM/2 | C | DYNA | 28444 |  | 2003-09-24 | DYNA CARE USA | DMS | Ward | DMS | 45036 /SPS/1/2003 DT 12/06/03 |  | 2004-09-23 | 7760 |  |  |  | 17-12-2010 | Condemned | -1
547 | POONAMALLEE | Alpha Bed with motor | 00008/ABM/3 | C | DYNA | 28445 |  | 2003-09-24 | DYNA CASE USA |  | Store | DMS | 45036 / SPS /1/2003 DT 12/06/2003 | 2003-09-26 | 2004-09-23 | 7760 |  |  |  | 17-12-2010 | Condemned | -1
548 | POONAMALLEE | Nebuliser Adult | 00008/NEBA/1 | C |  |  |  | 1999-05-28 |  | Associated Surgicals | OP | DMS |  |  |  | 0 |  |  |  | 17-12-2010 | Condemned | -1
549 | POONAMALLEE | Nebuliser Adult | 00008/NEBA/2 | C |  |  |  | 2003-09-22 |  | Associated Surgicals | Store | DMRHS |  |  |  | 0 |  |  |  | 17-12-2010 | Condemned | -1
550 | POONAMALLEE | Needle destroyer / Syringe Destroyer | 00008/NEED/1 | C |  |  |  | 2008-05-30 |  | Glo Life Care Equipments | Store | TNHSP |  |  |  | 0 |  |  |  | 17-12-2010 | Condemned | -1
551 | POONAMALLEE | Needle destroyer / Syringe Destroyer | 00008/NEED/2 | C |  |  |  | 2008-05-30 |  | Glo Life Care Equipments | Store | TNHSP |  |  |  | 0 |  |  |  | 17-12-2010 | Condemned | -1
552 | POONAMALLEE | Needle destroyer / Syringe Destroyer | 00008/NEED/3 | C |  |  |  | 2008-05-30 |  | Glo Life Care Equipments | Store | TNHSP |  |  | 2009-05-29 | 755 |  |  |  | 17-12-2010 | Working | -1
553 | POONAMALLEE | Needle destroyer / Syringe Destroyer | 00008/NEED/4 | C |  |  |  | 2008-05-30 |  | Glo Life Care Equipments | Store | TNHSP |  |  | 2009-05-29 | 755 |  |  |  | 17-12-2010 | Working | -1
554 | POONAMALLEE | Needle destroyer / Syringe Destroyer | 00008/NEED/5 | C |  |  |  | 2008-05-30 |  | Glo Life Care Equipments | Store | TNHSP |  |  | 2009-05-29 | 755 |  |  |  | 17-12-2010 | Working | -1
555 | POONAMALLEE | Needle destroyer / Syringe Destroyer | 00008/NEED/6 | C |  |  |  | 2008-05-30 |  | Glo Life Care Equipments | Store | TNHSP |  |  | 2009-05-29 | 755 |  |  |  | 17-12-2010 | Not Working | -1
556 | POONAMALLEE | Needle destroyer / Syringe Destroyer | 00008/NEED/7 | C |  |  |  | 2003-06-18 |  | Linco Scientific India Ltd. | OP | DMRHS |  |  | 2006-06-17 | 755 |  |  |  | 17-12-2010 | Not Working | -1
557 | POONAMALLEE | Needle destroyer / Syringe Destroyer | 00008/NEED/8 | C |  |  |  | 2003-06-18 |  | Linco Scientific India Ltd. | Store | DMRHS |  |  |  | 0 |  |  |  | 17-12-2010 | Condemned | -1
558 | POONAMALLEE | Needle destroyer / Syringe Destroyer | 00008/NEED/9 | C |  |  |  | 2003-06-18 |  | Linco Scientific India Ltd. | Store | DMRHS |  |  |  | 0 |  |  |  | 17-12-2010 | Condemned | -1
559 | POONAMALLEE | Formaline dispenser | 00008/FORD/1 | C |  |  |  | 2003-11-13 |  | South India Surgicals andamp; Co Ltd. | OT | DMS | 49216/sps/1/2003 25/06/2003 |  | 2004-11-10 | 2500 |  |  |  | 17-12-2010 | Working | -1
560 | POONAMALLEE | Formaline dispenser | 00008/FORD/2 | C |  |  |  | 2007-08-14 |  | Vibash | Store | TNHSP |  |  | 2008-08-13 | 2500 |  |  |  | 17-12-2010 | Working | -1
561 | POONAMALLEE | Computer | 00008/COMP/1 | C |  |  |  | 2009-04-03 |  | LIPI Data System Ltd | Office | TNHSP | TNHSP/TNMSC/P1H1/2009 Dt 22/01/2009 |  | 2010-04-02 | 15000 |  |  |  | 2012-04-01 | Working | -1
562 | POONAMALLEE | Boyles apparatus with out Circle Abosrber | 00008/BAOCA/1 | B |  |  |  | 2002-01-04 |  | GH Thiruvallur | OT | Transfer |  |  | 2003-01-03 | 11000 |  |  |  | 17-12-2010 | Working | -1
563 | POONAMALLEE | Cassettes X.ray | 00008/XRCA/1 | C |  |  |  | 2010-12-04 |  | Allengers Medi Systems | Xray Room | TNHSP |  | 2008-07-26 | 2011-12-03 | 1000 |  |  |  | 17-12-2010 | Working | -1
564 | POONAMALLEE | Weighing Machine-Suspension | 00008/WEIM/2 | C |  |  |  | 2008-08-19 |  | Jupiter Manufacturing works | OP | TNHSP | TNHSP/ENGG/BMWM8/2008 |  | 2009-08-18 | 563 |  |  |  | 2012-04-01 | Working | -1
565 | POONAMALLEE | Magnavision Lamp | 00008/MAGL/1 | C | Medi Tech |  |  | 2009-10-07 |  | Sabarval Surgicals | Store | OTHERS | NRHM /HSP/ TNMSC /2009 MVDT 29/06/06 |  | 2010-09-07 | 3500 |  |  |  | 24-1-2012 | Working | -1
566 | POONAMALLEE | Head light (ordinary) (Boyle Davis) | 00008/HDLT/1 | C |  |  |  | 2011-04-12 |  | Apollo Surgicals Instruments | Casuality | OTHERS |  | 2011-04-12 | 2012-04-11 | 5000 |  |  |  | 24-1-2012 | Working | -1
567 | POONAMALLEE | B.P.apparatus table model | 00008/BPAT/1 | C | Box |  |  | 2003-07-22 |  | Applo Surgical Industries | OP | OTHERS |  |  | 2004-07-21 | 750 |  |  |  | 17-12-2010 | Condemned | -1
568 | POONAMALLEE | Magnavision Lamp | 00008/MAGL/2 | C |  |  |  | 2011-03-19 |  | Jupiter Manufacturing Works | Store | OTHERS | 04/NRHM /TNMSC/ENGG/2011/DT 12/12/11 |  | 2012-03-18 | 4400 |  |  |  | 24-1-2012 | Working | -1
569 | POONAMALLEE | Radiant Warmer | 00008/RAWR/1 | C | OCW 100 |  |  | 2008-11-07 | phoenix | Datex Ohmeda | ward |  |  |  | 2009-11-06 | 18000 |  |  |  | 2012-04-01 | Working | -1
570 | POONAMALLEE | Weighing Machine Electronic | 00008/WME/2 | C |  |  |  | 2010-07-16 |  | Surya surgicals Industries | Std Clinic | DMS | 51190/Sandamp;P/1/2008 DT 10/11/2008 |  | 2010-07-15 | 500 |  |  |  | 2012-04-01 | Working | -1
571 | POONAMALLEE | Binocular Mircroscope | 00008/BIMS/2 | B2 |  |  |  | 2009-07-02 |  | Solo Craft Industries | Store | TNHSP | TNHSP/TNMSC/ ICB/ P3E2/ 09 Dt 28/01/09 |  | 2009-07-02 | 18786 |  |  |  | 2012-04-01 | Working | -1
572 | POONAMALLEE | X-ray Machine 100 mA | 00008/XRY100/1 | B2 |  |  |  | 2010-07-08 |  | Allenges Medi Systems | X-Ray Room | TNHSP | TNHSP/TNMSC/1CB/P3 E1/ Dt 2009 | 2010-12-04 | 2011-07-07 | 270710 |  |  |  | 2012-05-01 | Working | -1
573 | POONAMALLEE | B.P.apparatus table model | 00008/BPAT/1 | C | Box |  |  | 2003-07-22 |  | Applo Surgical Industries | OP | OTHERS |  |  | 2004-07-21 | 750 |  |  |  | 17-12-2010 | Condemned | -1
574 | POONAMALLEE | ECG machine ordinary | 00008/ECGO/1 | B2 | Cardiofax | B4021208 |  | 2009-01-08 |  | Solocraft Industries | OP | DMS | 51190/Sandamp;P/1/2009 Dt 10 |  | 2012-01-07 | 27000 |  |  |  | 2012-04-01 | Working | -1
575 | POONAMALLEE | Electri centrifuger | 00008/CENT/1 | C |  |  |  | 2009-07-02 |  | Solo Craft Industries | Lab | TNHSP | TNHSP/TNMSC/ICB/P3E2/09 Dt 28/01/2009 |  | 2010-07-02 | 5000 |  |  |  | 2012-04-01 | Working | -1
576 | POONAMALLEE | Binocular Mircroscope | 00008/BIMS/1 | B2 |  |  |  | 2009-07-02 |  | Solo Craft Industries | Lab-2 | TNHSP | TNHSP/TNMSC/ ICB/ P3E2/09 Dt 28/01/09 |  | 2010-07-01 | 18786 |  |  |  | 2012-04-01 | Working | -1
577 | POONAMALLEE | Weghing Machine | 00008/undefined/1 |  |  |  |  | 2012-02-03 |  | Alan Medical Laboratory products | Labour Ward And Neonatal Equipments | TNHSP |  |  | 2013-02-02 | 598 |  |  |  | 15-3-2012 | Working | -1
578 | POONAMALLEE | Nebulizer | 00008/undefined/1 |  |  |  |  | 2012-02-13 |  | Balaji Pharma And surgicals | Main Store | OTHERS |  |  | 2013-02-12 | 1200 |  |  |  | 15-3-2012 | Working | -1
579 | POONAMALLEE | Nebulizer | 00008/undefined/1 |  |  |  |  | 2012-02-14 |  | Balaji Pharma And Surgicals | Operation Theatre | OTHERS |  |  | 2013-02-13 | 1200 |  |  |  | 15-3-2012 | Working | -1
580 | POONAMALLEE | Nebuliser Adult | 00008/NEBA/1 | C |  |  |  | 1999-05-28 |  | Associated Surgicals | O.P | DMS | 29550/cp Dt 07/05/1999 | 2011-04-18 | 2012-04-17 | 2496 |  |  |  | 2012-03-01 | Condemned | -1
581 | POONAMALLEE | B.P.apparatus table model | 00008/BPAT/2 | C | Box |  |  | 1994-01-19 |  | JDHS~ Kancheepuram | OP | JDHS |  |  |  | 0 |  |  |  | 2012-03-01 | Condemned | -1
582 | POONAMALLEE | B.P.apparatus table model | 00008/BPAT/3 | C | Box |  |  | 2001-09-03 |  | DD~ Thiruvallur | Ward | OTHERS |  | 2001-09-03 |  | 0 |  |  |  | 2012-03-01 | Condemned | -1
583 | POONAMALLEE | Laryngoscope(Adult) | 00008/LAGA/2 | C |  |  |  | 2003-06-08 |  | GH THIRUVALLUR |  | OTHERS |  | 2009-03-25 | 2004-06-07 | 0 |  |  |  | 2012-03-01 | Condemned | -1
584 | POONAMALLEE | B.P.apparatus stand model | 00008/BPAS/2 | C | Stand |  |  | 2008-12-08 |  | Jupiter manufacturing works | Casualty | TNHSP | TNHSP/TNMSC/P3E1C/2008 29/08/2008 |  | 2009-12-07 | 1090 |  |  |  | 2012-03-01 | Working | -1
585 | POONAMALLEE | B.P.apparatus table model | 00008/BPAT/4 | C | Box |  |  | 2002-02-18 |  | DDFW~ Thiruvallur | OT | OTHERS |  |  |  | 0 |  |  |  | 2012-03-01 | Condemned | -1
586 | POONAMALLEE | Weighing Machine-Suspension | 00008/WEIM/1 | C | BMWM |  |  | 2008-08-12 |  | Jupiter~ Manufacturing Works | OP | TNHSP | TNHSP/TNMSC/ENGG~BMWMS/2008 |  | 2009-08-11 | 563 |  |  |  | 2012-03-01 | Working | -1
587 | POONAMALLEE | Shadowless Lamp stand model | 00008/MOLT/3 | B | 4 Lamp |  |  | 2009-03-25 |  | Jupiter Manufacturing Works | OT | DMS |  |  | 2010-03-24 | 40000 |  |  |  | 2012-03-01 | Working | -1
588 | POONAMALLEE | Urine Analyser | 00008/URNA/2 | C | Lab U Reader Plus |  |  | 2009-03-03 |  | Solo Craft Industries | LAB | DMS | 51190/Sandamp;P/1/2008 10/11/2008 |  | 2012-03-02 | 112000 |  |  |  | 2012-03-01 | Working | -1
589 | POONAMALLEE | Auto Clave HP Horizontal-CYLINDRICAL | 00008/ACHC/2 | C |  |  |  | 2009-09-08 |  | JDHS~ Thiruvallur | OT | JDHS |  |  | 2010-09-07 | 30000 |  |  |  | 2012-03-01 | Working | -1
590 | POONAMALLEE | B.P.apparatus stand model | 00008/BPAS/4 | C | stand |  |  | 2008-12-08 |  | Jupiter Manufacturing works | Ward | TNHSP | TNHSP/TNMSC/P3E1C/2008 29/08/2008 |  | 2009-12-07 | 1090 |  |  |  | 2012-03-01 | Working | -1
591 | POONAMALLEE | Shadowless Lamp stand model | 00008/MOLT/4 | B | 1 Lamp |  |  | 2009-03-28 |  | Jupiter manufacturing works | OT |  |  |  | 2010-03-27 | 13749 |  |  |  | 2012-03-01 | Working | -1
592 | POONAMALLEE | Dental Master Unit | 00008/DEUN/1 | B2 | [11 empty] | 0 |  |  |  | 2012-03-01 | Wrong Entry | -1
593 | POONAMALLEE | Urine Analyser | 00008/URNA/1 | C | Lab U Reader Plus | 901000758 |  | 2009-03-03 |  | Solocraft Industries | LAB | DMS | 51190/Sandamp;P/1/2008 10/11/2008 |  | 2012-03-02 | 112000 |  |  |  | 2012-03-01 | Working | -1
594 | POONAMALLEE | Auto Clave HP Horizontal-CYLINDRICAL | 00008/ACHC/1 | C | 11" X 9" |  |  | 2009-03-03 |  | Solocraft industries | OT | DMS | DMS/51190/Sandamp;P/1/2008~10/11/08 |  | 2010-03-02 | 18600 |  |  |  | 2012-03-01 | Working | -1
595 | POONAMALLEE | Weighing Machine Electronic | 00008/WME/1 | C |  |  |  | 2009-01-21 |  | Surgical Instruments | Ward | DMS |  |  | 2010-01-20 | 10920 |  |  |  | 2012-03-01 | Working | -1
596 | POONAMALLEE | B.P.apparatus stand model | 00008/BPAS/3 | C | Stand |  |  | 2008-12-08 |  | Jupiter Manufacturing works | Casualty | TNHSP | TNHSP/TNMSC/P3E1C/2008 29/08/2008 |  | 2009-12-07 | 1090 |  |  |  | 2012-03-01 | Working | -1
597 | POONAMALLEE | Weighing machine adult | 00008/WTMA/1 | C |  |  |  | 2007-05-06 |  | Solocraft Industries | STD | TNSACS |  |  | 2008-05-05 | 500 |  |  |  | 17-12-2010 | Working | -1
598 | POONAMALLEE | B.P.apparatus table model | 00008/BPAT/7 | C |  | 113 |  | 2012-08-23 |  | Madhusudhanan 723 P.H Road aminjikarai | store | TNHSP | TNHSP/TNMSC/ENGG/AG26/2011 |  | 2013-08-22 | 1252 |  |  |  | 23-8-2012 | Working | -1
599 | THIRUVALLUR | B.P.apparatus table model | 00009/BPAT/28 | C |  |  |  | 2013-02-28 |  | M/S Sree Raga Medical Systems | Labour Ward | OTHERS | 676/NABH/GHQH/TRL/2013Dt-26/02/2013 | 2013-03-01 | 2014-02-28 | 1750 |  |  |  | 14-3-2013 | Working | -1
600 | THIRUVALLUR | Ventilators (Paediatrics) | 00009/VENP/5 | B2 | NCPAP | 1022 |  | 2011-01-06 | M/S Phoenix Medical Systems Pvt Ltd. | M/S Phoenix Medical Systems Pvt Ltd. | NiCU | RCH | RCH-II/TNMSC/ENGG/E37/2010-5Dt-30/07/2010 |  | 2012-01-05 | 120053 |  |  |  | 13-5-2013 | Not Working | -1
601 | THIRUVALLUR | Foetal Doppler | 00009/FDOP/6 | C |  |  |  | 2013-02-28 |  | Sree Raga Medical Systems |  | OTHERS | 676/NABH/GHQH/TRL/2013 dt 26/02/2013 |  | 2012-02-27 | 5000 |  |  |  | 2013-04-06 | Working | -1
602 | THIRUVALLUR | Foetal Doppler | 00009/FDOP/4 | C |  |  |  | 1998-03-07 | [7 empty] | 0 |  |  |  | 2013-04-06 | Condemned | -1
603 | THIRUVALLUR | X-ray Machine 60 mA(Mobile) | 00009/XRY60/1 | B2 | Duplex |  |  | 2010-03-23 |  |  | X-Ray Dept | OTHERS | Transfer in from Govt Primary Health Centre~Porur. |  |  | 0 |  |  |  | 21-5-2013 | Condemned | -1
604 | THIRUVALLUR | 100 M.A. X-ray machine Portable | 00009/100P/1 | B2 | Philips Diagnox 100R |  |  | 2012-06-08 | Philips | Philips | X-Ray Dept |  |  | 2012-06-08 | 2013-06-07 | 156060 |  |  |  | 21-5-2013 | Not Working | -1
605 | THIRUVALLUR | Elisa Reader cum washer | 00009/ELRW/2 | B | RABONIK |  |  | 2011-01-04 |  | RABONIK | BLOOD BANK | RCH |  | 2011-01-18 | 2013-01-03 | 177767 |  |  |  | 2011-01-02 | Working | -1
606 | THIRUVALLUR | Syringe Pump | 00009/SYRP/3 | B |  | 10103168~3169~3170~3171~3172~3173 |  | 2010-12-17 | Schiller Healthcare India Pvt Ltd | Schiller Healthcare India Pvt Ltd | NICU | RCH | RCH-II/TNMSC/ENGG/E-37/2010-2Dt;23.09.2010 | 2010-12-23 | 2013-12-22 | 26500 |  |  |  | 23-12-2010 | Working | -1
607 | THIRUVALLUR | Refrigerator | 00009/REFR/1 | C |  |  |  | 2013-07-18 | HAIER | M/S SARAVANA TV SHOW ROOM | LABUR ROOM | OTHERS |  | 2013-07-18 | 2014-07-17 | 8559 |  |  |  | 18-7-2013 | Working | -1
608 | THIRUVALLUR | Infant Warmer With Trolly | 00009/undefined/1 |  | NICE2007 | 10111101634~1635~1636~1637~1638~1639~1640 |  | 2010-11-25 | Madras Surgicals And Chemicals | Madras Surgicals And Chemicals | NICU | RCH | RCH-II/TNMSC/ENGG/E-37/2010-3Dt;30.07.2010 | 2010-12-16 | 2013-12-15 | 17472 |  |  |  | 23-12-2010 | Working | -1
609 | THIRUVALLUR | Focus lamp Ordinary | 00009/FOLP/14 | C |  |  |  | 2010-11-24 | Genera surgical company(India)Pvt Ltd | Genera surgical company(India)Pvt Ltd | STORES | RCH |  |  | 2011-11-23 | 4750 |  |  |  | 23-12-2010 | Working | -1
610 | THIRUVALLUR | ECG machine ordinary | 00009/ECGO/7 | B2 | Cardiofax | B4101208 |  | 2009-03-21 |  | GH - Gummidipoondi | Casuality | OTHERS |  |  |  | 0 |  |  |  | 23-10-2013 | Condemned | -1
611 | THIRUVALLUR | Auto analyser | 00009/ATAL/1 | B | Autora | RA0020214RBK |  | 2014-05-19 | Robonik (India) Pvt. Ltd. | Robonik (India) Pvt. Ltd. | Lab | TNHSP | TNHSP/TNMSC/AG87a/2013 | 2014-05-23 | 2017-05-22 | 487197 |  |  |  | 2014-08-09 | Working | -1
612 | THIRUVALLUR | Multi Para Monitor | 00009/MPM/3 | B2 | G3D | G3DL60053 |  | 2014-06-26 | Generl Meditech inc. | Trans Health Care India Private Limited | M OT | TNMSC | 17240/TNMSC/ENGG/2014-3 DT 16/05/2014 | 2014-06-27 | 2017-06-26 | 60000 |  |  |  | 2014-08-09 | Working | -1
613 | THIRUVALLUR | Multi Para Monitor | 00009/MPM/4 | B2 | G3D | G3DL60129 |  | 2014-06-27 | General Meditech Inc. | Trans Health Care India Private Limited | Labour Ward | TNMSC | 17240/TNMSC/ENGG/2014-3 Dt. 16/05/2014 | 2014-06-27 | 2017-06-26 | 60000 |  |  |  | 2014-08-09 | Working | -1
614 | THIRUVALLUR | Pulse Oximeter | 00009/SPO2/18 | B2 | RAD-8 | M70794 |  | 2014-04-02 | Masimo Corporation | Grace Mfg. andamp; Trading Co. | NICU | RCH | RCH-II/TNMSC/ENGG/E67/2014 Dt. 05/03/2014 | 2014-04-02 | 2019-04-01 | 68968 |  |  |  | 2014-10-09 | Working | -1
615 | THIRUVALLUR | Pulse Oximeter | 00009/SPO2/19 | B2 | RAD-8 | M71954 |  | 2014-04-02 | Masimo Corporation | Grace Mfg. andamp; Trading Co. | NICU | RCH | RCH-II/TNMSC/ENGG/E67/2014 Dt. 05/03/2014 | 2014-04-02 | 2019-04-01 | 68968 |  |  |  | 2014-10-09 | Working | -1
616 | THIRUVALLUR | PH meter | 00009/PHMT/1 | C | RPA-1GRTIOANPN |  |  | 2014-04-04 |  | RLT Instrumentation Pvt. Ltd. | Lab | TNHSP | TNHSP/TNMSC/AG87B/2013-14 Dt. 24/03/2014 |  | 2015-04-03 | 57353 |  |  |  | 2014-09-09 | Working | -1
617 | THIRUVALLUR | Pulse Oximeter | 00009/SPO2/20 | B2 | RAD-8 | M71744 |  | 2014-04-02 | Masimo Corporation | Grace Mfg. andamp; Trading Co. | NICU | RCH | RCH-II/TNMSC/ENGG/E67/2014 Dt. 05/03/2014 | 2014-04-02 | 2019-04-01 | 68968 |  |  |  | 2014-10-09 | Working | -1
618 | THIRUVALLUR | PH meter | 00009/PHMT/2 | C | RPA-1GRTIOANPN |  |  | 2014-04-04 |  | RLT Instrumentation Pvt. Ltd. | Lab | TNHSP | TNHSP/TNMSC/AG87B/2013-14 Dt. 24/03/2014 |  | 2015-04-03 | 57353 |  |  |  | 2014-09-09 | Working | -1
619 | THIRUVALLUR | Pulse Oximeter | 00009/SPO2/21 | B2 | RAD -8 | M71967 |  | 2014-04-02 | Masimo Corporation | Grace Mfg. andamp; Trading Co. | OPD | RCH | RCH-II/TNMSC/ENGG/E67/2014 Dt.05/03/2014 | 2014-04-02 | 2019-04-01 | 68968 |  |  |  | 2014-10-09 | Working | -1
620 | THIRUVALLUR | Water Bath/Ultrasonic Water Bath | 00009/WBAT/2 | C | SMI - 143 |  |  | 2014-05-20 | Jindal | S.M. Scientific Instruments Pvt. Ltd. | Lab | TNHSP | TNHSP/TNMSC/AG87h(R)/2014 Dt. 10/04/2014 |  | 2016-05-19 | 16524 |  |  |  | 2014-12-09 | Working | -1
621 | THIRUVALLUR | Binocular Mircroscope | 00009/BIMS/4 | B2 | BDI-13A |  |  | 2014-01-10 | B.D.I. Instrumentation (India) | Solokrafts Industries | IDSP Lab | TNHSP | TNHSP/TNMSC/AG87c/2013 Dt. 22/10/2013 | 2014-02-28 | 2015-02-27 | 18600 |  |  |  | 2014-09-09 | Working | -1
622 | THIRUVALLUR | Pulse Oximeter | 00009/SPO2/22 | B2 | RAD-8 | M71981 |  | 2014-04-02 | Masimo Corporation | Grace Mfg. andamp; Trading Co. | ICU | RCH | RCH-II/TNMSC/ENGG/E67/2014 Dt. 05/03/2014 | 2014-04-02 | 2019-04-01 | 68968 |  |  |  | 2014-10-09 | Working | -1
623 | THIRUVALLUR | Water Bath/Ultrasonic Water Bath | 00009/WBAT/3 | C | SMI-143 |  |  | 2014-05-20 | Jindal | S.M. Scientific Instruments Pvt. Ltd. | Store | TNHSP | TNHSP/TNMSC/AG87h(R)/2014 Dt. 10/04/2014 |  | 2016-05-19 | 8262 |  |  |  | 2014-12-09 | Working | -1
624 | THIRUVALLUR | Binocular Mircroscope | 00009/BIMS/4 | B2 | BDI-13A |  |  | 2014-01-10 | BDI Instrumentation (India) | Solokraft Industries | Lab | TNHSP | TNHSP/TNMSC/AG87c/2013 Dt. 22/10/2013 | 2014-02-28 | 2015-02-27 | 18600 |  |  |  | 2014-09-09 | Working | -1
625 | THIRUVALLUR | Binocular Mircroscope | 00009/BIMS/5 | B2 | BDI-13A |  |  | 2014-01-10 | B.D.I. Instrumentation (India) | Solokrafts Industeries | Lab | TNHSP | TNHSP/TNMSC/AG87c/2013 Dt. 22/10/2013 | 2014-02-28 | 2015-02-27 | 18600 |  |  |  | 2014-09-09 | Working | -1
626 | THIRUVALLUR | Pulse Oximeter | 00009/SPO2/23 | B2 | RAD-8 | M71989 |  | 2014-04-02 | Masimo Corporation | Grace Mfg. andamp; Trading Co. | Labour Ward | RCH | RCH-II/TNMSC/ENGG/E67/2014 Dt. 05/03/2014 | 2014-04-02 | 2019-04-01 | 68968 |  |  |  | 2014-10-09 | Working | -1
627 | THIRUVALLUR | Ceiling Suspended Shadowless Lamp | 00009/CSSL/1 | B2 | LED 750/750 |  |  | 2014-05-27 | M/S Shangai Medical Instruments Co.Ltd | Staan Bio Med Engineering Private Limited | New Ortho OT | TNHSP | TNHSP/TNMSC/AG86b/2013 Dt-10/02/2014 | 2014-08-27 | 2017-05-26 | 614685 |  |  |  | 2014-10-11 | Working | -1
628 | THIRUVALLUR | Cell Counter Electronic (AUTOMATIC) | 00009/CLCN/3 | B | Sysmex Xp 100 | A4399 |  | 2014-10-16 | SYSMEX | TRANSASIA | GEN LAB | TNMSC | 5859/TNMSC/ENGG/2014-3/Dt-24/09/2014 | 2014-10-20 | 2017-10-19 | 303000 |  |  |  | 2014-11-11 | Working | -1
629 | THIRUVALLUR | Refrigerated centrifuge | 00009/REFC/1 | B2 | Cryofuge 60001 | 41698151 |  | 2014-09-27 | Thermo Fisher Scientific | Thermo Fisher Scientific India Pvt Ltd | Blood Bank | TNMSC | 5859/TNMSC/ENGG/2014-1/Dt-Nil | 2014-09-27 | 2019-09-26 | 2031087 |  |  |  | 2014-11-11 | Working | -1
630 | THIRUVALLUR | Multi Channel Pressure Monitor | 00009/MCPM/1 | B2 | G3L | G3LL80038 |  | 2014-09-11 | General Meditech Inc | M/S Trans Healthcare India Pvt Ltd | OT | TNHSP | TNHSP/TNMSC/AG88/2014/Dt-21/06/2014 | 2014-09-11 | 2015-09-10 | 144000 |  |  |  | 2014-11-11 | Working | -1
631 | THIRUVALLUR | Multi Channel Pressure Monitor | 00009/MCPM/2 | B2 | G3L | G3LL80032 |  | 2014-09-11 | General Meditech Inc | M/s Trans Healthcare India Pvt Ltd | OT | TNHSP | TNHSP/TNMSC/AG88/2014/Dt-21/06/2014 | 2014-09-11 | 2015-09-10 | 144000 |  |  |  | 2014-11-11 | Working | -1
632 | THIRUVALLUR | Multi Channel Pressure Monitor | 00009/MCPM/2 | B2 | G3L | G3LL80036 |  | 2014-09-11 | General Meditech Inc | M/S Trans Healthcare India Pvt Ltd | OT | TNHSP | TNHSP/TNMSC/AG88/2014/Dt-21/06/2014 | 2014-09-11 | 2015-09-10 | 144000 |  |  |  | 2014-11-11 | Working | -1
633 | THIRUVALLUR | Haemodialysis Machine | 00009/HDIA/2 | B1 | MS204001-4008S |  |  | 2014-01-30 |  | M/S Sheth Impex Vivo Solutions P Ltd | I C U | OTHERS | 1040/A3/13 Dt-30/12/2013 |  | 2015-01-29 | 708750 |  |  |  | 2014-11-11 | Working | -1
634 | THIRUVALLUR | Foetal Doppler | 00009/FDOP/8 | C | A100H |  |  | 2014-09-13 | Aeon Tchnology (P) Ltd | M/S Medi Waves Inc |  | TNMSC | 17240/TNMSC/ENGG/2014-15 Dt-16/05/2014 | 2014-09-13 | 2017-09-12 | 4650 |  |  |  | 2014-11-11 | Working | -1
635 | THIRUVALLUR | Foetal Doppler | 00009/FDOP/9 | C | A100H |  |  | 2014-09-13 | Aeon Technology (P) Ltd | M/S Medi Waves Inc |  | TNMSC | 17240/TNMSC/ENGG/2014-15/Dt-16/05/2014 | 2014-09-13 | 2017-09-12 | 4650 |  |  |  | 2014-11-11 | Working | -1
636 | THIRUVALLUR | Haemodialysis Machine | 00009/HDIA/3 | B1 | 4008S | 3SXAP648 |  | 2013-11-19 |  | M/s Fresenius Medicare (I) Pvt Ltd | I C U | TNHSP | TNHSP/TNMSC/ICB/AG20/2012 Dt-12/04/2012 |  | 2014-11-18 | 700000 |  |  |  | 2014-12-11 | Working | -1
637 | THIRUVALLUR | Multi Para Monitor | 00009/MPM/6 | B2 | G3G | G3GL80035 |  | 2014-09-11 | General Meditech Inc | M/S Trans Healthcare India Pvt Ltd | I C U | TNHSP | TNHSP/TNMSC/AG88/2014 Dt-21/06/2014 | 2014-09-11 | 2015-09-10 | 63315 |  |  |  | 2014-11-11 | Working | -1
638 | THIRUVALLUR | Multi Para Monitor | 00009/MPM/8 | B2 | G3G | G3GL80071 |  | 2014-09-11 | General Meditech Inc | M/S Trans HealthCare India Pvt Ltd | Store | JDHS | TNHSP/TNMSC/AG88/2014/Dt-21/06/2014 | 2014-09-11 | 2015-09-10 | 63315 |  |  |  | 2014-11-11 | Working | -1
639 | THIRUVALLUR | Foetal Doppler | 00009/FDOP/10 | C | A100H |  |  | 2014-09-13 | Aeon Technology (P) Ltd | Medi Waves Inc |  | TNMSC | 17240/TNMSC/ENGG/2014-15/Dt-16/05/2014 | 2014-09-13 | 2017-09-12 | 4650 |  |  |  | 2014-11-11 | Working | -1
640 | THIRUVALLUR | Haemodialysis Machine | 00009/HDIA/4 | B1 | 4008S | 3SAP649 |  | 2013-11-19 |  | M/s Fresenius Medical Care (I) Pvt Ltd | I C U | TNHSP | TNHSP/TNMSC/ICB/AG20/2012/Dt;12/4/2012 |  | 2014-11-18 | 700000 |  |  |  | 2014-12-11 | Working | -1
641 | THIRUVALLUR | Multi Para Monitor | 00009/MPM/5 | B2 | G3G | G3GL80066 |  | 2014-09-11 | General Meditech Inc | M/S Trans Healthcare India Pvt Ltd | Casualty | TNHSP | TNHSP/TNMSC/AG88/2014/Dt-21/06/2014 | 2014-09-11 | 2015-09-10 | 63315 |  |  |  | 2014-11-11 | Working | -1
642 | THIRUVALLUR | Auto Clave HP Vertical (2 bin) | 00009/ACV2/1 | C | [11 empty] | 15000 |  |  |  | 17-12-2010 | Condemned | -1
643 | THIRUVALLUR | Auto Clave HP Vertical (2 bin) | 00009/ACV2/2 | C | [11 empty] | 15000 |  |  |  | 17-12-2010 | Condemned | -1
644 | THIRUVALLUR | Auto Clave HP Vertical (2 bin) | 00009/ACV2/3 | C | [11 empty] | 15000 |  |  |  | 17-12-2010 | Condemned | -1
645 | THIRUVALLUR | Auto Clave HP Vertical (2 bin) | 00009/ACV2/4 | C | [11 empty] | 15000 |  |  |  | 17-12-2010 | Condemned | -1
646 | THIRUVALLUR | Auto Clave HP Vertical (2 bin) | 00009/ACV2/5 | C | [11 empty] | 15000 |  |  |  | 17-12-2010 | Condemned | -1
647 | THIRUVALLUR | Auto Clave HP Vertical (2 bin) | 00009/ACV2/6 | C | [11 empty] | 15000 |  |  |  | 17-12-2010 | Condemned | -1
648 | THIRUVALLUR | Auto Clave HP Vertical (2 bin) | 00009/ACV2/7 | C | [11 empty] | 15000 |  |  |  | 17-12-2010 | Condemned | -1
649 | THIRUVALLUR | Auto Clave HP Vertical (2 bin) | 00009/ACV2/8 | C | [11 empty] | 12000 |  |  |  | 17-12-2010 | Condemned | -1
650 | THIRUVALLUR | Bowl Steriliser - big | 00009/BSBG/1 | C | 24x20x20 |  |  | 2001-02-26 |  | Associated Surgicals | OT | DMRHS |  |  |  | 0 |  |  |  | 17-12-2010 | Condemned | -1
651 | THIRUVALLUR | Bowl Steriliser - big | 00009/BSBG/2 | C | 24x20x20 |  |  | 2001-02-26 |  | Associated Surgicals | OT | DMRHS |  |  |  | 0 |  |  |  | 17-12-2010 | Condemned | -1
652 | THIRUVALLUR | Bowl Steriliser - big | 00009/BSBG/3 | C | 24x20x20 |  |  | 2007-12-03 |  | Vishal Hospital and Furniture | OT | DMS |  |  |  | 0 |  |  |  | 17-12-2010 | Condemned | -1
653 | THIRUVALLUR | Shadowless lamp ceiling type major | 00009/CLMA/1 | B | C.S.3005 |  |  | 2009-06-17 |  | MC Dalal andamp; Co | FWOT | TNMSC | 2394/TNMSC/ENGG/2009/09/02/09 | 2009-06-17 | 2010-06-16 | 113900 |  |  |  | 17-12-2010 | Working | -1
654 | THIRUVALLUR | Focus lamp Ordinary | 00009/FOLP/1 | C |  |  |  | 2009-10-28 |  | Aids Prevention and control project |  |  |  |  | 2010-10-29 | 4000 |  |  |  | 17-12-2010 | Working | -1
655 | THIRUVALLUR | Focus lamp Ordinary | 00009/FOLP/2 | C |  |  |  | 2009-04-17 |  | Amman Surgicals~ Trichy. |  |  |  |  | 2010-04-16 | 12000 |  |  |  | 17-12-2010 | Working | -1
656 | THIRUVALLUR | Focus lamp Ordinary | 00009/FOLP/3 | C |  |  |  | 2009-04-17 |  | Amman Surgicals~ Trichy. |  |  |  |  | 2010-04-16 | 12000 |  |  |  | 17-12-2010 | Working | -1
657 | THIRUVALLUR | Focus lamp Ordinary | 00009/FOLP/4 | C |  |  |  | 1997-04-30 |  | Eagle Surgicals | OP | DMS |  |  |  | 0 |  |  |  | 17-12-2010 | Condemned | -1
658 | THIRUVALLUR | Focus lamp Ordinary | 00009/FOLP/5 | C |  |  |  | 1997-04-05 |  | General Surgicals | OT | DMS |  |  |  | 0 |  |  |  | 17-12-2010 | Condemned | -1
659 | THIRUVALLUR | Focus lamp Ordinary | 00009/FOLP/6 | C |  |  |  | 2000-08-04 |  | GH Pallipet | M.W | Transfer |  |  |  | 0 |  |  |  | 17-12-2010 | Condemned | -1
660 | THIRUVALLUR | Focus lamp Ordinary | 00009/FOLP/7 | C |  |  |  | 2006-01-11 |  | South India Surgicals and Co Ltd. | OP | TNHSP |  |  |  | 0 |  |  |  | 17-12-2010 | Condemned | -1
661 | THIRUVALLUR | Focus lamp Ordinary | 00009/FOLP/8 | C |  |  |  | 2006-01-11 |  | South India Surgicals and Co Ltd. | OT | TNHSP |  |  |  | 0 |  |  |  | 17-12-2010 | Condemned | -1
662 | THIRUVALLUR | Focus lamp Ordinary | 00009/FOLP/9 | C |  |  |  | 2006-01-11 |  | South India Surgicals and Co Ltd. | L.W | TNHSP |  |  | 2007-01-10 | 1500 |  |  |  | 17-12-2010 | Working | -1
663 | THIRUVALLUR | Focus lamp Ordinary | 00009/FOLP/10 | C |  |  |  | 2010-11-25 |  | General Surgicals Company |  | RCH |  |  | 2011-11-24 | 4750 |  |  |  | 17-12-2010 | Working | -1
664 | THIRUVALLUR | Focus lamp Ordinary | 00009/FOLP/12 | C |  |  |  | 2010-11-25 |  | General Surgicals Company |  | RCH |  |  | 2011-11-24 | 4750 |  |  |  | 17-12-2010 | Working | -1
665 | THIRUVALLUR | Focus lamp Ordinary | 00009/FOLP/13 | C |  |  |  | 2010-11-25 |  | General Surgicals Company |  | RCH |  |  | 2011-11-24 | 4750 |  |  |  | 17-12-2010 | Working | -1
666 | THIRUVALLUR | Shadowless Lamp stand model | 00009/MOLT/1 | B | Wall fixing~ Powder coated |  |  | 2009-04-17 |  | Amman Surgicals~ Trichy. | [5 empty] | 0 |  |  |  | 17-12-2010 | Excess Entry | -1
667 | THIRUVALLUR | Shadowless Lamp stand model | 00009/MOLT/2 | B | Wall fixing~ Powder coated |  |  | 2009-04-17 |  | Amman Surgicals~ Trichy. | [5 empty] | 0 |  |  |  | 17-12-2010 | Excess Entry | -1
668 | THIRUVALLUR | Shadowless Lamp stand model | 00009/MOLT/4 | B |  |  |  | 2009-03-22 |  | Jupiter Manufacturing Works | FWOT | SandP |  |  | 2012-03-21 | 13749 |  |  |  | 17-12-2010 | Working | -1
669 | THIRUVALLUR | Shadowless Lamp stand model | 00009/MOLT/5 | B |  |  |  | 2009-03-22 |  | Jupiter Manufacturing Works | Store | SandP |  |  | 2012-03-21 | 13749 |  |  |  | 17-12-2010 | Working | -1
670 | THIRUVALLUR | Shadowless Lamp stand model | 00009/MOLT/6 | B | [5 empty] | Jupiter Manufacturing Works | Store | SandP |  |  |  | 0 |  |  |  | 17-12-2010 | Condemned | -1
671 | THIRUVALLUR | Shadowless Lamp stand model | 00009/MOLT/7 | B | [5 empty] | Jupiter Manufacturing Works | Store | SandP |  |  |  | 0 |  |  |  | 17-12-2010 | Condemned | -1
672 | THIRUVALLUR | Shadowless Lamp stand model | 00009/MOLT/8 | B | [5 empty] | Jupiter Manufacturing Works | Store | SandP |  |  |  | 0 |  |  |  | 17-12-2010 | Condemned | -1
673 | THIRUVALLUR | Shadowless Lamp stand model | 00009/MOLT/9 | B |  |  |  | 2008-12-08 |  | Jupiter Manufacturing Works | Store | TNHSP |  |  | 2009-12-07 | 13749 |  |  |  | 17-12-2010 | Working | -1
674 | THIRUVALLUR | Shadowless Lamp stand model | 00009/MOLT/10 | B |  |  |  | 2008-12-08 |  | Jupiter Manufacturing Works | Store | TNHSP |  |  | 2009-12-07 | 13749 |  |  |  | 17-12-2010 | Working | -1
675 | THIRUVALLUR | Shadowless Lamp stand model | 00009/MOLT/11 | B |  |  |  | 2008-12-08 |  | Jupiter Manufacturing Works | OT | TNHSP |  |  | 2009-12-07 | 13749 |  |  |  | 17-12-2010 | Working | -1
676 | THIRUVALLUR | Shadowless Lamp stand model | 00009/MOLT/12 | B |  |  |  | 2001-02-26 |  | Associated Surgicals | OT | DMS |  |  |  | 13749 |  |  |  | 17-12-2010 | Condemned | -1
677 | THIRUVALLUR | Shadowless Lamp stand model | 00009/MOLT/13 | B |  |  |  | 2001-02-26 |  | Associated Surgicals | OT | DMS |  |  |  | 13749 |  |  |  | 17-12-2010 | Condemned | -1
678 | THIRUVALLUR | Shadowless Lamp stand model | 00009/MOLT/14 | B |  |  |  | 2003-02-26 |  | Associated Surgicals | OT | DMS |  |  |  | 13749 |  |  |  | 17-12-2010 | Condemned | -1
679 | THIRUVALLUR | Shadowless Lamp stand model | 00009/MOLT/15 | B |  |  |  | 2002-04-15 |  | DDFW Thiruvallur | OT | DDFW |  |  |  | 13749 |  |  |  | 17-12-2010 | Condemned | -1
680 | THIRUVALLUR | Shadowless Lamp stand model | 00009/MOLT/16 | B |  |  |  | 2003-05-08 |  | DDFW Thiruvallur | OT | DDFW |  |  |  | 13749 |  |  |  | 17-12-2010 | Condemned | -1
681 | THIRUVALLUR | Shadowless Lamp stand model | 00009/MOLT/18 | B |  |  |  | 1996-01-04 |  | General Surgicals | OT | DMS |  |  |  | 0 |  |  |  | 17-12-2010 | Condemned | -1
682 | THIRUVALLUR | Shadowless Lamp stand model | 00009/MOLT/19 | B |  |  |  | 2008-09-02 |  | Jupiter Manufacturing Works | OT | TNHSP |  |  | 2009-09-01 | 13749 |  |  |  | 17-12-2010 | Working | -1
683 | THIRUVALLUR | Shadowless Lamp stand model | 00009/MOLT/20 | B |  |  |  | 2008-09-02 |  | Jupiter Manufacturing Works | OT | TNHSP |  |  | 2009-09-01 | 13749 |  |  |  | 17-12-2010 | Working | -1
684 | THIRUVALLUR | Shadowless Lamp stand model | 00009/MOLT/21 | B | [6 empty] | Dental OP |  |  |  |  | 0 |  |  |  | 17-12-2010 | Condemned | -1
685 | THIRUVALLUR | Shadowless Lamp stand model | 00009/MOLT/22 | B | [11 empty] | 0 |  |  |  | 17-12-2010 | Condemned | -1
686 | THIRUVALLUR | Shadowless Lamp stand model | 00009/MOLT/23 | B | [11 empty] | 13749 |  |  |  | 17-12-2010 | Condemned | -1
687 | THIRUVALLUR | Suction Apparatus - Electrical | 00009/SAEL/1 | C |  |  |  | 2002-01-07 |  | GH Avadi | [5 empty] | 5500 |  |  |  | 17-12-2010 | Condemned | -1
688 | THIRUVALLUR | Suction Apparatus - Electrical | 00009/SAEL/2 | C |  |  |  | 2002-01-07 |  | GH Avadi | [5 empty] | 5500 |  |  |  | 17-12-2010 | Condemned | -1
689 | THIRUVALLUR | Suction Apparatus - Electrical | 00009/SAEL/3 | C |  |  |  | 2002-07-15 |  | GH Gummidipoondi | [5 empty] | 5500 |  |  |  | 17-12-2010 | Condemned | -1
690 | THIRUVALLUR | Suction Apparatus - Electrical | 00009/SAEL/4 | C |  |  |  | 2007-10-01 |  | Jupiter Manufacturing Works | OPD | TNHSP |  |  | 2008-09-30 | 5500 |  |  |  | 17-12-2010 | Working | -1
691 | THIRUVALLUR | Suction Apparatus - Electrical | 00009/SAEL/5 | C |  |  |  | 2007-10-01 |  | Jupiter Manufacturing Works | OT | TNHSP |  |  | 2008-09-30 | 5500 |  |  |  | 17-12-2010 | Working | -1
692 | THIRUVALLUR | Suction Apparatus - Electrical | 00009/SAEL/6 | C |  |  |  | 2007-10-01 |  | Jupiter Manufacturing Works | P.W | TNHSP |  |  | 2008-09-30 | 5500 |  |  |  | 17-12-2010 | Working | -1
693 | THIRUVALLUR | Suction Apparatus - Electrical | 00009/SAEL/7 | C |  |  |  | 2009-03-22 |  | Jupiter Manufacturing Works | Store | SandP |  |  | 2012-03-21 | 5500 |  |  |  | 17-12-2010 | Working | -1
694 | THIRUVALLUR | Suction Apparatus - Electrical | 00009/SAEL/8 | C |  |  |  | 2009-03-22 |  | Jupiter Manufacturing Works | Store | SandP |  |  | 2012-03-21 | 5500 |  |  |  | 17-12-2010 | Working | -1
695 | THIRUVALLUR | Suction Apparatus - Electrical | 00009/SAEL/10 | C |  |  |  | 2003-02-24 |  | M C Dalal and Co | M~W | DMS |  |  |  | 5500 |  |  |  | 17-12-2010 | Condemned | -1
696 | THIRUVALLUR | Suction Apparatus - Electrical | 00009/SAEL/11 | C |  |  |  | 2003-01-14 |  | M C Dalal and Co | M.W | DMS |  |  |  | 0 |  |  |  | 17-12-2010 | Condemned | -1
697 | THIRUVALLUR | Suction Apparatus - Electrical | 00009/SAEL/12 | C |  |  |  | 2008-02-18 |  | Vin Bio tech | OPD | TNHSP |  |  | 2009-02-17 | 5500 |  |  |  | 17-12-2010 | Working | -1
698 | THIRUVALLUR | Suction Apparatus - Electrical | 00009/SAEL/14 | C |  |  |  | 2008-02-18 |  | Vin Bio tech | L.W | TNHSP |  |  | 2009-02-17 | 5500 |  |  |  | 17-12-2010 | Working | -1
699 | THIRUVALLUR | Suction Apparatus - Electrical | 00009/SAEL/15 | C |  |  |  | 2007-12-03 |  | Vishal Hospital and Furniture | OT | DMS |  |  | 2010-12-02 | 5500 |  |  |  | 17-12-2010 | Working | -1
700 | THIRUVALLUR | Suction Apparatus - Electrical | 00009/SAEL/16 | C |  |  |  | 2009-02-16 |  | Vishal Hospital and Furniture | Male Ward | SandP |  |  | 2012-02-15 | 5500 |  |  |  | 17-12-2010 | Working | -1
701 | THIRUVALLUR | Suction Apparatus - Electrical | 00009/SAEL/17 | C |  |  |  | 2009-02-16 |  | Vishal Hospital and Furniture | Male Ward | SandP |  |  | 2012-02-15 | 5500 |  |  |  | 17-12-2010 | Working | -1
702 | THIRUVALLUR | Suction Apparatus - Electrical | 00009/SAEL/18 | C |  |  |  | 2009-02-16 |  | Vishal Hospital and Furniture | OT | TNHSP |  |  | 2012-02-15 | 5500 |  |  |  | 17-12-2010 | Working | -1
703 | THIRUVALLUR | Suction Apparatus - Electrical | 00009/SAEL/19 | C |  |  |  | 2009-02-16 |  | Vishal Hospital and Furniture | OPD | TNHSP |  |  | 2012-02-15 | 5500 |  |  |  | 17-12-2010 | Working | -1
704 | THIRUVALLUR | Suction Apparatus - Electrical | 00009/SAEL/20 | C |  |  |  | 2009-02-16 |  | Vishal Hospital and Furniture | OT | TNHSP |  |  | 2012-02-15 | 5500 |  |  |  | 17-12-2010 | Working | -1
705 | THIRUVALLUR | Suction Apparatus - Electrical | 00009/SAEL/21 | C |  |  |  | 2009-02-16 |  | Vishal Hospital and Furniture | Store | TNHSP |  |  | 2012-02-15 | 5500 |  |  |  | 17-12-2010 | Working | -1
706 | THIRUVALLUR | Suction Apparatus - Electrical | 00009/SAEL/22 | C |  |  |  | 2009-02-16 |  | Vishal Hospital and Furniture | Store | TNHSP |  |  | 2012-02-15 | 5500 |  |  |  | 17-12-2010 | Working | -1
707 | THIRUVALLUR | Suction Apparatus - Electrical | 00009/SAEL/23 | C |  |  |  | 2009-02-16 |  | Vishal Hospital and Furniture | Store | TNHSP |  |  | 2012-02-15 | 5500 |  |  |  | 17-12-2010 | Working | -1
708 | THIRUVALLUR | Suction Apparatus - Electrical | 00009/SAEL/24 | C |  |  |  | 2009-02-16 |  | Vishal Hospital and Furniture | Store | TNHSP |  |  | 2012-02-15 | 5500 |  |  |  | 17-12-2010 | Working | -1
709 | THIRUVALLUR | Suction Apparatus - Electrical | 00009/SAEL/26 | C |  |  |  | 2009-02-16 |  | Vishal Hospital and Furniture | Store | TNHSP |  |  | 2012-02-15 | 5500 |  |  |  | 17-12-2010 | Working | -1
710 | THIRUVALLUR | Suction Apparatus - Electrical | 00009/SAEL/27 | C |  |  |  | 2009-02-16 |  | Vishal Hospital and Furniture | Store | TNHSP |  |  | 2012-02-15 | 5500 |  |  |  | 17-12-2010 | Working | -1
711 | THIRUVALLUR | Suction Apparatus - Electrical | 00009/SAEL/28 | C |  |  |  | 2009-02-16 |  | Vishal Hospital and Furniture | ENT OP | TNHSP |  |  | 2012-02-15 | 5500 |  |  |  | 17-12-2010 | Working | -1
712 | THIRUVALLUR | Suction Apparatus - Electrical | 00009/SAEL/29 | C |  |  |  | 1998-03-11 | [7 empty] | 0 |  |  |  | 17-12-2010 | Condemned | -1
713 | THIRUVALLUR | Suction Apparatus - Electrical | 00009/SAEL/30 | C |  |  |  | 1998-03-11 | [7 empty] | 0 |  |  |  | 17-12-2010 | Condemned | -1
714 | THIRUVALLUR | Suction Apparatus - Electrical | 00009/SAEL/31 | C |  |  |  | 1998-03-11 | [7 empty] | 0 |  |  |  | 17-12-2010 | Condemned | -1
715 | THIRUVALLUR | Suction Apparatus - Electrical | 00009/SAEL/32 | C |  |  |  | 1998-03-11 | [7 empty] | 5500 |  |  |  | 17-12-2010 | Condemned | -1
716 | THIRUVALLUR | Suction Apparatus - Electrical | 00009/SAEL/33 | C |  |  |  | 1998-03-11 | [7 empty] | 5500 |  |  |  | 17-12-2010 | Condemned | -1
717 | THIRUVALLUR | Suction Apparatus - Electrical | 00009/SAEL/34 | C |  |  |  | 1998-03-11 | [7 empty] | 5500 |  |  |  | 17-12-2010 | Condemned | -1
718 | THIRUVALLUR | Suction Apparatus - Electrical | 00009/SAEL/35 | C |  |  |  | 1998-03-11 | [7 empty] | 5500 |  |  |  | 17-12-2010 | Condemned | -1
719 | THIRUVALLUR | Suction Apparatus - Electrical | 00009/SAEL/36 | C |  |  |  | 1998-03-11 | [7 empty] | 5500 |  |  |  | 17-12-2010 | Condemned | -1
720 | THIRUVALLUR | Suction Apparatus - Foot operated | 00009/SAFO/1 | B | Foot |  |  | 2003-02-26 |  | Associated Surgicals | F.W | DMS |  |  |  | 5500 |  |  |  | 17-12-2010 | Condemned | -1
721 | THIRUVALLUR | Suction Apparatus - Foot operated | 00009/SAFO/2 | B | Foot |  |  | 2001-01-21 |  | Associated Surgicals | L.W | DMS |  |  |  | 5500 |  |  |  | 17-12-2010 | Condemned | -1
722 | THIRUVALLUR | Suction Apparatus - Foot operated | 00009/SAFO/3 | B | Foot Operated |  |  | 2009-02-16 |  | Vishal Hospital and Furniture | Store | TNHSP |  |  |  | 5500 |  |  |  | 17-12-2010 | Condemned | -1
723 | THIRUVALLUR | Suction Apparatus - Electrical(Hivacuam) | 00009/SAHV/1 | B | Surgical Aspirator Vaccum Suction |  |  | 2009-05-21 |  | General Surgicals |  | SandP |  |  | 2012-05-20 | 5500 |  |  |  | 17-12-2010 | Working | -1
724 | THIRUVALLUR | Suction Apparatus - Electrical(Hivacuam) | 00009/SAHV/2 | B | Surgical Aspirator Vaccum Suction |  |  | 2009-05-21 |  | General Surgicals |  | SandP |  |  | 2012-05-20 | 5500 |  |  |  | 17-12-2010 | Working | -1
725 | THIRUVALLUR | Suction Apparatus - Electrical(Hivacuam) | 00009/SAHV/3 | B | Surgical Aspirator Vaccum Suction |  |  | 2009-05-21 |  | General Surgicals |  | SandP |  |  | 2012-05-20 | 5500 |  |  |  | 17-12-2010 | Working | -1
726 | THIRUVALLUR | Diathermy Machine (Electric Cautery) | 00009/SDIA/1 | B |  |  |  | 2003-09-26 |  | South India Surgicals and Co Ltd. | OT | DMS |  |  |  | 0 |  |  |  | 17-12-2010 | Condemned | -1
727 | THIRUVALLUR | Diathermy Machine (Electric Cautery) | 00009/SDIA/2 | B | AESCULAP |  |  | 2002-11-28 |  | Associated Surgicals | Eye OT | DMS |  |  |  | 0 |  |  |  | 17-12-2010 | Condemned | -1
728 | THIRUVALLUR | Diathermy Machine (Electric Cautery) | 00009/SDIA/3 | B | MX-250 OBS 026 |  |  | 2007-06-30 |  | Jupiter Manufacturing Works | OT | DMS | 35047/Sandamp;P/1/2007Dt-01/01/2007 |  | 2010-06-29 | 18000 |  |  |  | 17-12-2010 | Working | -1
729 | THIRUVALLUR | Diathermy Machine (Electric Cautery) | 00009/SDIA/4 | B | MX-250 OBS 026 |  |  | 2007-06-30 |  | Jupiter Manufacturing Works | OT | DMS | 35047/Sandamp;P/1/2007Dt-27/04/2007 |  | 2010-06-29 | 18000 |  |  |  | 17-12-2010 | Working | -1
730 | THIRUVALLUR | Diathermy Machine (Electric Cautery) | 00009/SDIA/5 | B |  |  |  | 2003-04-07 |  | Associated Surgicals | OT | DMS |  |  | 2006-04-06 | 10000 |  |  |  | 17-12-2010 | Working | -1
731 | THIRUVALLUR | Diathermy Machine (Electric Cautery) | 00009/SDIA/6 | B |  |  |  | 2001-08-11 |  |  | OT | DDFW |  |  |  | 0 |  |  |  | 17-12-2010 | Condemned | -1
732 | THIRUVALLUR | Diathermy Machine (Electric Cautery) | 00009/SDIA/7 | B |  |  |  | 2001-11-08 |  |  |  | DMS |  |  |  | 0 |  |  |  | 17-12-2010 | Condemned | -1
733 | THIRUVALLUR | Diathermy Machine (Electric Cautery) | 00009/SDIA/8 | B |  |  |  | 2001-11-08 |  |  |  | DMS |  |  |  | 0 |  |  |  | 17-12-2010 | Condemned | -1
734 | THIRUVALLUR | Diathermy Machine (Electric Cautery) | 00009/SDIA/9 | B |  |  |  | 2007-04-03 |  | Solokraft Industries | OT | TNSACS | RES03/TANSACS/TNMSC/Sandamp;M/2000Dt-20/02/2007 |  | 2007-04-02 | 19500 |  |  |  | 17-12-2010 | Working | -1
735 | THIRUVALLUR | Diathermy Machine (Electric Cautery) | 00009/SDIA/10 | B |  |  |  | 2008-12-08 |  | Suriya Surgical | OT | DMS | 51190/Sandamp;P/1/2008Dt-10/11/2008 | 2008-12-15 | 2011-12-14 | 184600 |  | 2013-12-14 |  | 17-12-2010 | Working | -1
736 | THIRUVALLUR | Sterilizer Medium (Instrument) | 00009/STMD/1 | C | 16X9 |  |  | 2008-04-17 |  | Suriya Surgicals | Store | TNHSP |  |  |  | 0 |  |  |  | 17-12-2010 | Condemned | -1
737 | THIRUVALLUR | Sterilizer Medium (Instrument) | 00009/STMD/2 | C | 16X9 |  |  | 2008-04-17 |  | Suriya Surgicals | Store | TNHSP |  |  |  | 0 |  |  |  | 17-12-2010 | Condemned | -1
738 | THIRUVALLUR | Sterilizer Medium (Instrument) | 00009/STMD/3 | C | 16x6x6 |  |  | 2009-01-07 |  | Vishal Hospital and Furniture |  | TNMSC |  |  |  | 0 |  |  |  | 17-12-2010 | Condemned | -1
739 | THIRUVALLUR | Sterilizer Medium (Instrument) | 00009/STMD/4 | C | 16x6x6 |  |  | 2009-01-07 |  | Vishal Hospital and Furniture |  | TNMSC |  |  |  | 0 |  |  |  | 17-12-2010 | Condemned | -1
740 | THIRUVALLUR | Sterilizer Medium (Instrument) | 00009/STMD/5 | C |  |  |  | 2008-10-14 |  | Jupiter Manufacturing Works | Store | TNHSP |  |  |  | 0 |  |  |  | 17-12-2010 | Condemned | -1
741 | THIRUVALLUR | Steriliser Small (Instruments) | 00009/STSL/1 | C | 12X9 |  |  | 2008-04-17 |  | Suriya Surgicals | Store | TNHSP |  |  |  | 0 |  |  |  | 17-12-2010 | Condemned | -1
742 | THIRUVALLUR | Steriliser Small (Instruments) | 00009/STSL/2 | C | 12X9 |  |  | 2008-04-17 |  | Suriya Surgicals | Store | TNHSP |  |  |  | 0 |  |  |  | 17-12-2010 | Condemned | -1
743 | THIRUVALLUR | Steriliser Small (Instruments) | 00009/STSL/3 | C |  |  |  | 2008-02-13 |  | Associated Surgicals | OT | JDHS |  |  |  | 0 |  |  |  | 17-12-2010 | Condemned | -1
744 | THIRUVALLUR | Steriliser Small (Instruments) | 00009/STSL/4 | C |  |  |  | 2005-05-24 |  | GH Uthukottai | OT | Transfer |  |  |  | 0 |  |  |  | 17-12-2010 | Condemned | -1
745 | THIRUVALLUR | Steriliser Small (Instruments) | 00009/STSL/5 | C | [6 empty] | OT |  |  |  |  | 0 |  |  |  | 17-12-2010 | Condemned | -1
746 | THIRUVALLUR | Steriliser Small (Instruments) | 00009/STSL/6 | C | [6 empty] | OT |  |  |  |  | 0 |  |  |  | 17-12-2010 | Condemned | -1
747 | THIRUVALLUR | Steriliser Small (Instruments) | 00009/STSL/7 | C | [6 empty] | OT |  |  |  |  | 0 |  |  |  | 17-12-2010 | Condemned | -1
748 | THIRUVALLUR | Steriliser Small (Instruments) | 00009/STSL/8 | C | [6 empty] | Store |  |  |  |  | 0 |  |  |  | 17-12-2010 | Condemned | -1
749 | THIRUVALLUR | Steriliser Small (Instruments) | 00009/STSL/9 | C | [6 empty] | Store |  |  |  |  | 0 |  |  |  | 17-12-2010 | Condemned | -1
750 | THIRUVALLUR | Steriliser Small (Instruments) | 00009/STSL/10 | C | [6 empty] | Store |  |  |  |  | 0 |  |  |  | 17-12-2010 | Condemned | -1
751 | THIRUVALLUR | Steriliser Small (Instruments) | 00009/STSL/11 | C | [6 empty] | Store |  |  |  |  | 0 |  |  |  | 17-12-2010 | Condemned | -1
752 | THIRUVALLUR | Operation Table Hydraulic Major | 00009/TAMA/3 | B2 | Medium |  |  | 2008-10-05 |  | Jupiter Manufacturing Works | Store | NRHM |  |  | 2009-10-04 | 55120 |  |  |  | 17-12-2010 | Working | -1
753 | THIRUVALLUR | Operation Table Hydraulic Major | 00009/TAMA/4 | B2 |  |  |  | 2008-12-08 |  | Jupiter Manufacturing Works | Store | TNHSP |  |  | 2009-12-07 | 55120 |  |  |  | 17-12-2010 | Working | -1
754 | THIRUVALLUR | Operation Table Hydraulic Major | 00009/TAMA/5 | B2 |  |  |  | 2007-01-18 |  | Reliance Instruments | OT | TNHSP |  |  |  | 0 |  |  |  | 17-12-2010 | Condemned | -1
755 | THIRUVALLUR | Operation Table Hydraulic Major | 00009/TAMA/6 | B2 |  |  |  | 2009-03-19 |  | Vibash Coimbatore Surgicals Pvt. Ltd. | Ortho OT | SandP |  |  | 2012-03-18 | 55120 |  |  |  | 17-12-2010 | Working | -1
756 | THIRUVALLUR | Operation Table Hydraulic Major | 00009/TAMA/8 | B2 | [6 empty] | Eye OT | DMS |  |  |  | 0 |  |  |  | 17-12-2010 | Condemned | -1
757 | THIRUVALLUR | Operation Table Hydraulic Major | 00009/TAMA/9 | B2 | [6 empty] | Eye OT | DMS |  |  |  | 0 |  |  |  | 17-12-2010 | Condemned | -1
758 | THIRUVALLUR | Alpha Bed with motor | 00009/ABM/1 | C | ORT 123 |  |  | 2007-06-30 |  | Jupiter Manufacturing Works | Store | DMS |  |  |  | 6600 |  |  |  | 17-12-2010 | Condemned | -1
759 | THIRUVALLUR | Generator | 00009/GEN/1 | C |  |  |  | 2007-12-03 |  | Fermier Enginner | BB | TNHSP |  |  | 2008-12-04 | 50626 |  |  |  | 17-12-2010 | Working | -1
760 | THIRUVALLUR | Generator | 00009/GEN/2 | C |  |  |  | 2007-12-03 |  | Fermier Enginner | OT | TNHSP |  |  | 2008-12-04 | 50626 |  |  |  | 17-12-2010 | Working | -1
761 | THIRUVALLUR | Inverter | 00009/INV/2 | C |  |  |  | 2006-08-28 |  | Numeric Power Systems | Supper. Room | TNHSP |  |  |  | 0 |  |  |  | 17-12-2010 | Condemned | -1
762 | THIRUVALLUR | Nebuliser Adult | 00009/NEBA/4 | C |  |  |  | 2008-02-13 |  | Associated Surgicals | M.W | PWF |  |  | 2009-02-12 | 1200 |  |  |  | 17-12-2010 | Working | -1
763 | THIRUVALLUR | Nebuliser Adult | 00009/NEBA/5 | C |  |  |  | 2008-02-13 |  | Associated Surgicals | NBW | PWF |  |  | 2009-02-12 | 1200 |  |  |  | 17-12-2010 | Working | -1
764 | THIRUVALLUR | Nebuliser Adult | 00009/NEBA/6 | C |  |  |  | 2008-02-13 |  | Associated Surgicals | NBW | PWF |  |  | 2009-02-12 | 1200 |  |  |  | 17-12-2010 | Working | -1
765 | THIRUVALLUR | Nebuliser Adult | 00009/NEBA/7 | C |  |  |  | 2008-02-13 |  | Associated Surgicals | OP | PWF |  |  | 2009-02-12 | 1200 |  |  |  | 17-12-2010 | Working | -1
766 | THIRUVALLUR | Nebuliser Adult | 00009/NEBA/8 | C |  |  |  | 2008-02-13 |  | Associated Surgicals | OP | PWF |  |  | 2009-02-12 | 1200 |  |  |  | 17-12-2010 | Working | -1
767 | THIRUVALLUR | Nebuliser Adult | 00009/NEBA/9 | C |  |  |  | 2008-02-13 |  | Associated Surgicals | OT | PWF |  |  | 2009-02-12 | 1200 |  |  |  | 17-12-2010 | Working | -1
768 | THIRUVALLUR | Nebuliser Adult | 00009/NEBA/10 | C |  |  |  | 2008-02-13 |  | Associated Surgicals | Store | PWF |  |  | 2009-02-12 | 1200 |  |  |  | 17-12-2010 | Working | -1
769 | THIRUVALLUR | Nebuliser Adult | 00009/NEBA/11 | C |  |  |  | 2008-02-13 |  | Associated Surgicals | Store | PWF |  |  | 2009-02-12 | 1200 |  |  |  | 17-12-2010 | Working | -1
770 | THIRUVALLUR | Nebuliser Adult | 00009/NEBA/12 | C |  |  |  | 1999-04-26 |  | Associated Surgicals | F W | DMS |  |  |  | 0 |  |  |  | 17-12-2010 | Condemned | -1
771 | THIRUVALLUR | Nebuliser Adult | 00009/NEBA/13 | C |  |  |  | 2003-07-30 |  | Associated Surgicals | F W | DMS |  |  |  | 0 |  |  |  | 17-12-2010 | Condemned | -1
772 | THIRUVALLUR | Nebuliser Adult | 00009/NEBA/14 | C |  |  |  | 2008-02-13 |  | Associated Surgicals | F W | PWF |  |  | 2009-02-12 | 1200 |  |  |  | 17-12-2010 | Working | -1
773 | THIRUVALLUR | Nebuliser Adult | 00009/NEBA/15 | C |  |  |  | 2008-02-13 |  | Associated Surgicals | ICU | PWF |  |  |  | 0 |  |  |  | 17-12-2010 | Condemned | -1
774 | THIRUVALLUR | Nebuliser Adult | 00009/NEBA/16 | C |  |  |  | 2001-02-06 |  | Associated Surgicals | L.W | DMS |  |  |  | 0 |  |  |  | 17-12-2010 | Condemned | -1
775 | THIRUVALLUR | Nebuliser Adult | 00009/NEBA/17 | C |  |  |  | 2008-10-14 |  | Jupiter Manufacturing Works | Store | TNHSP |  |  | 2008-10-14 | 1200 |  |  |  | 17-12-2010 | Working | -1
776 | THIRUVALLUR | Nebuliser Adult | 00009/NEBA/18 | C |  |  |  | 2008-10-14 |  | Jupiter Manufacturing Works | Tx out to GH - Uthukottai | TNHSP |  |  |  | 0 |  |  |  | 17-12-2010 | Condemned | -1
777 | THIRUVALLUR | Nebuliser Adult | 00009/NEBA/19 | C |  |  |  | 1996-03-27 |  | Phoenix Medical Systems | F W | DMS |  |  |  | 0 |  |  |  | 17-12-2010 | Condemned | -1
778 | THIRUVALLUR | Nebuliser Adult | 00009/NEBA/20 | C |  |  |  | 2006-09-27 |  | South India Surgicals and Co Ltd. | NBW | TNHSP |  |  |  | 0 |  |  |  | 17-12-2010 | Condemned | -1
779 | THIRUVALLUR | Nebuliser Adult | 00009/NEBA/21 | C |  |  |  | 2006-09-27 |  | South India Surgicals and Co Ltd. | NBW | TNHSP |  |  |  | 0 |  |  |  | 17-12-2010 | Condemned | -1
780 | THIRUVALLUR | Needle destroyer / Syringe Destroyer | 00009/NEED/1 | C |  |  |  | 2005-07-09 |  | GH Uthukottai | M.W | Transfer |  |  | 2006-07-08 | 755 |  |  |  | 17-12-2010 | Working | -1
781 | THIRUVALLUR | Needle destroyer / Syringe Destroyer | 00009/NEED/5 | C |  |  |  | 2008-06-19 |  | Glo Life Care Equipments | OP | TNHSP |  |  | 2009-06-18 | 755 |  |  |  | 17-12-2010 | Working | -1
782 | THIRUVALLUR | Needle destroyer / Syringe Destroyer | 00009/NEED/6 | C |  |  |  | 2008-06-19 |  | Glo Life Care Equipments | Store | TNHSP |  |  |  | 0 |  |  |  | 17-12-2010 | Condemned | -1
783 | THIRUVALLUR | Needle destroyer / Syringe Destroyer | 00009/NEED/7 | C |  |  |  | 2008-06-19 |  | Glo Life Care Equipments | Store | TNHSP |  |  |  | 0 |  |  |  | 17-12-2010 | Condemned | -1
784 | THIRUVALLUR | Needle destroyer / Syringe Destroyer | 00009/NEED/8 | C |  |  |  | 2008-06-19 |  | Glo Life Care Equipments | Store | TNHSP |  |  |  | 0 |  |  |  | 17-12-2010 | Condemned | -1
785 | THIRUVALLUR | Needle destroyer / Syringe Destroyer | 00009/NEED/9 | C |  |  |  | 2008-06-19 |  | Glo Life Care Equipments | Store | TNHSP |  |  | 2009-06-18 | 755 |  |  |  | 17-12-2010 | Not Working | -1
786 | THIRUVALLUR | Needle destroyer / Syringe Destroyer | 00009/NEED/10 | C |  |  |  | 2008-06-19 |  | Glo Life Care Equipments | Store | TNHSP |  |  | 2009-06-18 | 755 |  |  |  | 17-12-2010 | Not Working | -1
787 | THIRUVALLUR | Needle destroyer / Syringe Destroyer | 00009/NEED/11 | C |  |  |  | 2008-06-19 |  | Glo Life Care Equipments | Store | TNHSP |  |  | 2009-06-18 | 2500 |  |  |  | 17-12-2010 | Not Working | -1
788 | THIRUVALLUR | Needle destroyer / Syringe Destroyer | 00009/NEED/12 | C |  |  |  | 2008-06-19 |  | Glo Life Care Equipments | Store | TNHSP |  |  | 2009-06-18 | 2500 |  |  |  | 17-12-2010 | Not Working | -1
789 | THIRUVALLUR | Needle destroyer / Syringe Destroyer | 00009/NEED/13 | C |  |  |  | 2008-06-19 |  | Glo Life Care Equipments | F W | TNHSP |  |  | 2009-06-18 | 2500 |  |  |  | 17-12-2010 | Not Working | -1
790 | THIRUVALLUR | Needle destroyer / Syringe Destroyer | 00009/NEED/14 | C |  |  |  | 2008-06-19 |  | Glo Life Care Equipments | L.W | TNHSP |  |  | 2009-06-18 | 2500 |  |  |  | 17-12-2010 | Not Working | -1
791 | THIRUVALLUR | Needle destroyer / Syringe Destroyer | 00009/NEED/15 | C |  |  |  | 2008-06-19 |  | Glo Life Care Equipments | Lab | TNHSP |  |  |  | 0 |  |  |  | 17-12-2010 | Condemned | -1
792 | THIRUVALLUR | Needle destroyer / Syringe Destroyer | 00009/NEED/16 | C |  |  |  | 2008-06-19 |  | Glo Life Care Equipments | M.W | TNHSP |  |  |  | 0 |  |  |  | 17-12-2010 | Condemned | -1
793 | THIRUVALLUR | Needle destroyer / Syringe Destroyer | 00009/NEED/18 | C |  |  |  | 2003-06-28 |  | Linco Scientific India Ltd. | OP | DMRHS |  |  |  | 0 |  |  |  | 17-12-2010 | Condemned | -1
794 | THIRUVALLUR | Needle destroyer / Syringe Destroyer | 00009/NEED/19 | C |  |  |  | 2003-06-28 |  | Linco Scientific India Ltd. | Eye OT | DMRHS |  |  |  | 0 |  |  |  | 17-12-2010 | Condemned | -1
795 | THIRUVALLUR | Needle destroyer / Syringe Destroyer | 00009/NEED/20 | C |  |  |  | 2003-06-28 |  | Linco Scientific India Ltd. | L.W | DMRHS |  |  |  | 0 |  |  |  | 17-12-2010 | Condemned | -1
796 | THIRUVALLUR | Needle destroyer / Syringe Destroyer | 00009/NEED/21 | C |  |  |  | 2003-06-28 |  | Linco Scientific India Ltd. | Lab | DMRHS |  |  | 2006-06-27 | 2500 |  |  |  | 17-12-2010 | Working | -1
797 | THIRUVALLUR | Needle destroyer / Syringe Destroyer | 00009/NEED/22 | C |  |  |  | 2002-06-21 |  |  | VCTC Lab | TNSACS |  |  | 2003-06-20 | 2500 |  |  |  | 17-12-2010 | Condemned | -1
798 | THIRUVALLUR | Weighing Machine Electronic | 00009/WME/1 | C | Digital |  |  | 2009-04-17 |  | Amman Surgicals~ Trichy. |  |  |  |  | 2010-04-16 | 10000 |  |  |  | 17-12-2010 | Working | -1
799 | THIRUVALLUR | Weighing Machine Electronic | 00009/WME/2 | C | Digital |  |  | 2009-04-17 |  | Amman Surgicals~ Trichy. |  |  |  |  | 2010-04-16 | 10000 |  |  |  | 17-12-2010 | Working | -1
800 | THIRUVALLUR | Weighing Machine Electronic | 00009/WME/3 | C | Digital |  |  | 2009-04-17 |  | Amman Surgicals~ Trichy. |  |  |  |  | 2010-04-16 | 10000 |  |  |  | 17-12-2010 | Working | -1
801 | THIRUVALLUR | Weighing Machine Electronic | 00009/WME/4 | C | Electronic |  |  | 2009-01-21 |  | Suriya Surgical | Store | SandP |  |  | 2012-01-20 | 10920 |  |  |  | 17-12-2010 | Working | -1
802 | THIRUVALLUR | X.ray lobby single | 00009/XRLS/1 | C |  |  |  | 2009-04-17 |  | Amman Surgicals~ Trichy. |  |  |  |  | 2010-04-16 | 1000 |  |  |  | 17-12-2010 | Working | -1
803 | THIRUVALLUR | X.ray lobby single | 00009/XRLS/2 | C |  |  |  | 2009-04-17 |  | Amman Surgicals~ Trichy. |  |  |  |  | 2010-04-16 | 1000 |  |  |  | 17-12-2010 | Working | -1
804 | THIRUVALLUR | X.ray lobby single | 00009/XRLS/3 | C |  |  |  | 2009-04-17 |  | Amman Surgicals~ Trichy. |  |  |  |  | 2010-04-16 | 1000 |  |  |  | 17-12-2010 | Working | -1
805 | THIRUVALLUR | X.ray lobby single | 00009/XRLS/4 | C |  |  |  | 2009-04-17 |  | Amman Surgicals~ Trichy. |  |  |  |  | 2010-04-16 | 1000 |  |  |  | 17-12-2010 | Working | -1
806 | THIRUVALLUR | X.ray lobby single | 00009/XRLS/5 | C |  |  |  | 2009-04-17 |  | Amman Surgicals~ Trichy. |  |  |  |  | 2010-04-16 | 1000 |  |  |  | 17-12-2010 | Working | -1
807 | THIRUVALLUR | X.ray lobby single | 00009/XRLS/6 | C |  |  |  | 2009-04-17 |  | Amman Surgicals~ Trichy. |  |  |  |  | 2010-04-16 | 1000 |  |  |  | 17-12-2010 | Working | -1
808 | THIRUVALLUR | B.P.apparatus stand model | 00009/BPAS/6 | C | Stand |  |  |  |  | Jupiter Manufacturing Works | Ortho | TNHSP |  |  | upto 2009 | 1090 |  |  |  | 17-12-2010 | Condemned | -1
809 | THIRUVALLUR | B.P.apparatus stand model | 00009/BPAS/7 | C | Stand |  |  |  |  | Jupiter Manufacturing Works | Store | TNHSP |  |  | upto 2009 | 1090 |  |  |  | 17-12-2010 | Condemned | -1
810 | THIRUVALLUR | B.P.apparatus table model | 00009/BPAT/4 | C | Box |  |  | 2009-09-04 |  | M C Dalal |  | JDHS |  |  | 2010-09-03 | 1000 |  |  |  | 17-12-2010 | Condemned | -1
811 | THIRUVALLUR | B.P.apparatus table model | 00009/BPAT/9 | C | Box |  |  | 2009-09-04 |  | M C Dalal |  | JDHS |  |  | 2010-09-03 | 1000 |  |  |  | 17-12-2010 | Condemned | -1
812 | THIRUVALLUR | B.P.apparatus table model | 00009/BPAT/10 | C | Box |  |  | 2009-09-04 |  | M C Dalal |  | JDHS |  |  | 2010-09-03 | 1000 |  |  |  | 17-12-2010 | Condemned | -1
813 | THIRUVALLUR | B.P.apparatus table model | 00009/BPAT/11 | C | Box |  |  | 2009-09-04 |  | M C Dalal |  | JDHS |  |  | 2010-09-03 | 1000 |  |  |  | 17-12-2010 | Condemned | -1
814 | THIRUVALLUR | B.P.apparatus table model | 00009/BPAT/12 | C | Box |  |  | 2009-09-04 |  | M C Dalal |  | JDHS |  |  | 2010-09-03 | 1000 |  |  |  | 17-12-2010 | Working | -1
815 | THIRUVALLUR | B.P.apparatus table model | 00009/BPAT/13 | C | Box |  |  | 2009-09-04 |  | M C Dalal |  | JDHS |  |  | 2010-09-03 | 1000 |  |  |  | 17-12-2010 | Working | -1
816 | THIRUVALLUR | B.P.apparatus table model | 00009/BPAT/14 | C | Box |  |  | 2009-09-04 |  | M C Dalal |  | JDHS |  |  | 2010-09-03 | 1000 |  |  |  | 17-12-2010 | Working | -1
817 | THIRUVALLUR | B.P.apparatus table model | 00009/BPAT/15 | C | Box |  |  | 2009-09-04 |  | M C Dalal |  | JDHS |  |  | 2010-09-03 | 1000 |  |  |  | 17-12-2010 | Working | -1
818 | THIRUVALLUR | B.P.apparatus table model | 00009/BPAT/16 | C | Box |  |  | 2009-09-04 |  | M C Dalal |  | JDHS |  |  | 2010-09-03 | 1000 |  |  |  | 17-12-2010 | Working | -1
819 | THIRUVALLUR | B.P.apparatus table model | 00009/BPAT/17 | C | Box |  |  | 2009-09-04 |  | M C Dalal |  | JDHS |  |  | 2010-09-03 | 1000 |  |  |  | 17-12-2010 | Working | -1
820 | THIRUVALLUR | B.P.apparatus table model | 00009/BPAT/18 | C | Box |  |  | 2009-09-04 |  | M C Dalal |  | JDHS |  |  | 2010-09-03 | 1000 |  |  |  | 17-12-2010 | Working | -1
821 | THIRUVALLUR | B.P.apparatus table model | 00009/BPAT/19 | C | Box |  |  | 2009-09-04 |  | M C Dalal |  | JDHS |  |  | 2010-09-03 | 1000 |  |  |  | 17-12-2010 | Working | -1
822 | THIRUVALLUR | Cardiac Monitor | 00009/EBSM/2 | C | Integra I E | C10812AM13 |  | 2009-06-01 | Concept Integration (I) Pvt. Ltd. | Concept Integration (I) Pvt. Ltd. | Female Ward | TNHSP | TNHSP/TNMSC/P3E13/2008 dt 10/10/2008 | 2009-01-06 | 2010-01-05 | 24500 |  |  |  | 17-12-2010 | Not Working | -1
823 | THIRUVALLUR | ECG machine computerized | 00009/ECGC/1 | B | EDAN SE 300 |  |  | 2008-11-19 |  | Madras Surgical andamp; Chemicals | ECG Dept. | TNHSP |  |  |  | 0 |  |  | Madras Surgical and chemicals | 17-12-2010 | Condemned | -1
824 | THIRUVALLUR | ECG machine ordinary | 00009/ECGO/1 | B | 108 T |  |  | 1996-09-12 |  | BPL india (P) Ltd. | X-Ray Room | DMS |  |  |  | 0 |  |  |  | 17-12-2010 | Condemned | -1
825 | THIRUVALLUR | ECG machine ordinary | 00009/ECGO/2 | B | 108 T | 23416 |  | 2001-08-03 |  | BPL india (P) Ltd. | ICU | DMS |  |  |  | 0 |  |  |  | 17-12-2010 | Condemned | -1
826 | THIRUVALLUR | ECG machine ordinary | 00009/ECGO/3 | B | 108 T |  |  | 2005-04-26 |  | GH Uthukottai | X-Ray Room | Transfer |  |  |  | 0 |  |  |  | 17-12-2010 | Condemned | -1
827 | THIRUVALLUR | ECG machine ordinary | 00009/ECGO/4 | B |  |  |  | 1997-03-02 |  | Pincle Products | X-Ray Room | TNMSC |  |  |  | 0 |  |  |  | 17-12-2010 | Condemned | -1
828 | THIRUVALLUR | Infusion pump | 00009/INPM/3 | C | Samtronic India in. co. Ltd. - ST 1000 | 900383T |  | 2010-10-13 |  | Trans Health Care India Pvt. Ltd. |  | RCH |  |  | 2011-10-12 | 25200 |  |  |  | 17-12-2010 | Working | -1
829 | THIRUVALLUR | Infusion pump | 00009/INPM/6 | C | Samtronic India in. co. Ltd. - ST 1000 | 900385T |  | 2010-10-13 |  | Trans Health Care India Pvt. Ltd. |  | RCH |  |  | 2011-10-12 | 25200 |  |  |  | 17-12-2010 | Working | -1
830 | THIRUVALLUR | Infusion pump | 00009/INPM/7 | C | Samtronic India in. co. Ltd. - ST 1000 | 900317T |  | 2010-10-13 |  | Trans Health Care India Pvt. Ltd. |  | RCH |  |  | 2011-10-12 | 25200 |  |  |  | 17-12-2010 | Working | -1
831 | THIRUVALLUR | Infusion pump | 00009/INPM/9 | C |  |  |  | 2004-05-02 |  | Akas Medicals | F W | DMS |  |  |  | 0 |  |  |  | 17-12-2010 | Condemned | -1
832 | THIRUVALLUR | Infusion pump | 00009/INPM/10 | C |  |  |  | 2007-03-26 |  | Akas Medicals | ICU | DMS |  |  | 2010-03-26 | 24400 |  |  |  | 17-12-2010 | Working | -1
833 | THIRUVALLUR | Infusion pump | 00009/INPM/11 | C |  |  |  | 2007-03-26 |  | Akas Medicals | L.W | DMS |  |  | 2010-03-26 | 24400 |  |  |  | 17-12-2010 | Working | -1
834 | THIRUVALLUR | Infusion pump | 00009/INPM/12 | C |  |  |  | 2007-02-14 |  | Trivitron Medical Systems | NBW | TNHSP |  |  | 2008-02-13 | 25000 |  |  |  | 17-12-2010 | Working | -1
835 | THIRUVALLUR | Pulse Oximeter | 00009/SPO2/1 | B |  |  |  | 1995-06-11 |  | BOC India Ltd. | OT | DMS |  |  |  | 0 |  |  |  | 17-12-2010 | Condemned | -1
836 | THIRUVALLUR | Pulse Oximeter | 00009/SPO2/2 | B |  |  |  | 2004-05-24 |  | GH Uthukottai | OT |  |  |  |  | 0 |  |  |  | 17-12-2010 | Condemned | -1
837 | THIRUVALLUR | Pulse Oximeter | 00009/SPO2/3 | B |  |  |  | 2008-03-19 |  | Lersan and Toubro Limited | OT | NRHM |  |  | 2009-03-18 | 33750 |  |  |  | 17-12-2010 | Working | -1
838 | THIRUVALLUR | Pulse Oximeter | 00009/SPO2/4 | B |  |  |  | 2008-08-04 |  | Lersan and Toubro Limited | P.W | NRHM |  |  | 2009-08-03 | 33750 |  |  |  | 17-12-2010 | Working | -1
839 | THIRUVALLUR | Pulse Oximeter | 00009/SPO2/5 | B |  |  |  | 2008-08-04 |  | Lersan and Toubro Limited | M.W | NRHM |  |  | 2009-08-03 | 33750 |  |  |  | 17-12-2010 | Working | -1
840 | THIRUVALLUR | Pulse Oximeter | 00009/SPO2/8 | B |  | T80010812028 |  | 2009-12-01 |  | Southern Medical Systems | FWOT | TNHSP |  |  | 2010-11-30 | 24000 |  |  |  | 17-12-2010 | Working | -1
841 | THIRUVALLUR | Pulse Oximeter | 00009/SPO2/9 | B |  | T80010812013 |  | 2009-12-01 |  | Southern Medical Systems | FWOT | TNHSP |  |  | 2010-11-30 | 24000 |  |  |  | 17-12-2010 | Working | -1
842 | THIRUVALLUR | Pulse Oximeter | 00009/SPO2/10 | B |  | T80010812028 |  | 2009-01-12 |  | Southern Medical Systems | OT | TNHSP |  |  |  | 0 |  |  |  | 17-12-2010 | Excess Entry | -1
843 | THIRUVALLUR | Pulse Oximeter | 00009/SPO2/11 | B |  | T80010812030 |  | 2009-01-12 |  | Southern Medical Systems | OT | TNHSP |  |  |  | 0 |  |  |  | 17-12-2010 | Excess Entry | -1
844 | THIRUVALLUR | Pulse Oximeter | 00009/SPO2/12 | B |  |  |  | 1998-10-12 |  | Trans Health Care Ltd.~ | Store | DMS |  |  |  | 0 |  |  |  | 17-12-2010 | Condemned | -1
845 | THIRUVALLUR | Syringe Pump | 00009/SYRP/2 | B | Samtronic India in. co. Ltd. - ST 6700 | 377610128 |  | 2010-10-13 |  | Trans Health Care India Pvt. Ltd. |  | RCH |  |  | 2011-10-12 | 25200 |  |  |  | 17-12-2010 | Working | -1
846 | THIRUVALLUR | Ventilators (Paediatrics) | 00009/VENP/1 | B |  |  |  | 2007-05-23 |  | Erkadi Systems | NBW | TNHSP |  |  |  | 0 |  |  |  | 17-12-2010 | Transferred to ICH | -1
847 | THIRUVALLUR | Ventilators (Paediatrics) | 00009/VENP/2 | B | Savina CAT 266 | ARYK 0090 |  | 2008-04-25 | DRAGER | Madras Surgical andamp; Chemicals | M.W | TNMSC | 2394/NRHM/TNMSC/2008-06Dt-10-03-2008 | 2008-05-23 | 2009-05-22 | 695000 |  |  |  | 17-12-2010 | Working | -1
848 | THIRUVALLUR | Dental Chair | 00009/DECH/1 | B2 | Confident |  |  | 2009-04-13 | Confident Dental Equipments | Confident Dental Equipments | Dental OP | SandP | 90219/Sandamp;P/1/2008 dt 06/02/2009 |  | 2010-04-12 | 105000 |  |  |  | 17-12-2010 | Working | -1
849 | THIRUVALLUR | Head light (ordinary) (Boyle Davis) | 00009/HDLT/1 | C |  |  |  | 2009-04-17 |  | Amman Surgicals~ Trichy. |  |  |  |  | 2010-04-16 | 5000 |  |  |  | 17-12-2010 | Working | -1
850 | THIRUVALLUR | Head light (ordinary) (Boyle Davis) | 00009/HDLT/2 | C |  |  |  | 2009-04-17 |  | Amman Surgicals~ Trichy. |  |  |  |  | 2010-04-16 | 5000 |  |  |  | 17-12-2010 | Working | -1
851 | THIRUVALLUR | Laryngoscope(Adult) | 00009/LAGA/1 | C |  |  |  | 2010-12-10 |  | south india surgicals | Store | RCH |  |  | 2011-12-09 | 2400 |  |  |  | 17-12-2010 | Working | -1
852 | THIRUVALLUR | Laproscope Double Puncture | 00009/LDP/1 | C |  |  |  | 2007-11-05 |  | Vishal Surgical Equipments | OT | TNHSP |  |  |  | 0 |  |  |  | 17-12-2010 | Wrong Entry | -1
853 | THIRUVALLUR | Laproscope Single Puncture | 00009/LSP/1 | C |  |  |  | 2004-06-03 |  | GH Ponneri | OT | Transfer |  |  |  | 0 |  |  |  | 17-12-2010 | Condemned | -1
854 | THIRUVALLUR | Laproscope Single Puncture | 00009/LSP/2 | C |  |  |  | 2004-06-03 |  | PHC ravari Kuppam | OT | Transfer |  |  |  | 0 |  |  |  | 17-12-2010 | Condemned | -1
855 | THIRUVALLUR | Laproscope Single Puncture | 00009/LSP/3 | C |  |  |  | 2008-05-29 |  | Vishal Surgical Equipments | OT | DDFW |  |  | 2009-05-28 | 45000 |  |  |  | 17-12-2010 | Working | -1
856 | THIRUVALLUR | Laproscope Single Puncture | 00009/LSP/4 | C |  |  |  | 2008-05-29 |  | Vishal Surgical Equipments | OT | DDFW |  |  | 2009-05-28 | 45000 |  |  |  | 17-12-2010 | Working | -1
857 | THIRUVALLUR | Laproscope Single Puncture | 00009/LSP/5 | C | [6 empty] | OT | DDFW |  |  |  | 0 |  |  |  | 17-12-2010 | Condemned | -1
858 | THIRUVALLUR | Laproscope Single Puncture | 00009/LSP/6 | C | [6 empty] | OT | DDFW |  |  |  | 0 |  |  |  | 17-12-2010 | Condemned | -1
859 | THIRUVALLUR | Laproscope Single Puncture | 00009/LSP/7 | C | [6 empty] | OT | DDFW |  |  |  | 0 |  |  |  | 17-12-2010 | Condemned | -1
860 | THIRUVALLUR | Laproscope Single Puncture | 00009/LSP/8 | C |  |  |  | 2003-01-12 |  |  | OT | DDFW |  |  |  | 0 |  |  |  | 17-12-2010 | Condemned | -1
861 | THIRUVALLUR | Laproscope Single Puncture | 00009/LSP/9 | C |  |  |  | 2003-08-12 |  |  | OT | DDFW |  |  |  | 0 |  |  |  | 17-12-2010 | Condemned | -1
862 | THIRUVALLUR | A-Scan Biometer | 00009/ASB/1 | B |  |  |  | 2001-02-19 |  | Director General of Health Service | Eye Dept |  |  |  |  | 0 |  |  |  | 17-12-2010 | Condemned | -1
863 | THIRUVALLUR | A-Scan Biometer | 00009/ASB/2 | B |  |  |  | 2001-07-19 |  | Director General of Health Service | GH Ponneri |  |  |  |  | 0 |  |  |  | 17-12-2010 | Condemned | -1
864 | THIRUVALLUR | A-Scan Biometer | 00009/ASB/3 | B |  |  |  | 1999-06-26 |  | Innomed Medicals | Eye Dept |  |  |  |  | 0 |  |  |  | 17-12-2010 | Condemned | -1
865 | THIRUVALLUR | Keratometer | 00009/KER/1 | B | Model KMS6 |  |  | 2000-11-22 |  | Appasamy Associats | Eye Dept | HandFW |  |  |  | 0 |  |  |  | 17-12-2010 | Condemned | -1
866 | THIRUVALLUR | Operating Microscope(Eye) | 00009/OMS/1 | B | ASM - 930TG |  |  | 2009-03-11 |  | Ascan Medical Instruments | Eye OT | TNMSC |  |  | 2012-03-10 | 150000 |  |  |  | 17-12-2010 | Working | -1
867 | THIRUVALLUR | Operating Microscope(Eye) | 00009/OMS/2 | B |  |  |  | 2007-07-30 |  | Ascon Medicals Instruments (P) Ltd | Eye OT |  |  |  | 2010-07-29 | 150000 |  |  |  | 17-12-2010 | Working | -1
868 | THIRUVALLUR | Opthalmoscope Indirect | 00009/OPMSI/1 | C |  |  |  | 1999-03-24 |  | Appasamy Associats | Eye Dept |  |  |  |  | 0 |  |  |  | 17-12-2010 | Condemned | -1
869 | THIRUVALLUR | Opthalmoscope Indirect | 00009/OPMSI/2 | C |  |  |  | 2000-11-22 |  | Appasamy Associats | Eye Dept |  |  |  | 2001-11-21 | 10000 |  |  |  | 17-12-2010 | Working | -1
870 | THIRUVALLUR | Opthalmoscope Indirect | 00009/OPMSI/3 | C |  |  |  | 2009-12-05 |  | Suriya Surgical | Eye Dept | TNMSC |  |  | 2012-12-04 | 10000 |  |  |  | 17-12-2010 | Working | -1
871 | THIRUVALLUR | Opthalmoscope - Direct | 00009/OPTD/1 | C | German Make |  |  | 2002-11-14 |  | Associated Surgicals | Eye Dept | DMS |  |  | 2005-11-13 | 10000 |  |  |  | 17-12-2010 | Working | -1
872 | THIRUVALLUR | Opthalmoscope - Direct | 00009/OPTD/2 | C |  |  |  | 2003-10-02 |  | Associated Surgicals | Eye Dept | DMRHS |  |  | 2006-10-01 | 10000 |  |  |  | 17-12-2010 | Working | -1
873 | THIRUVALLUR | Opthalmoscope - Direct | 00009/OPTD/3 | C |  |  |  | 2009-03-27 |  | South India Surgicals and Co Ltd. | Eye Dept | DMRHS |  |  | 2012-03-26 | 84000 |  |  |  | 17-12-2010 | Working | -1
874 | THIRUVALLUR | Retino scope | 00009/RETS/1 | C |  |  |  | 2003-11-08 |  | Jupiter Manufacturing Works | Eye Dept | DBCS |  |  | 2006-12-07 | 10000 |  |  |  | 17-12-2010 | Working | -1
875 | THIRUVALLUR | Slit Lamp | 00009/SLIT/1 | C |  |  |  | 2000-11-22 |  | Appasamy Associats | Eye Dept |  |  |  |  | 0 |  |  |  | 17-12-2010 | Condemned | -1
876 | THIRUVALLUR | Slit Lamp | 00009/SLIT/2 | C |  |  |  | 1997-07-05 |  | JDHS | Eye Dept | JDHS |  |  |  | 0 |  |  |  | 17-12-2010 | Condemned | -1
877 | THIRUVALLUR | Yag Laser | 00009/YAGL/1 | C |  |  |  | 2004-05-13 |  | Hundusthan Latex Limited | Eye Dept |  |  |  |  | 0 |  |  |  | 17-12-2010 | Condemned | -1
878 | THIRUVALLUR | Ultra Sonogram -MOBILE | 00009/IUSM/2 | B | Selectra LX-60R |  |  | 2007-05-07 |  | Larsen and Toubro Limited | L W | NRHM |  |  |  | 0 |  |  |  | 17-12-2010 | Transferred to GH - Pallipet | -1
879 | THIRUVALLUR | Ultra Sonogram -MOBILE | 00009/IUSM/3 | B | Sonota Plus |  |  | 2003-10-16 |  | Larsen and Toubro Limited | Store | DMS |  |  |  | 0 |  |  |  | 17-12-2010 | Transferred to GH - Madavaram | -1
880 | THIRUVALLUR | Ultra Sonogram -MOBILE | 00009/IUSM/4 | B | Sonota Plus |  |  | 2003-03-18 |  | Larsen and Toubro Limited | Store | DMS |  |  | 2007-03-17 | 272950 |  |  |  | 17-12-2010 | Not Working | -1
881 | THIRUVALLUR | Ultra Sonogram -MOBILE | 00009/IUSM/5 | B | UF4500N | 12021339 |  | 1996-03-30 |  | Kody Elcot | IPP V Ward | IPPV |  |  |  | 0 |  |  |  | 17-12-2010 | Condemned | -1
882 | THIRUVALLUR | X-ray Machine 100 mA | 00009/XRY100/1 | B | ELINEX 60 mA |  |  | 1964-05-20 | [7 empty] | 0 |  |  |  | 17-12-2010 | Condemned | -1
883 | THIRUVALLUR | X-ray Machine 100 mA | 00009/XRY100/2 | B | STALIN 100 mA |  |  | 1982-06-24 |  | Wipro GE | X - Ray Room |  |  |  |  | 0 |  |  |  | 17-12-2010 | Condemned | -1
884 | THIRUVALLUR | X-ray Machine 30 mA(Mobile) | 00009/XRY30/1 | B | MEDICO 30mA |  |  | 1996-08-05 |  | Transfer in from GH ~ Kancheepuram |  | Transfer |  |  |  | 0 |  |  |  | 17-12-2010 | Condemned | -1
885 | THIRUVALLUR | Binocular Mircroscope | 00009/BIMS/2 | B2 | Binocular |  |  | 2009-03-07 |  | Solocraft Industries |  | TNHSP |  |  | 2010-03-06 | 18786 |  |  |  | 17-12-2010 | Working | -1
886 | THIRUVALLUR | Binocular Mircroscope | 00009/BIMS/3 | B2 | Model AJ12; Binocular |  |  | 1999-05-05 |  | Scientific General Traders | Lab | CO |  |  |  | 0 |  |  |  | 17-12-2010 | Condemned | -1
887 | THIRUVALLUR | Blood Bank Refrigerator | 00009/BLDR/1 | B | MRL 150 |  |  | 2000-09-08 |  |  | BB | CO |  |  |  | 0 |  |  |  | 17-12-2010 | Condemned | -1
888 | THIRUVALLUR | Blood Bank Refrigerator | 00009/BLDR/2 | B | Remi | BDIT 1161 |  | 2010-09-26 |  | Remi Electro Equipments | BB | CO |  |  | 2011-10-26 | 145000 |  |  |  | 17-12-2010 | Working | -1
889 | THIRUVALLUR | Blood Bank Refrigerator | 00009/BLDR/4 | B |  |  |  | 2003-08-01 |  | GH Ponneri | BB | Transfer |  |  | 2004-07-31 | 50000 |  |  |  | 17-12-2010 | Working | -1
890 | THIRUVALLUR | Blood Bank Refrigerator | 00009/BLDR/5 | B |  |  |  | 1998-11-30 |  | Remi Instruments | BB | DMS |  |  |  | 0 |  |  |  | 17-12-2010 | Condemned | -1
891 | THIRUVALLUR | Blood Bank Refrigerator | 00009/BLDR/6 | B |  |  |  | 2004-07-10 |  | Thermo Scientific Instruments | BB | DMS |  |  | 2005-07-09 | 50000 |  |  |  | 17-12-2010 | Working | -1
892 | THIRUVALLUR | Blood Bank Refrigerator | 00009/BLDR/7 | B |  |  |  | 2000-01-24 |  |  | BB | TNMSC |  |  | 2001-01-23 | 50000 |  |  |  | 17-12-2010 | Working | -1
893 | THIRUVALLUR | Electric Calorimeter | 00009/CALO/1 | C |  |  |  | 2008-03-04 |  | Associated Surgicals | GH Madhavaram | NRHM |  |  |  | 0 |  |  |  | 17-12-2010 | Condemned | -1
894 | THIRUVALLUR | Electric Calorimeter | 00009/CALO/2 | C |  |  |  | 2008-03-04 |  | Associated Surgicals | Lab | NRHM |  |  |  | 0 |  |  |  | 17-12-2010 | Condemned | -1
895 | THIRUVALLUR | Electric Calorimeter | 00009/CALO/3 | C | [6 empty] | Lab |  |  |  |  | 0 |  |  |  | 17-12-2010 | Condemned | -1
896 | THIRUVALLUR | Electri centrifuger | 00009/CENT/1 | C | C8C |  |  | 2009-09-18 |  | _ |  | TANSACS |  |  | 2010-09-17 | 5000 |  |  |  | 17-12-2010 | Working | -1
897 | THIRUVALLUR | Electri centrifuger | 00009/CENT/3 | C | C8C |  |  | 2009-10-19 |  | Saberwal Surgicals |  | TANSACS |  |  | 2010-10-18 | 5000 |  |  |  | 17-12-2010 | Working | -1
898 | THIRUVALLUR | Coagulation Analyser | 00009/COAGA/1 | C | CA -50 | A4636 |  | 2008-07-10 |  | Transasia Bio Medical | Lab | DMS |  |  | 2009-07-09 | 145000 |  |  |  | 17-12-2010 | Not Working | -1
899 | THIRUVALLUR | Distilled water stills | 00009/DWSL/1 | C |  |  |  | 1999-07-07 |  | Gu Enter prices | BB | DMS |  |  |  | 0 |  |  |  | 17-12-2010 | Condemned | -1
900 | THIRUVALLUR | Electrolyte Analyser | 00009/ELEA/1 | C | Easylyte | 31848B |  | 2008-07-10 |  | Transasia Bio Medical | Lab | DMS |  |  | 2011-07-09 | 140000 |  |  |  | 17-12-2010 | Working | -1
901 | THIRUVALLUR | Elisa Reader cum washer | 00009/ELRW/1 | B |  |  |  | 2000-07-08 |  | AV Bio Medical (P) Ltd. | BB | DMS |  |  |  | 0 |  |  |  | 17-12-2010 | To be condemned | -1
902 | THIRUVALLUR | Glucometer | 00009/GLMT/1 | C |  |  |  | 2003-03-07 |  | Associated Surgicals | L.W | DMS |  |  |  | 0 |  |  |  | 17-12-2010 | Condemned | -1
903 | THIRUVALLUR | Glucometer | 00009/GLMT/2 | C |  |  |  | 2003-03-07 |  | Associated Surgicals | Lab | DMS |  |  |  | 0 |  |  |  | 17-12-2010 | Condemned | -1
904 | THIRUVALLUR | Glucometer | 00009/GLMT/3 | C |  |  |  | 2003-03-07 |  | Associated Surgicals | Lab | DMS |  |  |  | 0 |  |  |  | 17-12-2010 | Condemned | -1
905 | THIRUVALLUR | Mono cular Microscope | 00009/MOMS/1 | C | Monocular |  |  | 2002-11-12 |  | Associated Surgicals | Lab | JDHS |  |  |  | 0 |  |  |  | 17-12-2010 | Condemned | -1
906 | THIRUVALLUR | Mono cular Microscope | 00009/MOMS/2 | C | Monocular |  |  | 1997-09-16 |  |  | Lab | Leprosy |  |  |  | 0 |  |  |  | 17-12-2010 | Condemned | -1
907 | THIRUVALLUR | Mono cular Microscope | 00009/MOMS/3 | C | Monocular |  |  | 1997-09-16 |  |  | Lab | Leprosy |  |  |  | 0 |  |  |  | 17-12-2010 | Condemned | -1
908 | THIRUVALLUR | Mono cular Microscope | 00009/MOMS/4 | C | Monocular |  |  | 1997-09-16 |  |  | Lab | Leprosy |  |  |  | 0 |  |  |  | 17-12-2010 | Condemned | -1
909 | THIRUVALLUR | Refrigerator | 00009/REFR/2 | C | Samsung Standard 190lts |  |  | 2009-11-16 |  | Vivek Limited |  | _ |  |  | 2010-11-15 | 8000 |  |  |  | 17-12-2010 | Working | -1
910 | THIRUVALLUR | Refrigerator | 00009/REFR/3 | C | Zenith 310 Lts |  |  | 1996-06-26 |  | Fedders Lioyd Corporation | BB | DMS |  |  | 1997-06-25 | 0 |  |  |  | 17-12-2010 | Condemned | -1
911 | THIRUVALLUR | Refrigerator | 00009/REFR/5 | C |  |  |  | 2006-01-24 |  | Videocon | BB | TNMSC |  |  | 2010-01-23 | 10000 |  |  |  | 17-12-2010 | Working | -1
912 | THIRUVALLUR | Refrigerator | 00009/REFR/6 | C | [6 empty] | GH Pulicat |  |  |  |  | 0 |  |  |  | 17-12-2010 | Condemned | -1
913 | THIRUVALLUR | Semi auto analyser | 00009/SEAA/2 | B2 | [6 empty] | Lab |  |  |  |  | 0 |  |  |  | 17-12-2010 | Condemned | -1
914 | THIRUVALLUR | Urine Analyser | 00009/URNA/1 | C |  |  |  | 2009-03-03 |  | Solokraft Industries | LAB | SandP |  |  | 2012-02-02 | 112000 |  |  |  | 17-12-2010 | Working | -1
915 | THIRUVALLUR | Rotor / Shaker | 00009/VDRL/1 | C |  |  |  | 2001-03-20 |  | Remi Motors | Lab | DMS |  |  | 2004-03-19 | 5000 |  |  |  | 17-12-2010 | Working | -1
916 | THIRUVALLUR | VDRL Rotator / Mechanical Agitator | 00009/VDRLA/1 | C | Unitron |  |  | 2004-08-09 |  | GH Ponneri | BB | Transfer |  |  | 2005-08-09 | 5000 |  |  |  | 17-12-2010 | Working | -1
917 | THIRUVALLUR | VDRL Rotator / Mechanical Agitator | 00009/VDRLA/2 | C | Unitron |  |  | 2002-10-10 |  | Scientific General Traders | BB | DMS |  |  | 2003-10-09 | 5000 |  |  |  | 17-12-2010 | Working | -1
918 | THIRUVALLUR | Water bath | 00009/WBAT/1 | C |  |  |  | 2001-03-16 |  | M C Dalal and Co | BB | DMS |  |  |  | 0 |  |  |  | 17-12-2010 | Condemned | -1
919 | THIRUVALLUR | Auto Clave HP Horizontal-CYLINDRICAL | 00009/ACHC/1 | C | Horizontal |  |  | 2001-02-27 |  | Associated Surgicals |  | DMS |  |  |  | 0 |  |  |  | 17-12-2010 | Condemned | -1
920 | THIRUVALLUR | Auto Clave HP Vertical (2 bin) | 00009/ACV2/9 | C | High Pressure Vertical |  |  | 2001-02-27 |  | GH Avadi | ICU | Transfer |  |  | 2002-02-26 | 11000 |  |  |  | 17-12-2010 | Working | -1
921 | THIRUVALLUR | Auto Clave HP Vertical (2 bin) | 00009/ACV2/10 | C | Vertical |  |  | 2009-07-24 |  | Solocraft Industries | M OT | RCH |  |  | 2010-07-23 | 29800 |  |  |  | 17-12-2010 | Working | -1
922 | THIRUVALLUR | Auto Clave HP Vertical (2 bin) | 00009/ACV2/11 | C | Vertical |  |  | 2009-07-24 |  | Solocraft Industries |  | RCH |  |  | 2010-07-23 | 29800 |  |  |  | 17-12-2010 | Working | -1
923 | THIRUVALLUR | Auto Clave HP Vertical (2 bin) | 00009/ACV2/12 | C | Vertical |  |  | 2009-07-24 |  | Solocraft Industries |  | RCH |  |  | 2010-07-23 | 29800 |  |  |  | 17-12-2010 | Working | -1
924 | THIRUVALLUR | Auto Clave HP Vertical (2 bin) | 00009/ACV2/13 | C | Vertical |  |  | 2009-07-24 |  | Solocraft Industries |  | RCH |  |  | 2010-07-23 | 29800 |  |  |  | 17-12-2010 | Working | -1
925 | THIRUVALLUR | Auto Clave HP Vertical (2 bin) | 00009/ACV2/14 | C | Vertical |  |  | 2009-03-03 |  | Solokraft Industries | Paed Ward | SandP |  |  | 2010-03-02 | 18500 |  |  |  | 17-12-2010 | Working | -1
926 | THIRUVALLUR | Auto Clave HP Vertical (2 bin) | 00009/ACV2/15 | C | Vertical 2 Bin |  |  | 2009-05-02 |  | Solokraft Industries | OPD | TNHSP |  |  | 2010-05-01 | 29800 |  |  |  | 17-12-2010 | Working | -1
927 | THIRUVALLUR | Auto Clave HP Vertical (2 bin) | 00009/ACV2/16 | C | Vertical 2 Bin |  |  | 2009-05-02 |  | Solokraft Industries | L W | TNHSP |  |  | 2010-05-01 | 29800 |  |  |  | 17-12-2010 | Working | -1
928 | THIRUVALLUR | Auto Clave HP Vertical (2 bin) | 00009/ACV2/17 | C | Vertical 2 Bin |  |  | 2009-05-02 |  | Solokraft Industries | FWOT | TNHSP |  |  | 2010-05-01 | 29800 |  |  |  | 17-12-2010 | Working | -1
929 | THIRUVALLUR | Auto Clave HP Vertical (2 bin) | 00009/ACV2/18 | C | Vertical 2 Bin |  |  | 2009-02-16 |  | Vishal Hospital and Furniture | Ortho Ward | SandP |  |  | 2012-02-15 | 16300 |  |  |  | 17-12-2010 | Working | -1
930 | THIRUVALLUR | Auto Clave HP Vertical (2 bin) | 00009/ACV2/19 | C | Vertical 2 Bin |  |  | 2009-02-16 |  | Vishal Hospital and Furniture | Male Ward | SandP |  |  | 2012-02-15 | 16300 |  |  |  | 17-12-2010 | Working | -1
931 | THIRUVALLUR | Auto Clave HP Vertical (2 bin) | 00009/ACV2/20 | C |  |  |  | 2007-09-28 |  | Aqua Pharma | OT | PWF |  |  | 2008-09-27 | 20000 |  |  |  | 17-12-2010 | Working | -1
932 | THIRUVALLUR | Auto Clave HP Vertical (2 bin) | 00009/ACV2/21 | C |  |  |  | 2007-10-19 |  | Aqua Pharma | OT | PWF |  |  | 2008-10-18 | 20000 |  |  |  | 17-12-2010 | Working | -1
933 | THIRUVALLUR | Auto Clave HP Vertical (2 bin) | 00009/ACV2/22 | C |  |  |  | 2003-09-15 |  | GH Thiruthani | OP | Transfer |  |  | 2004-09-15 | 11000 |  |  |  | 17-12-2010 | Working | -1
934 | THIRUVALLUR | Auto Clave HP Vertical (2 bin) | 00009/ACV2/23 | C |  |  |  | 2003-09-16 |  | GH Uthukottai | OT | Transfer |  |  | 2004-09-16 | 11000 |  |  |  | 17-12-2010 | Working | -1
935 | THIRUVALLUR | Auto Clave HP Vertical (2 bin) | 00009/ACV2/24 | C |  |  |  | 2008-03-03 |  | Jupiter Manufacturing Works | OT | TNHSP |  |  | 2009-03-02 | 32000 |  |  |  | 17-12-2010 | Working | -1
936 | THIRUVALLUR | Auto Clave HP Vertical (2 bin) | 00009/ACV2/25 | C |  |  |  | 2008-03-03 |  | Jupiter Manufacturing Works | Eye OT | TNHSP |  |  | 2009-03-02 | 32000 |  |  |  | 17-12-2010 | Working | -1
937 | THIRUVALLUR | Auto Clave HP Vertical (2 bin) | 00009/ACV2/26 | C |  |  |  | 2009-02-16 |  | Vishal Hospital and Furniture | L W | SandP |  |  | 2012-02-15 | 16300 |  |  |  | 17-12-2010 | Working | -1
938 | THIRUVALLUR | Boyles apparatus with Circle Abosrber | 00009/BACA/1 | B |  |  |  | 2008-06-19 |  | Madras Surgical and Chemicals | OT | NRHM |  |  | 2009-06-18 | 130000 |  |  |  | 17-12-2010 | Working | -1
939 | THIRUVALLUR | Boyles apparatus with Circle Abosrber | 00009/BACA/2 | B |  |  |  | 2009-06-04 |  | Madras Surgical and Chemicals |  | TNMSC |  |  | 2012-06-03 | 130000 |  |  |  | 17-12-2010 | Working | -1
940 | THIRUVALLUR | Boyles apparatus with out Circle Abosrber | 00009/BAOCA/1 | B | Eco Safe | 110908 |  | 2008-11-12 |  | Slolocraft Industries | OT | TNHSP |  |  | 2009-11-11 | 82000 |  |  |  | 17-12-2010 | Working | -1
941 | THIRUVALLUR | Boyles apparatus with out Circle Abosrber | 00009/BAOCA/3 | B |  |  |  | 1995-03-15 |  | IOL Limited | OT | DMS |  |  |  | 11000 |  |  |  | 17-12-2010 | Condemned | -1
942 | THIRUVALLUR | Boyles apparatus with out Circle Abosrber | 00009/BAOCA/4 | B | [6 empty] | OT |  |  |  |  | 11000 |  |  |  | 17-12-2010 | Condemned | -1
943 | THIRUVALLUR | Boyles apparatus with out Circle Abosrber | 00009/BAOCA/5 | B | [6 empty] | OT |  |  |  |  | 11000 |  |  |  | 17-12-2010 | Condemned | -1
944 | THIRUVALLUR | Boyles apparatus with out Circle Abosrber | 00009/BAOCA/6 | B | [6 empty] | Store |  |  |  |  | 11000 |  |  |  | 17-12-2010 | Condemned | -1
945 | THIRUVALLUR | Boyles apparatus with Ventilator | 00009/VEN/1 | B |  |  |  | 2007-10-17 |  | Larsen and Toubro Limited | OT | TNHSP |  |  | 2008-10-16 | 292520 |  |  |  | 17-12-2010 | Excess Entry | -1
946 | THIRUVALLUR | syringe infusion pump | 00009/undefined/1 |  | ST6000 | 10103168 |  | 2010-12-17 |  | schiller healthcare india pvt ltd | NICU | RCH | RCH-2/TNMSC/ENGG/E-37/2010-2DT 23/09/2010 | 2010-12-23 | 2013-12-22 | 26500 |  |  |  | 2011-07-09 | Working | -1
947 | THIRUVALLUR | Nebulizer baby | 00009/NEBB/2 | C |  |  |  | 2012-01-11 |  | Balaji Pharma andamp; Surgicals |  | OTHERS |  |  | 2012-01-10 | 1825 |  |  |  | 28-2-2012 | Working | -1
948 | THIRUVALLUR | Micro Drill System | 00009/undefined/1 |  | Marathon | 11121914 |  | 2012-02-21 | Vansari marketing services | Vansari marketing services | O T | TNMSC | TNMSC/ENGG/2012-2/07/02/2012 | 2012-02-21 | 2015-02-20 | 87400 |  |  |  | 2012-08-03 | Working | -1
949 | THIRUVALLUR | Weighing machine adult | 00009/WTMA/9 | C |  |  |  | 2012-02-23 | Prestige | Alan medicals | Family Welfare | TNHSP | TNBHSP/TNMSC/ENGG/AG24/2011/dt;9/12/2011 | 2012-02-23 | 2013-02-22 | 598 |  |  |  | 28-2-2012 | Working | -1
950 | THIRUVALLUR | Operating Microscope (ENT) | 00009/OPMS/1 | B2 | Crisp-i |  |  | 2012-03-08 | Sanma medineers | Sanma Medineers |  | TNMSC |  |  | 2015-03-07 | 168000 |  |  |  | 2012-08-03 | Working | -1
951 | THIRUVALLUR | Operation Table Hydraulic Major | 00009/TAMA/10 | B2 |  |  |  | 2012-02-02 |  | Transfer In from Govt Hospital~Gummidipoondi | Store |  | 1113/11-125/7/9/2011 |  | 2013-02-01 | 55120 |  |  |  | 28-2-2012 | Working | -1
952 | THIRUVALLUR | OAE ANALYZER | 00009/undefined/1 |  | GS I Audio screener | G S 35177 |  | 2012-03-16 | Grason Stadler Inc (GS I) USA | Alliance Bio medica Pvt ltd | E N T Dept | TNMSC | 4748/TNMSC/ENGG/2012-5dt;07/02/2012 | 2012-03-16 | 2015-03-15 | 260000 |  |  |  | 16-3-2012 | Working | -1
953 | THIRUVALLUR | Ultra Sonogram -MOBILE | 00009/IUSM/7 | B | 600A of Chison |  |  | 2012-03-28 | Chison Medical imaging Co Ltd | Surya Surgical Industries | Transfer Out to GH - Pothaturpet | TNMSC | 2684/TNMSC/ENGG/2011Dt-11/11/2011 |  |  | 272950 |  |  |  | 28-3-2012 | Transferred to Pothaturpet | -1
954 | THIRUVALLUR | Impendence audiometer | 00009/AUMT/1 | B2 | AT 235 | 3001209 |  | 2012-03-20 | M/S Interacoustics A/S~ Denmark | ALPS International Pvt Ltd | Store | TNMSC | 4748/TNMSC/ENGG/2012-4Dt;07/02/2012 | 2012-03-22 | 2015-03-21 | 214000 |  |  |  | 22-3-2012 | Working | -1
955 | THIRUVALLUR | Shadowless Lamp stand model | 00009/MOLT/24 | B | HOSPITECH |  |  | 2011-09-28 |  | TRANSFER IN FROM GH/PODHATURPET | STORE | OTHERS |  |  | 2012-09-27 | 13749 |  |  |  | 2012-03-04 | Working | -1
956 | THIRUVALLUR | Shadowless Lamp stand model | 00009/MOLT/25 | B |  |  |  | 2011-09-28 |  | Transfer in from G H Podhaturpet | Store |  |  |  | 2012-09-27 | 13749 |  |  |  | 2012-03-04 | Working | -1
957 | THIRUVALLUR | Shadowless Lamp stand model | 00009/MOLT/26 | B |  |  |  | 2011-09-28 |  | Transfer in from GH/Podhaturpet | Store |  |  |  | 2012-09-27 | 13749 |  |  |  | 2012-03-04 | Working | -1
958 | THIRUVALLUR | Operating Microscope(Eye) | 00009/OMS/1 | B1 | ASM-G30 TG | 1103327 |  | 2012-04-02 | Optics TAKAJI~ Japan | Ascon medical instruments Pvt Ltd | EYE OT | TNMSC | 13413/TNMSC/ENGG/2011-2 dt-27/02/2012 | 2012-04-02 | 2015-04-01 | 310000 |  |  |  | 2012-02-04 | Working | -1
959 | THIRUVALLUR | ECG machine computerized | 00009/ECGC/2 | B | Cardio Touch 3000 | T2L0900118 |  | 2011-11-10 |  | J.K Medical Systems | OPD | TNHSP | THNSP/TNMSC/ENGG/AG21/2010 dt 22/08/2011 | 2011-11-10 | 2012-11-09 | 65000 |  |  |  | 23-12-2011 | Working | -1
960 | THIRUVALLUR | Sterilizer Medium (Instrument) | 00009/STMD/6 | C |  |  |  | 2011-06-04 |  | Transfer in from GH uthukkottai | [5 empty] | 0 |  |  |  | 23-12-2011 | Condemned | -1
961 | THIRUVALLUR | Nebulizer baby | 00009/NEBB/1 | C |  |  |  | 2011-07-18 |  | Jupiter mfg works | OPD | JDHS |  |  | 2012-07-17 | 2744 |  |  |  | 23-12-2011 | Working | -1
962 | THIRUVALLUR | Ultra Sonogram -MOBILE | 00009/IUSP/1 | B |  |  |  | 2011-09-02 |  | Wipro GE healthcare Pvt Ltd | Maternity Ward | RCH |  |  | 2012-09-02 | 323800 |  |  |  | 23-12-2011 | Not Working | -1
963 | THIRUVALLUR | B.P.apparatus table model | 00009/BPAT/26 | C |  |  |  | 2011-07-28 |  | Vaishnavi Equoipment andamp;Surgicals |  | JDHS |  |  | 2012-07-27 | 1160 |  |  |  | 23-12-2011 | Working | -1
964 | THIRUVALLUR | Infusion Pump/Infusion Syringe Pump/Insulin Syringe Pump | 00009/INPM/14 | C |  | MPIALH275 |  |  |  | Schiller Health Care India Pvt Ltd | store | TNHSP | TNHSP/TNMSC/AG16/2010Dt-1-7-2011 |  | 2014-10-02 | 25900 |  |  |  | 23-12-2011 | Working | -1
965 | THIRUVALLUR | Phototherapy Unit | 00009/PHTU/1 | C | CFL 101 | 5251 |  | 2011-12-07 | Phoenix Medical Systems Pvt. Ltd. | Phoenix Medical Systems Pvt. Ltd. |  | RCH | RCH-11/TNMSC/ENGG/E46/2011-2 dt 18/11/2011 |  | 2012-12-06 | 14854 |  |  |  | 26-12-2011 | Working | -1
966 | THIRUVALLUR | Syringe Pump | 00009/SYRP/1 | B | ST6000 |  |  | 2011-08-24 |  | Trans health Care privvate Ltd | ICU | TNHSP |  | 2011-08-24 | 2012-08-23 | 25200 |  |  |  | 23-12-2011 | Working | -1
967 | THIRUVALLUR | Phototherapy Unit | 00009/PHTU/2 | C | CFL101 | 5252 |  | 2011-12-07 |  | Phoenix Medical Systems | NICU | RCH | RCH-2/TNMSC/ENGG/E46/2011-12/18-11-2011 |  | 2012-12-06 | 14854 |  |  |  | 29-12-2011 | Working | -1
968 | THIRUVALLUR | Haemoglobinometer | 00009/HBMT/3 | C |  |  |  | 2011-09-05 |  | Splokrafts Industries | ART Lab | RCH | RCH-2/TNMSC/ENGG/4538/2010-6DT;6-10-2010 |  | 2012-09-04 | 4300 |  |  |  | 29-12-2011 | Working | -1
969 | THIRUVALLUR | Syringe Pump | 00009/SYRP/2 | B | ST6000 | 31666T/05 |  | 2011-08-24 |  | Trans healthcare india private Ltd | I C U | TNHSP | TNHSP/AG15/2011/1-7-2011 | 2011-08-24 | 2012-08-23 | 25200 |  |  |  | 29-12-2011 | Working | -1
970 | THIRUVALLUR | Syringe Pump | 00009/SYRP/4 | B |  | 10103168 |  | 2010-10-17 |  | Schiller Healthcare India (P)Ltd | N I C U | RCH | RCH-2/TNMSC/ENGG/E-37/2010-2DT;23/9/2010 |  | 2013-10-16 | 26500 |  |  |  | 29-12-2011 | Working | -1
971 | THIRUVALLUR | Syringe Pump | 00009/SYRP/8 | B |  | 10103172 |  | 2010-12-17 |  | Schiller Healthcare India (P) ltd | Store | RCH | RCH-2/TNMSC/ENGG/E-37/2010-2/23/9/2010 |  | 2013-12-16 | 26500 |  |  |  | 29-12-2011 | Working | -1
972 | THIRUVALLUR | Laryngoscope fibreoptic ENT | 00009/LYFO/1 | B2 |  |  |  | 2011-01-13 |  | Jupiter Manufacturing Works | OPD | RCH | RCH/TNMSC/ENGG/4538/2010-3/6/10/2010 |  | 2012-01-12 | 1540 |  |  |  | 29-12-2011 | Working | -1
973 | THIRUVALLUR | Phototherapy Unit | 00009/PHTU/3 | C | CFL-101 | 5253 |  | 2011-12-07 |  | Phoenix medical systems | NICU | RCH | RCH-2/TNMSC/ENGG/E-46/2011-12/18-11-2011 |  | 2012-12-06 | 14854 |  |  |  | 29-12-2011 | Working | -1
974 | TIRUTHANI | B.P.apparatus table model | 00010/BPAT/3 | C | Box | 40100420 |  | 2010-07-26 |  | Vaishvi Equipments |  | HMF |  |  | 2011-07-25 | 800 |  |  |  | 17-12-2010 | Working | -1
975 | THIRUVALLUR | Haemoglobinometer | 00009/HBMT/1 | C |  |  |  | 2011-09-05 |  | Solokrafts Industries | Gen-Lab | RCH | RCH-2/TNMSC/ENGG/4538/2010-6Dt-6/10/2010 |  | 2012-09-04 | 4300 |  |  |  | 29-12-2011 | Working | -1
976 | THIRUVALLUR | Syringe Pump | 00009/SYRP/3 | B | ST6000 | 31376T/05 |  | 2011-08-24 |  | Trans health care | N I C U | TNHSP | TNHSP/AG/2011DT;1-7-2011 | 2011-08-24 | 2012-08-23 | 25200 |  |  |  | 29-12-2011 | Working | -1
977 | THIRUVALLUR | Lab Incubator | 00009/INCU/2 | C |  |  |  | 2011-03-18 |  | Jupiter Manufacturing works | Blood Bank | RCH | RCH-2/TNMSC/ENGG/7146/2010-2Dt;6/10/2010 |  | 2012-03-17 | 26500 |  |  |  | 29-12-2011 | Working | -1
978 | THIRUVALLUR | Mono cular Microscope | 00009/MOMS/5 | C |  |  |  | 2011-03-18 |  | Jupiter Manufacturing Works | Blood Bank | RCH | RCH-2/TNMSC/ENGG/7146/2010-2Dt;6/10/2010 |  | 2012-03-17 | 12500 |  |  |  | 29-12-2011 | Working | -1
979 | THIRUVALLUR | B.P.apparatus dial model | 00009/BPAD/2 | C |  |  |  | 2011-02-17 |  | South India Surgicals | Eye Dept | RCH | RCH-2/TNMSC/ENGG/7146/2010-2/6/10/2010 |  | 2012-02-16 | 295 |  |  |  | 29-12-2011 | Working | -1
980 | THIRUVALLUR | Laryngoscope fibreoptic ENT | 00009/LYFO/2 | B2 |  |  |  | 2011-01-13 |  | Jupiter Manufacturing Works | Store | RCH | RCH/TNMSC/ENGG/4538/2010-3/6/10/2010 |  | 2012-01-12 | 1540 |  |  |  | 29-12-2011 | Working | -1
981 | THIRUVALLUR | Laryngoscope(Paediatric) | 00009/LAGP/1 | C |  |  |  | 2010-12-10 |  | SOUTH INDIA SURGICALS | Paed Ward | RCH | RCH-2/TNMSC/ENGG/4538/2010-7/6/10/2010 |  | 2011-12-09 | 2400 |  |  |  | 29-12-2011 | Working | -1
982 | THIRUVALLUR | Haemoglobinometer | 00009/HBMT/2 | C |  |  |  | 2011-09-05 |  | Solokrafts Industries | Gen-Lab | RCH | RCH-2/TNMSC/ENGG/4538/2010-6/6-10-2010 |  | 2012-09-04 | 4300 |  |  |  | 29-12-2011 | Working | -1
983 | THIRUVALLUR | Haemoglobinometer | 00009/HBMT/4 | C |  |  |  | 2011-09-05 |  | Solokrafts industries | I C T C Lab | RCH | RCH-2/TNMSC/ENGG/4538/2010-6/6-10-2010 |  | 2012-09-04 | 4300 |  |  |  | 29-12-2011 | Working | -1
984 | THIRUVALLUR | Syringe Pump | 00009/SYRP/5 | B |  | 10103169 |  | 2010-12-17 |  | Schiller Healthcare india (p) Ltd | Store | RCH | RCH-2/TNMSC/ENGG/E-37/2010-2/23/9/2010 |  | 2013-12-16 | 26500 |  |  |  | 29-12-2011 | Working | -1
985 | THIRUVALLUR | Syringe Pump | 00009/SYRP/6 | B |  | 10103170 |  | 2010-12-17 |  | Schiller Healthcare India (P) Ltd | Store | RCH | RCH-2/TNMSC/ENGG/E-37/2010-2Dt;23/9/2010 |  | 2013-12-16 | 26500 |  |  |  | 29-12-2011 | Working | -1
986 | THIRUVALLUR | Syringe Pump | 00009/SYRP/7 | B |  | 10103171 |  | 2010-12-17 |  | Sciller Healtyhcare India (P) ltd | store | RCH | RCH-2/TNMSC/ENGG/E-37/2010-2Dt;23/9/2010 |  | 2013-12-16 | 26500 |  |  |  | 29-12-2011 | Working | -1
987 | THIRUVALLUR | Syringe Pump | 00009/SYRP/9 | B |  | 10103173 |  | 2010-12-17 |  | Schiller Healthcare India (P) Ltd | Store | RCH | RCH-2/TNMSC/ENGG/E-37/2010-2/23/9/2010 |  | 2013-12-16 | 26500 |  |  |  | 29-12-2011 | Working | -1
988 | THIRUVALLUR | Radiant Warmer | 00009/RAWR/1 | C |  |  |  | 1996-04-10 |  |  |  | DMS | 6505/S6/96/2/4/1996 |  |  | 0 |  |  |  | 2012-02-01 | Condemned | -1
989 | THIRUVALLUR | Foetal Monitor | 00009/FAMON/1 | B |  |  |  | 2003-07-30 |  | Associated Surgicals | Store | DMS | 45036/SPS/03 dt 12/06/2003 |  | 2006-07-29 | 5150 |  |  |  | 17-12-2010 | Condemned | -1
990 | THIRUVALLUR | Foetal Doppler | 00009/FDOP/1 | C | INDODOP |  |  | 2009-04-17 | HMS | Amman Surgicals~ Trichy. | L W | TNMSC |  |  | 2010-04-16 | 6900 |  |  |  | 17-12-2010 | Working | -1
991 | THIRUVALLUR | Foetal Doppler | 00009/FDOP/3 | C |  |  |  | 2003-07-30 |  | Associated Surgicals | (ANOP) L W | DMS | 45036/SPS/1/03 dt 12/06/03 |  | 2006-07-29 | 5150 |  |  |  | 17-12-2010 | Condemned | -1
992 | THIRUVALLUR | Magnavision Lamp | 00009/MAGL/1 | C | Kit |  |  | 2009-08-31 |  | Madras Surgical and Chemicals |  | NRHM |  |  | 2010-08-30 | 4450 |  |  |  | 17-12-2010 | Working | -1
993 | THIRUVALLUR | Magnavision Lamp | 00009/MAGL/2 | C | Meditech |  |  | 2009-05-10 |  | Saberwal Surgicals |  | NRHM |  |  | 2010-05-09 | 3500 |  |  |  | 17-12-2010 | Working | -1
994 | THIRUVALLUR | Phototherapy Unit | 00009/PHTU/5 | C | [6 empty] | NBW | DMS |  |  |  | 0 |  |  |  | 17-12-2010 | Condemned | -1
995 | THIRUVALLUR | Radiant Warmer | 00009/RAWR/1 | C | Nice Neo Tech - Nice 2007 | 10111101634 |  | 2010-11-25 |  | Madras Surgicals and Chemicals | N I C U | RCH | RCH-2/TNMSC/ENGG/E37/2010-3/30/7/2010 |  | 2011-11-24 | 17472 |  |  |  | 17-12-2010 | Working | -1
996 | THIRUVALLUR | Radiant Warmer | 00009/RAWR/2 | C | Nice Neo Tech - Nice 2007 |  |  | 2010-11-25 |  | Madras Surgicals and Chemicals |  | RCH |  |  | 2011-11-24 | 17472 |  |  |  | 17-12-2010 | Working | -1
997 | THIRUVALLUR | Radiant Warmer | 00009/RAWR/3 | C | Nice Neo Tech - Nice 2007 |  |  | 2010-11-25 |  | Madras Surgicals and Chemicals |  | RCH |  |  | 2011-11-24 | 17472 |  |  |  | 17-12-2010 | Working | -1
998 | TIRUTHANI | B.P.apparatus table model | 00010/BPAT/4 | C | Infant |  |  | 1996-02-29 |  | Associated surgicals | Store | DMS |  |  |  | 0 |  |  |  | 17-12-2010 | Condemned | -1
999 | THIRUVALLUR | Radiant Warmer | 00009/RAWR/4 | C | Nice Neo Tech - Nice 2007 |  |  | 2010-11-25 |  | Madras Surgicals and Chemicals |  | RCH |  |  | 2011-11-24 | 17472 |  |  |  | 17-12-2010 | Working | -1
1000 | THIRUVALLUR | Radiant Warmer | 00009/RAWR/5 | C | Nice Neo Tech - Nice 2007 |  |  | 2010-11-25 |  | Madras Surgicals and Chemicals |  | RCH |  |  | 2011-11-24 | 17472 |  |  |  | 17-12-2010 | Working | -1
1001 | THIRUVALLUR | Radiant Warmer | 00009/RAWR/6 | C | Nice Neo Tech - Nice 2007 |  |  | 2010-11-25 |  | Madras Surgicals and Chemicals |  | RCH |  |  | 2011-11-24 | 17472 |  |  |  | 17-12-2010 | Working | -1
1002 | THIRUVALLUR | Radiant Warmer | 00009/RAWR/7 | C | Nice Neo Tech - Nice 2007 |  |  | 2010-11-25 |  | Madras Surgicals and Chemicals |  | RCH |  |  | 2011-11-24 | 17472 |  |  |  | 17-12-2010 | Working | -1
1003 | THIRUVALLUR | Radiant Warmer | 00009/RAWR/8 | C | Nice Neo Tech - Nice 2007 |  |  | 2010-11-25 |  | Madras Surgicals and Chemicals |  | RCH |  |  | 2011-11-24 | 17472 |  |  |  | 17-12-2010 | Working | -1
1004 | THIRUVALLUR | Radiant Warmer | 00009/RAWR/9 | C | Phoenix |  |  | 2008-11-08 |  | Datex Omeda | NICU | TNHSP |  |  | 2009-11-07 | 18000 |  |  |  | 17-12-2010 | Working | -1
1005 | THIRUVALLUR | Radiant Warmer | 00009/RAWR/10 | C | Phoenix |  |  | 2008-11-08 |  | Datex Omeda | NICU | TNHSP |  |  | 2009-11-07 | 18000 |  |  |  | 17-12-2010 | Working | -1
1006 | THIRUVALLUR | Silastic vacuum extractor | 00009/VEXS/1 | C |  |  |  | 2007-08-03 |  | Madras Surgical and Chemicals | L W | TNHSP |  |  |  | 0 |  |  |  | 17-12-2010 | Condemned | -1
1007 | THIRUVALLUR | Silastic vacuum extractor | 00009/VEXS/2 | C |  |  |  | 2007-08-03 |  | Madras Surgical and Chemicals | L W | TNHSP |  |  |  | 0 |  |  |  | 17-12-2010 | Condemned | -1
1008 | THIRUVALLUR | Silastic vacuum extractor | 00009/VEXS/3 | C |  |  |  | 1999-05-07 |  | South India Surgicals and Co Ltd. | L.W | DMS |  |  |  | 0 |  |  |  | 17-12-2010 | Condemned | -1
1009 | THIRUVALLUR | Weighing machine adult | 00009/WTMA/1 | C | Flux Chart |  |  | 2009-11-13 |  | Regiol Co ??? Orditor (CandT) TANSACS~ Cheni. |  | TANSACS |  |  | 2010-11-12 | 500 |  |  |  | 17-12-2010 | Working | -1
1010 | THIRUVALLUR | Weighing machine adult | 00009/WTMA/2 | C | Flux Chart |  |  | 2009-11-13 |  | Regiol Co ??? Orditor (CandT) TANSACS~ Cheni. |  | TANSACS |  |  | 2010-11-12 | 500 |  |  |  | 17-12-2010 | Working | -1
1011 | THIRUVALLUR | Weighing machine adult | 00009/WTMA/3 | C | Flux Chart |  |  | 2009-11-13 |  | Regiol Co ??? Orditor (CandT) TANSACS~ Cheni. |  | TANSACS |  |  | 2010-11-12 | 500 |  |  |  | 17-12-2010 | Working | -1
1012 | THIRUVALLUR | Weighing machine adult | 00009/WTMA/4 | C | Flux Chart |  |  | 2009-04-11 |  | TANSACS~ Cheni. |  | TANSACS |  |  | 2010-04-10 | 500 |  |  |  | 17-12-2010 | Working | -1
1013 | THIRUVALLUR | Weighing machine adult | 00009/WTMA/5 | C | Manual |  |  | 2009-11-13 |  | Regiol Co ??? Orditor (CandT) TANSACS~ Cheni. |  | TANSACS |  |  | 2010-11-12 | 500 |  |  |  | 17-12-2010 | Working | -1
1014 | THIRUVALLUR | Weighing machine adult | 00009/WTMA/6 | C | Manual |  |  | 2009-11-13 |  | Regiol Co ??? Orditor (CandT) TANSACS~ Cheni. |  | TANSACS |  |  | 2010-11-12 | 500 |  |  |  | 17-12-2010 | Working | -1
1015 | THIRUVALLUR | Weighing machine adult | 00009/WTMA/7 | C | Manual |  |  | 2009-11-13 |  | Regiol Co ??? Orditor (CandT) TANSACS~ Cheni. |  | TANSACS |  |  | 2010-11-12 | 500 |  |  |  | 17-12-2010 | Working | -1
1016 | THIRUVALLUR | Weighing machine adult | 00009/WTMA/8 | C | Manual |  |  | 2009-04-11 |  | TANSACS~ Cheni. |  | TANSACS |  |  | 2010-04-10 | 500 |  |  |  | 17-12-2010 | Working | -1
1017 | THIRUVALLUR | Weighing machine infant | 00009/WTMB/1 | C | Baby |  |  | 2008-10-14 |  | Jupiter Manufacturing Works | Immunisation Clinic | TNHSP |  |  | 2009-09-13 | 563 |  |  |  | 17-12-2010 | Working | -1
1018 | THIRUVALLUR | Weighing machine infant | 00009/WTMB/2 | C | Baby |  |  | 2008-10-14 |  | Jupiter Manufacturing Works | Store | TNHSP |  |  | 2009-09-13 | 563 |  |  |  | 17-12-2010 | Working | -1
1019 | THIRUVALLUR | Weighing machine infant | 00009/WTMB/3 | C | Baby |  |  | 2009-01-07 |  | Vishal Hospital and Furniture |  | TNMSC |  |  | 2010-01-06 | 500 |  |  |  | 17-12-2010 | Working | -1
1020 | THIRUVALLUR | Weighing machine infant | 00009/WTMB/6 | C | Baby |  |  | 2009-01-07 |  | Vishal Hospital and Furniture |  | TNMSC |  |  | 2010-01-06 | 500 |  |  |  | 17-12-2010 | Working | -1
1021 | THIRUVALLUR | Laryngoscope(Paediatric) | 00009/LAGP/4 | C |  |  |  | 2012-07-12 |  | M/SAssociated Surgicals | Store | RCH | RCH-11/TNMSC/ENGG/E46(R)2012~08/05/2012 |  | 2012-07-11 | 1875 |  |  |  | 13-7-2012 | Working | -1
1022 | THIRUVALLUR | Focus lamp Ordinary | 00009/FOLP/15 | C | FL0803 |  |  | 2012-06-11 |  | M/sJupiter Manufacturing Works | Labour Ward | RCH | RCH-11/TNMSC/ENGG/E50/2011DT;26/12/2011 | 2012-06-11 | 2013-06-11 | 6200 |  |  |  | 13-7-2012 | Working | -1
1023 | THIRUVALLUR | Laryngoscope(Paediatric) | 00009/LAGP/2 | C |  |  |  | 2012-07-12 |  | M/s Associated Surgicals | Store | RCH | RCH-11/TNMSC/ENGG/E46(R02012~Dt05/07/2012 |  | 2012-07-11 | 1875 |  |  |  | 13-7-2012 | Working | -1
1024 | THIRUVALLUR | Laryngoscope(Paediatric) | 00009/LAGP/3 | C |  |  |  | 2012-07-12 |  | M/s Associated surgicals | Store | RCH | RCH-11/TNMSC/ENGG/E46(r)/2012dt;05/07/2012 |  | 2012-07-11 | 1875 |  |  |  | 13-7-2012 | Working | -1
1025 | THIRUVALLUR | Operating table Orthopedic | 00009/TAOR/1 | B | TYKO-8004A |  |  | 2012-08-27 |  | Jupiter manufacturing works | Ortho O T | TNMSC | 17785/TNMSC/ENGG/2011 Dt-28/04/2012 | 2012-08-27 | 2015-08-26 | 171500 |  |  |  | 27-8-2012 | Working | -1
1026 | THIRUVALLUR | O2 Cylinder- D type | 00009/OCD/1 | C |  |  |  | 2012-10-12 | M/S Beiging Tianhai Industry Co Ltd~China | M/S Jamuna Agencies | Store | OTHERS |  |  | 2013-10-11 | 8100 |  |  |  | 13-10-2012 | Working | -1
1027 | THIRUVALLUR | Colposcope | 00009/CALS/3 | B2 | ARI 11-ID |  |  | 2012-09-06 | M/S ARI TECHNOLOGY9GROUP)CO LTD | M/S SOUTH INDIA SURGICALS | GYNAE OP | TNHSP | TNHSP/TNMSC/ENGG/AG30/2011/DT;21/04/2012 | 2012-09-28 | 2013-09-27 | 130000 |  |  |  | 2013-06-02 | Working | -1
1028 | THIRUVALLUR | Washing Machine | 00009/WASH/1 | B2 | I F B SERINA VX | I F B SERINA VX |  | 2012-04-26 |  | M/S SARAVANAandamp;CO | M OT | OTHERS |  |  | 2013-04-25 | 25022 |  |  |  | 2013-06-02 | Working | -1
1029 | THIRUVALLUR | Orthopaedic Operation Table - Image Intensifier Compatible | 00009/OTOR/1 | B2 | TYKO-8004A | TYKO-8004A |  | 2012-08-27 |  | M/SJUPITER MANUFACTURING WORKS | E OT | TNMSC | 17785/TNMSC/ENGG/2011/DT;28/04/2012 | 2012-08-27 | 2015-08-26 | 171500 |  |  |  | 2013-06-02 | Working | -1
1030 | TIRUTHANI | Focus lamp Ordinary | 00010/FOLP/7 | C |  |  |  | 2015-02-17 | GESCO | GENERAL SURGICAL COMPANY (INDIA) PVT. LTD. CHENNAI | MATERNITY WARD LABOUR ROOM | TNMSC | 114/TNMSC/ENGG/2013-3 08-12-2014 | 2015-02-17 | 2018-02-16 | 11875 |  |  |  | 17-2-2015 | Working | -1
1031 | TIRUTHANI | Diathermy Machine (Electric Cautery) | 00010/SDIA/2 | B | ELSY 360 M+ | ASG 1M 1405075 |  | 2014-06-06 | ALAN ELECTRONIC SYSTEMS | JBS MEDITECH INDIA PVT LTD | OT - II | TNMSC | 17240/TNMSC/ENGG/2014-2 DT 16.05.2014 | 2014-06-06 | 2017-06-05 | 218000 |  |  |  | 15-9-2014 | Working | -1
1032 | TIRUTHANI | B.P.apparatus table model | 00010/BPAT/5 | C |  |  |  | 1995-04-21 |  |  | BB | State Aids Control Cell |  |  |  | 0 |  |  |  | 17-12-2010 | Condemned | -1
1033 | TIRUTHANI | Multi Para Monitor | 00010/MPM/1 | B2 | A300 | A13100101 |  | 2014-03-10 | SILVERLINE MEDITECH PVT. LTD. | SRI SYSTEMS AND SERVICES | OT I | OTHERS |  | 2014-03-18 | 2016-03-17 | 42000 |  |  |  | 2014-03-09 | Working | -1
1034 | TIRUTHANI | Foetal Doppler | 00010/FDOP/2 | C | JPD-100B | 8026100B02743 |  | 2013-12-18 | SHENZHEN JUMPER MEDICAL EQUIPMENT | SRI SYSTEMS andamp; SERVICES | LABOUR WARD | OTHERS |  | 2013-12-18 | 2014-12-17 | 5238 |  |  |  | 2014-03-09 | Working | -1
1035 | TIRUTHANI | CTG Monitor | 00010/CTGM/2 | B2 | MED 2000 | MED 2001401006 |  | 2014-07-08 | MEDWARE | SRI SYSTEMS AND SERVICES | LABOUR ROOM | OTHERS |  | 2014-07-08 | 2015-07-07 | 80000 |  |  |  | 13-9-2014 | Working | -1
1036 | TIRUTHANI | Multi Para Monitor | 00010/MPM/2 | B2 | G3 D | G3 DL60117 |  | 2014-06-30 | GENERAL MEDITECH INC~ CHINA | TRANSHEALTH CARE INDIA PRIVATE LTD.~ CHENNAI | STORES | TNMSC | 17240 / TNMSC / ENGG/ 2014 - 3 DATED 16.05.2014 | 2014-06-30 | 2017-06-29 | 60000 |  |  |  | 30-9-2014 | Working | -1
1037 | TIRUTHANI | Multi Para Monitor | 00010/MPM/4 | B2 | G3 D | G3 DL 60044 |  | 2014-06-30 | GENERAL MEDITECH INC~ CHINA | TRANSHEALTH CARE INDIA PRIVATE LIMITED | STORES | TNMSC | 17240/TNMSC/ENGG/2014-3 DATED 16.05.2014 | 2014-06-30 | 2017-06-29 | 60000 |  |  |  | 2014-08-10 | Working | -1
1038 | TIRUTHANI | Pulse Oximeter | 00010/SPO2/5 | B2 | RAD - 8 | M71720 |  | 2014-04-02 | MASIMO CORPORATION | GRACE MANUFACTURING AND TRADING COMPANY~ DELHI |  | TNMSC | RCH-II / TNMSC / ENGG /E67 / 2014 DATED- 05.03.2014 | 2014-04-02 | 2019-04-01 | 68968 |  |  |  | 2014-08-10 | Working | -1
1039 | TIRUTHANI | Pulse Oximeter | 00010/SPO2/6 | B2 | TTP 201 | BQ 1312100099 |  | 2014-04-02 | CONTEC | SRI SYSTEMS AND SERVICES~ CHENNAI |  | OTHERS |  | 2014-04-08 | 2015-04-07 | 16200 |  |  |  | 2014-08-10 | Working | -1
1040 | TIRUTHANI | ECG machine computerized | 00010/ECGC/2 | B | CARDIART 6108T | AVMP 3 K 22537 |  | 2014-10-08 | BPL | MEDIC INDIA~ CHENNAI | X RAY andamp; ECG OUT PATIENT DEPARTMENT | OTHERS | 3/PWS/GH/TRT DATED 1/10/2014 | 2014-10-08 | 2015-10-07 | 25238 |  |  |  | 2014-09-10 | Working | -1
1041 | TIRUTHANI | Water Bath/Ultrasonic Water Bath | 00010/WBAT/1 | C | SMI - 143 | 0 |  | 2014-09-01 | JINDAL | S.M. SCIENTIFIC INSTRUMENTS PVT. LTD. DELHI | OPERATION THEATRE | TNMSC | TNHSP / TNMSC / AG87 h (R) / 2014 DATED 10.04.2014 | 2014-09-01 | 2017-08-31 | 8262 |  |  |  | 2014-08-10 | Working | -1
1042 | TIRUTHANI | Pulse Oximeter | 00010/SPO2/4 | B2 | RAD - 8 | M71618 |  | 2014-04-02 | MASIMO CORPORATION | GRACE MANUFACTURING AND TRADING COMPANY | OT - II | TNMSC | RCH-II / TNMSC / ENGG / E67 / 2014 DT. 05.03.2014 | 2014-04-02 | 2019-04-01 | 68968 |  |  |  | 2014-08-10 | Working | -1
1043 | TIRUTHANI | Pulse Oximeter | 00010/SPO2/7 | B2 | TTP 201 | BQ 1312100143 |  | 2014-03-10 | CONTEC | SRI SYSTEMS AND SERVICES~ CHENNAI |  | OTHERS |  | 2014-03-18 | 2016-03-17 | 16200 |  |  |  | 2014-08-10 | Working | -1
1044 | TIRUTHANI | Pulse Oximeter | 00010/SPO2/8 | B2 | TTP 201 | BQ 1312100197 |  | 2014-03-10 | CONTEC | SRI SYSTEMS AND SERVICES~ CHENNAI |  | OTHERS |  | 2014-03-18 | 2016-03-17 | 16200 |  |  |  | 2014-08-10 | Working | -1
1045 | TIRUTHANI | PH meter | 00010/PHMT/1 | C | RPA-IGRTIOANPN | 1259 |  | 2014-03-18 | RLT INSTRUMENTATION PVT LTD. | RLT INSTRUMENTATION PVT. LTD | GENERAL LABORATORY | TNHSP |  |  | 2015-03-17 | 60221 |  |  |  | 2014-08-11 | Working | -1
1046 | TIRUTHANI | Weighing machine infant | 00010/WTMB/1 | C | SCS - 2010 |  |  | 2014-11-10 | SMART CARE |  | MATERNITY WARD |  |  |  | 2015-11-09 | 4990 |  |  |  | 2014-10-11 | Working | -1
1047 | TIRUTHANI | Baby Weighing Scale | 00010/BAWS/1 | C | 3RB15 | 812180 |  | 2014-11-13 |  |  | OT - II |  |  |  | 2015-11-12 | 4990 |  |  |  | 13-11-2014 | Working | -1
1048 | TIRUTHANI | B.P.apparatus dial model | 00010/BPAD/1 | C | Dail |  |  | 2002-12-10 |  | Associated surgicals | L W | DMS |  |  |  | 0 |  |  |  | 17-12-2010 | Condemned | -1
1049 | TIRUTHANI | B.P.apparatus dial model | 00010/BPAD/2 | C | Dial | 230MAR1005513 |  | 2010-07-21 |  | Vaishvi Equipments |  | HMF |  |  | 2011-07-20 | 800 |  |  |  | 17-12-2010 | Condemned | -1
1050 | TIRUTHANI | B.P.apparatus dial model | 00010/BPAD/3 | C | Dial | 230MAR1005512 |  | 2010-07-21 |  | Vaishvi Equipments |  | HMF |  |  | 2011-07-20 | 800 |  |  |  | 17-12-2010 | Condemned | -1
1051 | TIRUTHANI | B.P.apparatus dial model | 00010/BPAD/4 | C | Dial | 230MAR1005517 |  | 2010-07-26 |  | Vaishvi Equipments |  | HMF |  |  | 2011-07-25 | 800 |  |  |  | 17-12-2010 | Condemned | -1
1052 | TIRUTHANI | B.P.apparatus dial model | 00010/BPAD/5 | C | Dial | 230MAR1005518 |  | 2010-07-26 |  | Vaishvi Equipments |  | HMF |  |  | 2011-07-25 | 800 |  |  |  | 17-12-2010 | Working | -1
1053 | TIRUTHANI | B.P.apparatus stand model | 00010/BPAS/1 | C | Stand |  |  | 1985-08-01 |  | Associated surgicals | OT | DMS |  |  |  | 0 |  |  |  | 17-12-2010 | Condemned | -1
1054 | TIRUTHANI | B.P.apparatus stand model | 00010/BPAS/2 | C | Stand |  |  | 1985-08-01 |  | Associated surgicals | M W | DMS |  |  |  | 0 |  |  |  | 17-12-2010 | Condemned | -1
1055 | TIRUTHANI | B.P.apparatus stand model | 00010/BPAS/3 | C | Stand |  |  | 1996-04-16 |  | Eagle Surgicals | OT | DMS |  |  |  | 0 |  |  |  | 17-12-2010 | Condemned | -1
1056 | TIRUTHANI | B.P.apparatus stand model | 00010/BPAS/4 | C | Stand Model |  |  | 2004-12-22 |  | Associated surgicals | OT | DMS |  |  |  | 0 |  |  |  | 17-12-2010 | Condemned | -1
1057 | TIRUTHANI | B.P.apparatus stand model | 00010/BPAS/5 | C | Stand Model |  |  | 2004-12-22 |  | Associated surgicals | OT | DMS |  |  |  | 0 |  |  |  | 17-12-2010 | Condemned | -1
1058 | TIRUTHANI | B.P.apparatus table model | 00010/BPAT/1 | C | Box |  |  | 1999-02-16 |  | Alan Medicals | BB | DMS |  |  |  | 0 |  |  |  | 17-12-2010 | Condemned | -1
1059 | TIRUTHANI | B.P.apparatus table model | 00010/BPAT/2 | C | Box |  |  | 2010-07-21 |  | Vaishvi Equipments |  | HMF |  |  |  | 0 |  |  |  | 17-12-2010 | Condemned | -1
1060 | TIRUTHANI | ECG machine ordinary | 00010/ECGO/1 | B |  |  |  | 2009-03-20 |  | Solocraft Industries |  | SandP |  |  | 2012-03-19 | 27000 |  |  |  | 17-12-2010 | Working | -1
1061 | TIRUTHANI | Infusion pump | 00010/INPM/1 | C | Akas |  |  | 2007-03-27 |  | Akas Medicals | Store | TNHSP |  |  |  | 0 |  |  |  | 17-12-2010 | Condened | -1
1062 | TIRUTHANI | Multi Para Monitor | 00010/MPM/1 | B | XL Mon |  |  | 2007-01-27 |  | Silicon Labs | OT | TNHSP |  |  | 2008-02-26 | 70000 |  |  |  | 17-12-2010 | Not Working | -1
1063 | TIRUTHANI | Pulse Oximeter | 00010/SPO2/3 | B | NONIN Model 8600 |  |  | 1998-10-12 |  | Trans Health Care | OT | DMS |  |  |  | 0 |  |  |  | 17-12-2010 | Condemned | -1
1064 | TIRUTHANI | Dental Chair | 00010/DECH/1 | B2 |  |  |  | 1987-11-13 |  | JDHS Kancheepuram | Dental OP | JDHS Kancheepuram |  |  |  | 0 |  |  |  | 17-12-2010 | Condemned | -1
1065 | TIRUTHANI | Dental Chair | 00010/DECH/2 | B2 |  |  |  | 1987-11-13 |  | JDHS Kancheepuram | Condumn Room | JDHS Kancheepuram |  |  |  | 0 |  |  |  | 17-12-2010 | condemned | -1
1066 | TIRUTHANI | Laryngoscope(Adult) | 00010/LAGA/1 | C |  |  |  | 1996-02-29 |  | Associated surgicals | OT | DMS |  |  |  | 0 |  |  |  | 17-12-2010 | Condemned | -1
1067 | TIRUTHANI | Laryngoscope(Adult) | 00010/LAGA/2 | C |  |  |  | 1996-02-29 |  | Associated surgicals | F W | DMS |  |  |  | 0 |  |  |  | 17-12-2010 | Condemned | -1
1068 | TIRUTHANI | Laryngoscope(Paediatric) | 00010/LAGP/1 | C | Neotal |  |  | 1999-02-24 |  | Associated surgicals | L W | DMS |  |  |  | 0 |  |  |  | 17-12-2010 | Condemned | -1
1069 | TIRUTHANI | Opthalmoscope Indirect | 00010/OPMSI/1 | C | with out Lenss |  |  | 2009-03-20 |  | Suriya Surgicals |  | SandP |  |  | 2012-03-19 | 3000 |  |  |  | 17-12-2010 | Working | -1
1070 | TIRUTHANI | Slit Lamp | 00010/SLIT/1 | C | [6 empty] | Eye OP |  |  |  |  | 0 |  |  |  | 17-12-2010 | Condemned | -1
1071 | TIRUTHANI | Ultra Sonogram -MOBILE | 00010/IUSM/1 | B |  |  |  | 2010-05-28 |  | Wipro GE Health Care |  | TNHSP |  |  | 2011-05-27 | 600000 |  |  |  | 17-12-2010 | Working | -1
1072 | TIRUTHANI | Ultra Sonogram -MOBILE | 00010/IUSM/2 | B | F F Sonic |  |  | 1996-03-31 |  | Kody Elcot | OP | DMS |  |  |  | 0 |  |  |  | 17-12-2010 | Condemned | -1
1073 | TIRUTHANI | X-ray Machine 100 mA | 00010/XRY100/1 | B | 100 mA GE |  |  | 1987-11-13 |  | JDHS Kancheepuram | X-Ray Dept. | JDHS Kancheepuram |  |  | 1988-11-13 | 50000 |  |  |  | 17-12-2010 | Working | -1
1074 | TIRUTHANI | Binocular Mircroscope | 00010/BIMS/1 | B2 | Binocular |  |  | 2009-07-15 |  | Dist. TB Center~ Poomallee |  | DDHS |  |  | 2010-07-14 | 15000 |  |  |  | 17-12-2010 | Working | -1
1075 | TIRUTHANI | Blood Bank Refrigerator | 00010/BLDR/1 | B | Remi |  |  | 1999-05-21 |  | Remi Instruments | BB |  |  |  |  | 0 |  |  |  | 17-12-2010 | Condemned | -1
1076 | TIRUTHANI | Blood Bank Refrigerator | 00010/BLDR/2 | B | Remi |  |  | 2003-01-20 |  | Remi Instruments | Lab |  |  |  | 2004-01-19 | 50000 |  |  |  | 17-12-2010 | Working | -1
1077 | TIRUTHANI | Electric Calorimeter | 00010/CALO/1 | C | 8 Filter |  |  | 2000-07-01 |  | Alan Medicals | Lab | DMS |  |  |  | 0 |  |  |  | 17-12-2010 | Condemned | -1
1078 | TIRUTHANI | Electri centrifuger | 00010/CENT/1 | C |  |  |  | 1999-01-09 |  | Associated surgicals | BB | DMS |  |  |  | 0 |  |  |  | 17-12-2010 | Condemned | -1
1079 | TIRUTHANI | Electri centrifuger | 00010/CENT/2 | C |  |  |  | 1999-01-09 |  | Associated surgicals | BB | DMS |  |  |  | 0 |  |  |  | 17-12-2010 | Condemned | -1
1080 | TIRUTHANI | Electri centrifuger | 00010/CENT/3 | C |  |  |  | 2000-07-03 |  | Associated surgicals | Store | DMS |  |  |  | 0 |  |  |  | 17-12-2010 | Condemned | -1
1081 | TIRUTHANI | Electri centrifuger | 00010/CENT/4 | C |  |  |  | 2007-08-02 |  | Solocraft Industries | Store | TANSACC |  |  | 2008-08-02 | 5000 |  |  |  | 17-12-2010 | Working | -1
1082 | TIRUTHANI | Electri centrifuger | 00010/CENT/5 | C |  |  |  | 1995-04-21 |  |  | BB | State Aids Control Cell |  |  |  | 0 |  |  |  | 17-12-2010 | Condemned | -1
1083 | TIRUTHANI | Deep Freezer | 00010/DFRZR/1 | C |  |  |  | 2009-01-12 |  | Solocraft Industries |  | TANSACS |  |  |  | 50000 |  |  |  | 17-12-2010 | Transferred to GH - Thiruvallur | -1
1084 | TIRUTHANI | Distilled water stills | 00010/DWSL/1 | C | 4 Lts |  |  | 1999-07-15 |  | Gu Enter prices | Store | DMS |  |  |  | 0 |  |  |  | 17-12-2010 | Condemned | -1
1085 | TIRUTHANI | Hot Air oven | 00010/HAOV/1 | C | Small |  |  | 2003-08-19 |  |  | BB | State Aids Control Cell |  |  | 2004-08-18 | 10000 |  |  |  | 17-12-2010 | Working | -1
1086 | TIRUTHANI | Hot Air oven | 00010/HAOV/2 | C | Yarco-Big |  |  | 2000-10-03 |  | CO | Store | CO |  |  | 2001-10-02 | 10000 |  |  |  | 17-12-2010 | Working | -1
1087 | TIRUTHANI | Lab Incubator | 00010/INCU/1 | C | MC Dalal |  |  | 1998-11-23 |  | MC Dalal and Co | BB | DMS | [7 empty] | 17-12-2010 | Condemned | -1
1088 | TIRUTHANI | Lab Incubator | 00010/INCU/2 | C | MC Dalal |  |  | 1999-01-09 |  | MC Dalal and Co | BB | DMS |  |  |  | 0 |  |  |  | 17-12-2010 | Condemned | -1
1089 | TIRUTHANI | Mono cular Microscope | 00010/MOMS/1 | C | MC Dalal |  |  | 1995-12-15 |  | MC Dalal and Co | Store | State Aids Control Cell |  |  |  | 0 |  |  |  | 17-12-2010 | Condemned | -1
1090 | TIRUTHANI | Mono cular Microscope | 00010/MOMS/2 | C |  |  |  | 2000-10-03 |  | CO | BB | CO |  |  |  | 0 |  |  |  | 17-12-2010 | Condemned | -1
1091 | TIRUTHANI | Mono cular Microscope | 00010/MOMS/3 | C |  |  |  | 2000-10-03 |  | CO | Store | CO |  |  |  | 0 |  |  |  | 17-12-2010 | Condemned | -1
1092 | TIRUTHANI | Mono cular Microscope | 00010/MOMS/4 | C |  |  |  | 1995-04-21 |  |  | BB | State Aids Control Cell |  |  |  | 0 |  |  |  | 17-12-2010 | Condemned | -1
1093 | TIRUTHANI | Refrigerator | 00010/REFR/1 | C | 170 Lts. |  |  | 2006-06-02 |  | TNMSC | Lab | TNMSC |  |  | 2007-06-01 | 10000 |  |  |  | 17-12-2010 | Working | -1
1094 | TIRUTHANI | Refrigerator | 00010/REFR/2 | C | 170 Lts. |  |  | 2005-10-06 |  | Vasanth and Co | Lab |  |  |  | 2006-10-05 | 10000 |  |  |  | 17-12-2010 | Working | -1
1095 | TIRUTHANI | Refrigerator | 00010/REFR/3 | C | Godrej |  |  | 1996-04-18 |  | Godrej | OP | DMS |  |  |  | 0 |  |  |  | 17-12-2010 | Condemned | -1
1096 | TIRUTHANI | Refrigerator | 00010/REFR/4 | C | Godrej |  |  | 1996-04-18 |  | Godrej | GH Thiruvallur | DMS |  |  |  | 0 |  |  |  | 17-12-2010 | Condemned | -1
1097 | TIRUTHANI | Semi auto analyser | 00010/SEAA/1 | B2 | Point 180 |  |  | 1999-01-04 |  | Ranboxy Labs | Lab |  |  |  |  | 0 |  |  |  | 17-12-2010 | Condemned | -1
1098 | TIRUTHANI | Semi auto analyser | 00010/SEAA/2 | B2 | RX - 50 | TN10J008 |  | 2010-10-18 |  | Microlab Instruments |  | RCH |  |  | 2011-10-17 | 44400 |  |  |  | 17-12-2010 | Working | -1
1099 | TIRUTHANI | Urine Analyser | 00010/URNA/1 | C |  |  |  | 2009-03-26 |  | Solocraft Industries |  | SandP |  |  | 2012-03-25 | 112000 |  |  |  | 17-12-2010 | Working | -1
1100 | TIRUTHANI | Rotor / Shaker | 00010/VDRL/1 | C | MC Dalal |  |  | 2002-11-28 |  | MC Dalal and Co | Lab | DMS |  |  | 2005-11-27 | 5000 |  |  |  | 17-12-2010 | Working | -1
1101 | TIRUTHANI | Rotor / Shaker | 00010/VDRL/2 | C | Yarco |  |  | 2000-10-03 |  | CO | Store | CO |  |  | 2001-10-02 | 5000 |  |  |  | 17-12-2010 | Working | -1
1102 | TIRUTHANI | Rotor / Shaker | 00010/VDRL/3 | C |  |  |  | 2007-07-03 |  | Karthic Debacey Agencies | Store | TANSACC |  |  | 2008-07-02 | 5000 |  |  |  | 17-12-2010 | Working | -1
1103 | TIRUTHANI | VDRL Rotator / Mechanical Agitator | 00010/VDRLA/1 | C | Yarco |  |  | 2000-10-03 |  | CO | Store | CO |  |  | 2000-10-03 | 5000 |  |  |  | 17-12-2010 | Working | -1
1104 | TIRUTHANI | Auto Clave HP Horizontal-CYLINDRICAL | 00010/ACHC/1 | C | Horizontal |  |  | 2009-12-23 |  | Solocraft Industries |  | RCH |  |  | 2010-12-22 | 132000 |  |  |  | 17-12-2010 | Working | -1
1105 | TIRUTHANI | Autoclave vertical single bin | 00010/ACV1/1 | C | 1 Bin |  |  | 1997-03-29 |  | Associated surgicals | Condumn Room | DMS |  |  |  | 0 |  |  |  | 17-12-2010 | Condemned | -1
1106 | TIRUTHANI | Autoclave vertical single bin | 00010/ACV1/2 | C | 1 Bin |  |  | 1997-03-29 |  | Associated surgicals | Condumn Room | DMS |  |  |  | 0 |  |  |  | 17-12-2010 | Condemned | -1
1107 | TIRUTHANI | Autoclave vertical single bin | 00010/ACV1/3 | C | 1 Bin |  |  | 1997-03-29 |  | Associated surgicals | Condumn Room | DMS |  |  |  | 0 |  |  |  | 17-12-2010 | Condemned | -1
1108 | TIRUTHANI | Autoclave vertical single bin | 00010/ACV1/4 | C | 1 Bin |  |  | 1997-03-29 |  | Associated surgicals | Condumn Room | DMS |  |  |  | 0 |  |  |  | 17-12-2010 | Condemned | -1
1109 | TIRUTHANI | Autoclave vertical single bin | 00010/ACV1/5 | C | 1 Bin |  |  | 1995-04-21 |  |  | BB | State Aids Control Cell |  |  |  | 0 |  |  |  | 17-12-2010 | Condemned | -1
1110 | TIRUTHANI | Autoclave vertical single bin | 00010/ACV1/6 | C | 12x20 |  |  | 1999-01-07 |  | Associated surgicals | BB | DMS |  |  |  | 0 |  |  |  | 17-12-2010 | Condemned | -1
1111 | TIRUTHANI | Autoclave vertical single bin | 00010/ACV1/7 | C | 12x20 |  |  | 2001-05-24 |  | Associated surgicals | OP | DMS |  |  |  | 0 |  |  |  | 17-12-2010 | Condemned | -1
1112 | TIRUTHANI | Autoclave vertical single bin | 00010/ACV1/8 | C | 12x20 |  |  | 2001-05-24 |  | Associated surgicals | OP | DMS |  |  |  | 0 |  |  |  | 17-12-2010 | Condemned | -1
1113 | TIRUTHANI | Autoclave vertical single bin | 00010/ACV1/9 | C | 12x20 |  |  | 1996-03-20 |  | Muthumee Surgicals | OT | DMS |  |  |  | 15000 |  |  |  | 17-12-2010 | condemned | -1
1114 | TIRUTHANI | Autoclave vertical single bin | 00010/ACV1/10 | C | 20x12 |  |  | 2009-09-22 |  | JDHS |  | Transfer |  |  | 2010-09-21 | 11000 |  |  |  | 17-12-2010 | Working | -1
1115 | TIRUTHANI | Autoclave vertical single bin | 00010/ACV1/11 | C | 20x12 |  |  | 2009-09-22 |  | JDHS |  | Transfer |  |  | 2010-09-21 | 11000 |  |  |  | 17-12-2010 | Working | -1
1116 | TIRUTHANI | Autoclave vertical single bin | 00010/ACV1/12 | C | 20x12 |  |  | 2009-02-16 |  | Vishal Hospital and Furniture |  | SandP |  |  | 2012-02-15 | 16300 |  |  |  | 17-12-2010 | Working | -1
1117 | TIRUTHANI | Autoclave vertical single bin | 00010/ACV1/13 | C | 20x12 |  |  | 2009-02-16 |  | Vishal Hospital and Furniture |  | SandP |  |  | 2012-02-15 | 16300 |  |  |  | 17-12-2010 | Working | -1
1118 | TIRUTHANI | Auto Clave HP Vertical (2 bin) | 00010/ACV2/1 | C | 18*24 V |  |  | 1993-03-11 |  | JDHS Kancheepuram | Condumn Room | JDHS Kancheepuram |  |  |  | 11000 |  |  |  | 17-12-2010 | Condemned | -1
1119 | TIRUTHANI | Auto Clave HP Vertical (2 bin) | 00010/ACV2/2 | C | 18*24 V |  |  | 1994-04-16 |  | JDHS Kancheepuram | OT | JDHS Kancheepuram |  |  |  | 11000 |  |  |  | 17-12-2010 | Condemned | -1
1120 | TIRUTHANI | Auto Clave HP Vertical (2 bin) | 00010/ACV2/3 | C | 18*24 V |  |  | 1987-11-13 |  |  | Condumn Room | DMS |  |  |  | 0 |  |  |  | 17-12-2010 | Condemned | -1
1121 | TIRUTHANI | Auto Clave HP Vertical (2 bin) | 00010/ACV2/4 | C | 18*24 V |  |  | 1987-11-13 |  |  | Condumn Room | DMS |  |  |  | 0 |  |  |  | 17-12-2010 | Condemned | -1
1122 | TIRUTHANI | Auto Clave HP Vertical (2 bin) | 00010/ACV2/5 | C | Vertical 2 Bin |  |  | 2009-03-20 |  | Solocraft Industries |  | SandP |  |  | 2012-03-19 | 18500 |  |  |  | 17-12-2010 | Working | -1
1123 | TIRUTHANI | Auto Clave HP Vertical (2 bin) | 00010/ACV2/6 | C | Vertical 2 Bin |  |  | 2009-03-20 |  | Solocraft Industries |  | SandP |  |  | 2012-03-19 | 18500 |  |  |  | 17-12-2010 | Working | -1
1124 | TIRUTHANI | Auto Clave HP Vertical (2 bin) | 00010/ACV2/7 | C | Vertical 2 Bin |  |  | 2009-03-20 |  | Solocraft Industries |  | SandP |  |  | 2012-03-19 | 18500 |  |  |  | 17-12-2010 | Working | -1
1125 | TIRUTHANI | Auto Clave HP Vertical (2 bin) | 00010/ACV2/8 | C | Vertical 2 Bin |  |  | 2009-03-20 |  | Solocraft Industries |  | SandP |  |  | 2012-03-19 | 18500 |  |  |  | 17-12-2010 | Working | -1
1126 | TIRUTHANI | Focus lamp Ordinary | 00010/FOLP/1 | C |  |  |  | 1996-02-13 |  | Associated surgicals | OT | State Aids Control Cell |  |  |  | 0 |  |  |  | 17-12-2010 | Condemned | -1
1127 | TIRUTHANI | Focus lamp Ordinary | 00010/FOLP/2 | C |  |  |  | 1997-04-30 |  | Eagle Surgicals | OT | DMS |  |  |  | 0 |  |  |  | 17-12-2010 | Condemned | -1
1128 | TIRUTHANI | Focus lamp Ordinary | 00010/FOLP/3 | C |  |  |  | 1997-05-14 |  | General Surgicals | OT | DMS |  |  |  | 0 |  |  |  | 17-12-2010 | Condemned | -1
1129 | TIRUTHANI | Focus lamp Ordinary | 00010/FOLP/4 | C |  |  |  | 2006-01-11 |  | South India Surgicals | Store | DMS |  |  | 2007-01-10 | 1500 |  |  |  | 17-12-2010 | Working | -1
1130 | TIRUTHANI | Focus lamp Ordinary | 00010/FOLP/5 | C |  |  |  | 2006-01-11 |  | South India Surgicals | Store | DMS |  |  | 2007-01-10 | 1500 |  |  |  | 17-12-2010 | Working | -1
1131 | TIRUTHANI | Focus lamp Ordinary | 00010/FOLP/6 | C |  |  |  | 2006-01-11 |  | South India Surgicals | Store | DMS |  |  | 2007-01-10 | 1500 |  |  |  | 17-12-2010 | Working | -1
1132 | TIRUTHANI | Shadowless Lamp stand model | 00010/MOLT/1 | B |  |  |  | 2009-05-16 |  | General Surgicals |  | SandP |  |  | 2012-05-15 | 5425 |  |  |  | 17-12-2010 | Working | -1
1133 | TIRUTHANI | Shadowless Lamp stand model | 00010/MOLT/2 | B |  |  |  | 2009-05-16 |  | General Surgicals |  | SandP |  |  | 2012-05-15 | 5425 |  |  |  | 17-12-2010 | Working | -1
1134 | TIRUTHANI | Shadowless Lamp stand model | 00010/MOLT/3 | B |  |  |  | 2009-03-22 |  | Jupiter Manufacturing Works |  | SandP |  |  | 2012-03-21 | 13749 |  |  |  | 17-12-2010 | Working | -1
1135 | TIRUTHANI | Shadowless Lamp stand model | 00010/MOLT/4 | B |  |  |  | 2009-03-26 |  | Jupiter Manufacturing Works |  | SandP |  |  | 2012-03-25 | 13749 |  |  |  | 17-12-2010 | Working | -1
1136 | TIRUTHANI | Shadowless Lamp stand model | 00010/MOLT/5 | B |  |  |  | 2001-02-27 |  | Associated surgicals | Store | DMS |  |  |  | 13749 |  |  |  | 17-12-2010 | Condemned | -1
1137 | TIRUTHANI | Shadowless Lamp stand model | 00010/MOLT/6 | B |  |  |  | 2001-02-27 |  | Associated surgicals | Store | DMS |  |  |  | 13749 |  |  |  | 17-12-2010 | Condemned | -1
1138 | TIRUTHANI | Suction Apparatus - Electrical | 00010/SAEL/1 | C | Electrical |  |  | 2007-10-01 |  | Jupiter Manufacturing Works | L W | TNMSC |  |  | 2012-09-30 | 5500 |  |  |  | 17-12-2010 | Working | -1
1139 | TIRUTHANI | Suction Apparatus - Electrical | 00010/SAEL/2 | C | Electrical |  |  | 2007-10-01 |  | Jupiter Manufacturing Works | Store | TNMSC |  |  | 2012-09-30 | 5500 |  |  |  | 17-12-2010 | Working | -1
1140 | TIRUTHANI | Suction Apparatus - Electrical | 00010/SAEL/3 | C | Electrical |  |  | 2007-10-01 |  | Jupiter Manufacturing Works | Store | TNMSC |  |  | 2012-09-30 | 5500 |  |  |  | 17-12-2010 | Working | -1
1141 | TIRUTHANI | Suction Apparatus - Electrical | 00010/SAEL/4 | C | Electrical |  |  | 2007-10-01 |  | Jupiter Manufacturing Works | F W | TNMSC |  |  | 2012-09-30 | 5500 |  |  |  | 17-12-2010 | Working | -1
1142 | TIRUTHANI | Suction Apparatus - Electrical | 00010/SAEL/5 | C | Electrical |  |  | 1996-12-03 |  | Leading india Lab | OT | DMS |  |  |  | 0 |  |  |  | 17-12-2010 | Condemned | -1
1143 | TIRUTHANI | Suction Apparatus - Electrical | 00010/SAEL/6 | C | MTP |  |  | 1987-11-02 |  |  | L W | DMS |  |  |  | 0 |  |  |  | 17-12-2010 | Condemned | -1
1144 | TIRUTHANI | Suction Apparatus - Electrical | 00010/SAEL/7 | C |  |  |  | 1999-02-16 |  | Alan Medicals | M W | DMS |  |  | 2000-02-15 | 5500 |  |  |  | 17-12-2010 | Condemned | -1
1145 | TIRUTHANI | Suction Apparatus - Electrical | 00010/SAEL/8 | C |  |  |  | 2001-09-02 |  | Alan Medicals | F W | DMS |  |  |  | 5500 |  |  |  | 17-12-2010 | Condemned | -1
1146 | TIRUTHANI | Suction Apparatus - Electrical | 00010/SAEL/9 | C |  |  |  | 1997-03-27 |  | Associated surgicals | F W | DMS |  |  |  | 0 |  |  |  | 17-12-2010 | Condemned | -1
1147 | TIRUTHANI | Suction Apparatus - Electrical | 00010/SAEL/10 | C |  |  |  | 1997-03-27 |  | Associated surgicals | M W | DMS |  |  |  | 0 |  |  |  | 17-12-2010 | Condemned | -1
1148 | TIRUTHANI | Suction Apparatus - Electrical | 00010/SAEL/11 | C |  |  |  | 2009-05-16 |  | General Surgicals |  | SandP |  |  | 2012-05-15 | 5500 |  |  |  | 17-12-2010 | Working | -1
1149 | TIRUTHANI | Suction Apparatus - Electrical | 00010/SAEL/12 | C |  |  |  | 2009-05-16 |  | General Surgicals |  | SandP |  |  | 2012-05-15 | 5500 |  |  |  | 17-12-2010 | Working | -1
1150 | TIRUTHANI | Suction Apparatus - Electrical | 00010/SAEL/13 | C |  |  |  | 2009-03-22 |  | Jupiter Manufacturing Works |  | SandP |  |  | 2012-03-21 | 5500 |  |  |  | 17-12-2010 | Working | -1
1151 | TIRUTHANI | Suction Apparatus - Electrical | 00010/SAEL/14 | C |  |  |  | 2009-03-22 |  | Jupiter Manufacturing Works |  | SandP |  |  | 2012-03-21 | 5500 |  |  |  | 17-12-2010 | Working | -1
1152 | TIRUTHANI | Suction Apparatus - Electrical | 00010/SAEL/15 | C |  |  |  | 2009-03-22 |  | Jupiter Manufacturing Works |  | SandP |  |  | 2012-03-21 | 5500 |  |  |  | 17-12-2010 | Working | -1
1153 | TIRUTHANI | Suction Apparatus - Electrical | 00010/SAEL/16 | C |  |  |  | 2009-03-22 |  | Jupiter Manufacturing Works |  | SandP |  |  | 2012-03-21 | 5500 |  |  |  | 17-12-2010 | Working | -1
1154 | TIRUTHANI | Suction Apparatus - Electrical | 00010/SAEL/17 | C |  |  |  | 1996-02-27 |  | Saberval Brothers | F W | DMS |  |  |  | 5500 |  |  |  | 17-12-2010 | Condemned | -1
1155 | TIRUTHANI | Suction Apparatus - Electrical | 00010/SAEL/18 | C |  |  |  | 2009-02-16 |  | Vishal Hospital and Furniture |  | SandP |  |  | 2012-02-15 | 5500 |  |  |  | 17-12-2010 | Working | -1
1156 | TIRUTHANI | Suction Apparatus - Electrical | 00010/SAEL/19 | C |  |  |  | 2009-02-16 |  | Vishal Hospital and Furniture |  | SandP |  |  | 2012-02-15 | 5500 |  |  |  | 17-12-2010 | Working | -1
1157 | TIRUTHANI | Suction Apparatus - Electrical | 00010/SAEL/20 | C |  |  |  | 2009-02-16 |  | Vishal Hospital and Furniture |  | SandP |  |  | 2012-02-15 | 5500 |  |  |  | 17-12-2010 | Working | -1
1158 | TIRUTHANI | Suction Apparatus - Electrical | 00010/SAEL/21 | C |  |  |  | 2009-02-16 |  | Vishal Hospital and Furniture |  | SandP |  |  | 2012-02-15 | 5500 |  |  |  | 17-12-2010 | Working | -1
1159 | TIRUTHANI | Diathermy Machine (Electric Cautery) | 00010/SDIA/1 | B |  |  |  | 2006-02-13 |  | Associated surgicals | OT | State Aids Control Cell |  |  | 2007-02-12 | 19500 |  |  |  | 17-12-2010 | Working | -1
1160 | TIRUTHANI | Sterilizer big (Instrument) | 00010/STBG/1 | C | 18x8x6 |  |  | 1985-01-18 |  | Barath Surgicals | OP | DMS |  |  |  | 0 |  |  |  | 17-12-2010 | Condemned | -1
1161 | TIRUTHANI | Sterilizer big (Instrument) | 00010/STBG/2 | C | 18x8x6 |  |  | 1985-01-18 |  | Barath Surgicals | OP | DMS |  |  |  | 0 |  |  |  | 17-12-2010 | Condemned | -1
1162 | TIRUTHANI | Sterilizer big (Instrument) | 00010/STBG/3 | C | 18x8x6 |  |  | 1985-01-18 |  | Barath Surgicals | M W | DMS |  |  |  | 0 |  |  |  | 17-12-2010 | Condemned | -1
1163 | TIRUTHANI | Sterilizer big (Instrument) | 00010/STBG/4 | C | 18x8x6 |  |  | 1985-01-18 |  | Barath Surgicals | OT | DMS |  |  |  | 0 |  |  |  | 17-12-2010 | Condemned | -1
1164 | TIRUTHANI | Sterilizer Medium (Instrument) | 00010/STMD/1 | C |  |  |  | 1995-10-17 |  | TTK Pharmacy | OP | State Aids Control Cell |  |  |  | 0 |  |  |  | 17-12-2010 | Condemned | -1
1165 | TIRUTHANI | Operation Table Hydraulic Major | 00010/TAMA/1 | B2 |  |  |  | 1985-02-20 |  | Associated surgicals | OT | DMS |  |  |  | 0 |  |  |  | 17-12-2010 | Condemned | -1
1166 | TIRUTHANI | Operation Table Hydraulic Major | 00010/TAMA/4 | B2 |  |  |  | 2009-03-20 |  | Vibash Coimbatore Surgicals |  | SandP |  |  | 2012-03-19 | 55120 |  |  |  | 17-12-2010 | Working | -1
1167 | TIRUTHANI | Alpha Bed with motor | 00010/ABM/1 | C | Dy Care |  |  | 2003-08-20 |  | Associated surgicals | L W | DMS |  |  |  | 7760 |  |  |  | 17-12-2010 | Condemned | -1
1168 | TIRUTHANI | Alpha Bed with motor | 00010/ABM/2 | C | Dy Care |  |  | 2003-08-20 |  | Associated surgicals | F W | DMS |  |  |  | 7760 |  |  |  | 17-12-2010 | Condemned | -1
1169 | TIRUTHANI | Alpha Bed with motor | 00010/ABM/3 | C |  |  |  | 1997-02-13 |  | South India Surgicals | M W | DMS |  |  |  | 5000 |  |  |  | 17-12-2010 | Condemned | -1
1170 | TIRUTHANI | Generator | 00010/GEN/1 | C | 1 KVA 1000K |  |  | 1996-02-20 |  | Brila Yamaha | F W | DMS |  |  |  | 0 |  |  |  | 17-12-2010 | Condemned | -1
1171 | TIRUTHANI | Generator | 00010/GEN/2 | C | EXK2800 |  |  | 2005-10-03 |  | Honda siel Power Products | BB | DMS |  |  |  | 0 |  |  |  | 17-12-2010 | Condemned | -1
1172 | TIRUTHANI | Generator | 00010/GEN/3 | C |  |  |  | 2007-03-28 |  | Fermir Engineering | L W |  |  |  | 2008-03-29 | 50626 |  |  |  | 17-12-2010 | Working | -1
1173 | TIRUTHANI | Generator | 00010/GEN/4 | C |  |  |  | 2007-03-28 |  | Fermir Engineering | OT |  |  |  | 2008-03-29 | 50626 |  |  |  | 17-12-2010 | Working | -1
1174 | TIRUTHANI | Inverter | 00010/INV/1 | C | 1 KVA |  |  | 2006-08-26 |  | TNMSC | Store | TNMSC |  |  |  | 0 |  |  |  | 17-12-2010 | Condemned | -1
1175 | TIRUTHANI | Inverter | 00010/INV/2 | C | 1 KVA |  |  | 2006-08-26 |  | TNMSC | Store | TNMSC |  |  |  | 0 |  |  |  | 17-12-2010 | Condemned | -1
1176 | TIRUTHANI | Nebuliser Adult | 00010/NEBA/1 | C | Italian Make |  |  | 1999-05-25 |  | Associated surgicals | L W | DMS |  |  |  | 0 |  |  |  | 17-12-2010 | Condemned | -1
1177 | TIRUTHANI | Nebuliser Adult | 00010/NEBA/2 | C | Phoenix |  |  | 1996-03-27 |  | Phoenix Medicals | L W | IPPV |  |  |  | 0 |  |  |  | 17-12-2010 | Condemned | -1
1178 | TIRUTHANI | Needle destroyer / Syringe Destroyer | 00010/NEED/1 | C | Microsil |  |  | 2005-07-14 |  | Linco Scientific India Ltd. | OP | AIDS |  |  | 2008-07-13 | 2500 |  |  |  | 17-12-2010 | Working | -1
1179 | TIRUTHANI | Needle destroyer / Syringe Destroyer | 00010/NEED/2 | C | Microsil |  |  | 2003-06-23 |  | Linco Scientific India Ltd. | L W | DMS |  |  | 2006-06-22 | 2500 |  |  |  | 17-12-2010 | Working | -1
1180 | TIRUTHANI | Needle destroyer / Syringe Destroyer | 00010/NEED/3 | C | Microsil |  |  | 2003-06-23 |  | Linco Scientific India Ltd. | OT | DMS |  |  |  | 0 |  |  |  | 17-12-2010 | Condemned | -1
1181 | TIRUTHANI | Needle destroyer / Syringe Destroyer | 00010/NEED/4 | C | Microsil |  |  | 2003-06-23 |  | Linco Scientific India Ltd. | VCTC Lab | DMS |  |  |  | 0 |  |  |  | 17-12-2010 | Condemned | -1
1182 | TIRUTHANI | Needle destroyer / Syringe Destroyer | 00010/NEED/5 | C |  | 671 |  | 2010-07-22 |  | Linco ScientificInstruments and Chemicals |  | TANSACS |  |  | 2013-07-21 | 2500 |  |  |  | 17-12-2010 | Working | -1
1183 | TIRUTHANI | Needle destroyer / Syringe Destroyer | 00010/NEED/6 | C |  |  |  | 2002-10-10 |  |  | Lab | State Aids Control Cell |  |  |  | 0 |  |  |  | 17-12-2010 | Condemned | -1
1184 | TIRUTHANI | Weighing Machine Electronic | 00010/WME/1 | C | Electronic |  |  | 2009-03-20 |  | Suriya Surgicals |  | SandP |  |  | 2012-03-19 | 10920 |  |  |  | 17-12-2010 | Working | -1
1185 | TIRUTHANI | Weighing Machine Electronic | 00010/WME/2 | C | Electronic |  |  | 2009-03-20 |  | Suriya Surgicals |  | SandP |  |  | 2010-03-20 | 10920 |  |  |  | 17-12-2010 | Working | -1
1186 | TIRUTHANI | Formaline dispenser | 00010/FORD/1 | C |  |  |  | 2003-11-21 |  | South India Surgicals | OT | DMS |  |  | 2004-11-20 | 2500 |  |  |  | 17-12-2010 | Working | -1
1187 | TIRUTHANI | Formaline dispenser | 00010/FORD/2 | C |  |  |  | 2003-11-21 | South India Surgicals | South India Surgicals | OT | DMS |  |  | 2004-11-20 | 2500 |  |  |  | 17-12-2010 | Working | -1
1188 | TIRUTHANI | Boyles apparatus with out Circle Abosrber | 00010/BAOCA/1 | B | IOL |  |  | 1984-06-03 |  | Indian Oxygen Pvt. Ltd. | OT | DMS |  |  |  | 11000 |  |  |  | 17-12-2010 | Condemned | -1
1189 | TIRUTHANI | Boyles apparatus with out Circle Abosrber | 00010/BAOCA/2 | B | IOL |  |  | 1996-02-26 |  | JDHS Kancheepuram | OT | DMS |  |  |  | 11000 |  |  |  | 17-12-2010 | Condemned | -1
1190 | TIRUTHANI | Boyles apparatus with out Circle Abosrber | 00010/BAOCA/3 | B | Ohmeda |  |  | 1996-03-26 |  | Ohmeda | OT | DMS |  |  | 1996-03-25 | 162354 |  |  |  | 17-12-2010 | Working | -1
1191 | TIRUTHANI | Foetal Monitor | 00010/FAMON/1 | B |  |  |  | 2003-08-20 |  | Associated surgicals | L W | DMS |  |  |  | 0 |  |  |  | 17-12-2010 | Condemned | -1
1192 | TIRUTHANI | Foetal Monitor | 00010/FAMON/2 | B |  |  |  | 1996-06-19 |  | JDHS Thiruvallur | L W | JDHS Thiruvallur |  |  |  | 0 |  |  |  | 17-12-2010 | Condemned | -1
1193 | TIRUTHANI | Phototherapy Unit | 00010/PHTU/1 | C | Meditrain Instruments |  |  | 1996-07-03 |  | Bet Medicals | L W | DMS |  |  |  | 0 |  |  |  | 17-12-2010 | Condemned | -1
1194 | TIRUTHANI | Phototherapy Unit | 00010/PHTU/6 | C | Phoenix |  |  | 1999-03-23 |  | Phoenix Medicals | L W | DMS |  |  |  | 0 |  |  |  | 17-12-2010 | Condemned | -1
1195 | TIRUTHANI | Radiant Warmer | 00010/RAWR/5 | C | Phoenix |  |  | 1996-03-27 |  | Phoenix Medicals | L W | DMS |  |  |  | 0 |  |  |  | 17-12-2010 | Condemned | -1
1196 | TIRUTHANI | Radiant Warmer | 00010/RAWR/6 | C | Phoenix |  |  | 1999-03-23 |  | Phoenix Medicals | L W | DMS |  |  |  | 0 |  |  |  | 17-12-2010 | Condemned | -1
1197 | TIRUTHANI | Radiant Warmer | 00010/RAWR/7 | C | Phoenix |  |  | 1999-03-23 |  | Phoenix Medicals | L W | DMS |  |  |  | 0 |  |  |  | 17-12-2010 | Condemned | -1
1198 | TIRUTHANI | Silastic vacuum extractor | 00010/VEXS/1 | C | Silastic |  |  | 2007-04-17 |  | Madras Surgicals | Store | TNHSP |  |  |  | 0 |  |  |  | 17-12-2010 | Condemned | -1
1199 | TIRUTHANI | Silastic vacuum extractor | 00010/VEXS/2 | C | Silastic |  |  | 2007-04-17 |  | Madras Surgicals | Store | TNHSP |  |  |  | 0 |  |  |  | 17-12-2010 | Condemned | -1
1200 | TIRUTHANI | Weighing machine adult | 00010/WTMA/1 | C | Adult |  |  | 2007-08-02 |  | Solocraft Industries | Store | TANSACC |  |  | 2008-08-01 | 500 |  |  |  | 17-12-2010 | Working | -1
1201 | UTHUKOTTAI | Printer | 00011/PRINT/1 | C | HLS 5250DN |  |  | 2009-03-03 |  | Lipi Data Systems Ltd. |  |  | 103945 dt 20/02/09 |  | 2010-03-02 | 8500 |  |  |  | 29-6-2011 | Working | -1
1202 | UTHUKOTTAI | Computer | 00011/COMP/1 | C |  |  |  | 2009-03-29 |  | Broad Line Computer Systems |  | TNHSP | TNHSP/TNMSC/P1H1/09 dt 22/01/09 |  | 2010-03-28 | 24890 |  |  |  | 29-6-2011 | Working | -1
1203 | UTHUKOTTAI | UPS | 00011/UPS/1 | C | 600VA |  |  | 2009-04-27 |  | R. K. Tech Hard andamp; Soft |  | TNHSP | TNHSP/TNMSC/P1H6/08 dt 16/02/09 |  | 2010-04-26 | 7900 |  |  |  | 29-6-2011 | Working | -1
1204 | UTHUKOTTAI | Shadowless Lamp stand model | 00011/MOLT/3 | B | Mobile |  |  | 2009-03-27 |  | Jupiter Manufacturing Works |  | DMS | 47975/Sandamp;P/1/08 dt 04/02/09 |  | 2010-03-26 | 27040 |  |  |  | 29-6-2011 | Working | -1
1205 | UTHUKOTTAI | Magnavision Lamp | 00011/MAGL/1 | C | Frame Holding Lence made of metal |  |  | 2011-03-18 |  | Jupiter Manufacturing Works |  | DRHM | 04R/NRHM/TNMSC/ENGG/11 dt 12/2011 |  | 2012-03-17 | 4400 |  |  |  | 29-6-2011 | Working | -1
1206 | UTHUKOTTAI | Magnavision Lamp | 00011/MAGL/2 | C | Medi Tech |  |  | 2009-10-07 |  | Saberwal Surgicals Co. Pvt. Ltd. |  | DRHM | 04/NRHM/HSP/TNMSC/09-MV dt 29/06/09 |  | 2010-10-06 | 3500 |  |  |  | 29-6-2011 | Working | -1
1207 | UTHUKOTTAI | Suction Apparatus - Electrical | 00011/SAEL/5 | C |  |  |  | 2009-02-17 |  | Vishal Hospital Steel Furniture Manufacturer andamp; Co. |  | DMS | 51190/Sandamp;P/1/08-2 dt 10/11/08 |  | 2012-02-16 | 4410 |  |  |  | 29-6-2011 | Working | -1
1208 | UTHUKOTTAI | Suction Apparatus - Electrical | 00011/SAEL/6 | C |  |  |  | 2009-03-24 |  | Jupiter Manufacturing Works |  | DMS | 47975/Sandamp;P/1/08 dt 04/02/09 |  | 2012-03-23 | 5500 |  |  |  | 29-6-2011 | Working | -1
1209 | UTHUKOTTAI | Laryngoscope(Adult) | 00011/LAGA/1 | C |  |  |  | 2009-03-24 |  | Jupiter Manufacturing Works |  | DMS | 47975/Sandamp;P/1/08 dt 04/02/08 |  | 2012-03-23 | 3450 |  |  |  | 29-6-2011 | Working | -1
1210 | UTHUKOTTAI | Operation Table Hydraulic Major | 00011/TAMA/1 | B2 |  |  |  | 2009-05-21 |  | General Surgical Co. Pvt. Ltd. |  | DMS | 51190/Sandamp;P/1/08 dt 10/11/08 |  | 2012-05-21 | 62460 |  |  |  | 29-6-2011 | Working | -1
1211 | UTHUKOTTAI | Nebuliser Adult | 00011/NEBA/1 | C |  |  |  | 1999-05-25 |  | Associated Surgicals (India) |  | DMS | 29550/CPII/1/99 dt 07/05/95 |  |  | 4250 |  |  |  | 29-6-2011 | Condemned | -1
1212 | UTHUKOTTAI | Nebuliser Adult | 00011/NEBA/2 | C |  | 63002316 |  | 2008-12-05 |  | From JDHS Thiruvallur |  | OTHERS |  |  | 2009-12-04 | 1200 |  |  |  | 29-6-2011 | Working | -1
1213 | UTHUKOTTAI | ECG machine ordinary | 00011/ECGO/2 | B2 | cardiofax | B4231208 |  | 2009-08-18 | MEDICAID SYSTEMS | G H GOOMMIDI POONDI | E C G ROOM ( 12) | OTHERS |  |  | 2010-08-17 | 27000 |  |  |  | 19-11-2013 | Working | -1
1214 | UTHUKOTTAI | Dental Chair(Electric/Hydraulic/Manual) | 00011/DECH/1 | B2 |  |  |  | 2008-03-10 | Confident dental equipment | Confident dental equipment | Dental op | TNMSC | 1253/TNMSC/ENGG/2007 DT 27/10/2007 |  | 2011-03-09 | 99200 |  |  |  | 19-11-2013 | Working | -1
1215 | UTHUKOTTAI | B.P.apparatus stand model | 00011/BPAS/5 | C | Stand |  |  | 2008-12-22 |  | Jupiter Manufacturing Works | OP | TNHSP | TNHSP/TNMSC/P3E16 dt 29/08/08 |  | 2009-12-21 | 1090 |  |  |  | 17-12-2010 | Working | -1
1216 | UTHUKOTTAI | B.P.apparatus table model | 00011/BPAT/3 | C | [6 empty] | Store |  |  |  |  | 0 |  |  |  | 17-12-2010 | Condemned | -1
1217 | UTHUKOTTAI | B.P.apparatus table model | 00011/BPAT/4 | C | [6 empty] | Ward |  |  |  |  | 0 |  |  |  | 17-12-2010 | Condemned | -1
1218 | UTHUKOTTAI | Laryngoscope(Paediatric) | 00011/LAGP/1 | C | Infant |  |  | 1996-03-05 |  | Associated surgicals | Store | IPPV |  |  |  | 0 |  |  |  | 17-12-2010 | Condemned | -1
1219 | UTHUKOTTAI | Laryngoscope(Paediatric) | 00011/LAGP/2 | C | Paediatric |  |  | 1996-03-05 |  | Associated surgicals | Store | IPPV |  |  |  | 0 |  |  |  | 17-12-2010 | Condemned | -1
1220 | UTHUKOTTAI | Ultra Sonogram -MOBILE | 00011/IUSM/1 | B | UF4500N | 12151508 |  | 1996-06-26 | F F Sonic | Kody Elcot | Scan Room | IPPV |  |  | 1997-06-25 | 120000 |  |  |  | 17-12-2010 | Working | -1
1221 | UTHUKOTTAI | Refrigerator | 00011/REFR/2 | C | Godrej |  |  | 1996-04-19 | Godrej | Godrej | Lab | IPPV |  | 1996-04-19 | 1997-04-18 | 6000 |  |  |  | 17-12-2010 | Working | -1
1222 | UTHUKOTTAI | Refrigerator | 00011/REFR/3 | C | Godrej |  |  | 1996-04-19 |  | Gorej | Injection Room | IPPV |  |  | 1997-04-18 | 6000 |  |  |  | 17-12-2010 | Working | -1
1223 | UTHUKOTTAI | Auto Clave HP Vertical (2 bin) | 00011/ACV2/1 | C | Vertical |  |  |  |  | Muthumee Surgicals | Injection Room | IPPV |  |  | 2011-12-16 | 15000 |  |  |  | 17-12-2010 | Working | -1
1224 | UTHUKOTTAI | Shadowless Lamp stand model | 00011/MOLT/1 | B | Padestel 18" Dome |  |  | 1985-05-11 | Arko Make AFMA 18 |  | L R |  |  |  |  | 2620 |  |  |  | 17-12-2010 | Condemned | -1
1225 | AVADI | Glucometer | 00001/GLMT/1 | C |  |  |  | 1998-12-17 |  | Associated Surgicals | Store |  |  |  |  | 0 |  |  |  | 17-12-2010 | Condemned | -1
1226 | UTHUKOTTAI | Suction Apparatus - Electrical | 00011/SAEL/1 | C | Electrical |  |  | 1996-02-26 |  | Leading india Lab | Ward | IPPV |  |  |  | 5842 |  |  |  | 17-12-2010 | Condemned | -1
1227 | UTHUKOTTAI | Sterilizer big (Instrument) | 00011/STBG/1 | C | [6 empty] | Store |  |  |  |  | 0 |  |  |  | 17-12-2010 | Condemned | -1
1228 | UTHUKOTTAI | Sterilizer big (Instrument) | 00011/STBG/2 | C | [6 empty] | Store |  |  |  |  | 0 |  |  |  | 17-12-2010 | Condemned | -1
1229 | UTHUKOTTAI | Nebuliser Adult | 00011/NEBA/1 | C |  |  |  | 1996-03-26 |  | Phoenix Medicals | Ward | IPPV |  |  |  | 4010 |  |  |  | 17-12-2010 | Condemned | -1
1230 | UTHUKOTTAI | Shadowless Lamp stand model | 00011/MOLT/2 | B | 4 Halgen |  |  | 2009-03-24 |  | Jupiter Manufacturing Works | Store | DMS | 47975/Sandamp;P/1/08 dt 04/02/09 |  | 2012-03-23 | 40000 |  |  |  | 18-5-2011 | Working | -1
1231 | UTHUKOTTAI | Phototherapy Unit | 00011/PHTU/1 | C |  |  |  | 1996-08-03 |  | Bet Medicals | L W | IPPV | IPPV/40/92/KBI/96 dt 05/03/96 |  | 1997-08-02 | 5600 |  |  |  | 17-12-2010 | Working | -1
1232 | UTHUKOTTAI | Radiant Warmer | 00011/RAWR/1 | C |  |  |  | 1996-03-26 |  | Phoenix Medical Systems | L W | IPPV |  |  |  | 0 |  |  |  | 17-12-2010 | Condemned | -1
1233 | AVADI | B.P.apparatus stand model | 00001/BPAS/8 | C |  | 106 |  | 2012-06-16 | Madhusudhanan | Madhusudhanan | OP NCD | TNHSP | TNHSP/TNMSC/ENGG/AG26/2011 | 2012-10-10 | 2013-06-15 | 1192 |  |  |  | 2015-10-02 | Working | -1
1234 | AVADI | Centrifuge | 00001/COMC/2 | C | BD154 | 73865 |  | 2009-01-20 | sientific lab | Solokraft | lab | TNHSP | TNHSP/TNMSC/ICB/P3E2/2009 28/01/2009 | 2009-07-02 | 2010-07-01 | 5000 |  |  |  | 2015-10-02 | Working | -1
1235 | AVADI | [15 empty] | 0 |  |  |  | Wrong Entry | -1
1236 | AVADI | [15 empty] | 0 |  |  |  | Wrong Entry | -1
1237 | AVADI | [15 empty] | 0 |  |  |  | Wrong Entry | -1
1238 | AVADI | [15 empty] | 0 |  |  |  | Wrong Entry | -1
1239 | AVADI | [15 empty] | 0 |  |  |  | Wrong Entry | -1
1240 | AVADI | [15 empty] | 0 |  |  |  | Wrong Entry | -1
1241 | AVADI | [15 empty] | 0 |  |  |  | Wrong Entry | -1
1242 | AVADI | [15 empty] | 0 |  |  |  | Wrong Entry | -1
1243 | AVADI | [15 empty] | 0 |  |  |  | Wrong Entry | -1
1244 | AVADI | [15 empty] | 0 |  |  |  | Wrong Entry | -1
1245 | AVADI | [15 empty] | 0 |  |  |  | Wrong Entry | -1
1246 | AVADI | [15 empty] | 0 |  |  |  | Wrong Entry | -1
1247 | AVADI | [15 empty] | 0 |  |  |  | Wrong Entry | -1
1248 | AVADI | [15 empty] | 0 |  |  |  | Wrong Entry | -1
1249 | AVADI | [15 empty] | 0 |  |  |  | Wrong Entry | -1
1250 | AVADI | [15 empty] | 0 |  |  |  | Wrong Entry | -1
1251 | AVADI | [15 empty] | 0 |  |  |  | Wrong Entry | -1
1252 | AVADI | Glucometer | 00001/GLMT/2 | C |  |  |  | 2003-08-25 |  | Associated Surgicals | Store | DMS |  |  |  | 0 |  |  |  | 17-12-2010 | Condemned | -1
1253 | AVADI | Centrifuge | 00001/COMC/1 | C | [6 empty] | Lab | TNMSC |  |  | 2014-11-20 | 5000 |  |  |  | 21-11-2013 | Working | -1
1254 | AVADI | B.P.apparatus table model | 00001/BPAT/1 | C |  |  |  | 1999-09-15 |  | Alam Medical | OP | OTHERS | 409/A4 |  |  | 0 |  |  |  | 27-11-2013 | Condemned | -1
1255 | AVADI | B.P.apparatus table model | 00001/BPAT/3 | C |  |  |  | 1999-09-15 |  | Alam Medical | OP | OTHERS |  |  |  | 0 |  |  |  | 27-11-2013 | Condemned | -1
1256 | AVADI | B.P.apparatus table model | 00001/BPAT/4 | C |  |  |  | 2010-05-15 | Diamond Mercurial | Gita Surgicals |  | OTHERS |  |  | 2011-05-14 | 1000 |  |  |  | 27-11-2013 | Working | -1
1257 | AVADI | B.P.apparatus table model | 00001/BPAT/5 | C |  |  |  | 2010-05-15 | Diamond Mercurial | GITA Surgicals | Labour ward | OTHERS |  |  | 2011-05-14 | 1000 |  |  |  | 27-11-2013 | Working | -1
1258 | AVADI | Cryo theraphy Unit | 00001/BEIM/1 | B2 | cryo 0040 ON |  |  | 2012-01-13 | Basco Ind Cryos | Solokraft Industries | NCD | TNHSP | TNHSP/TNMSC/AG30A/2011~ 14/10/2011 |  | 2013-01-12 | 24000 |  |  |  | 2014-10-06 | Working | -1
1259 | AVADI | Defibrillator with Monitor | 00001/DEFI/1 | B2 |  |  |  | 2012-08-22 | Philips | Philips Electronics | OP | TNHSP |  | 2012-08-22 | 2013-08-21 | 58696 |  |  |  | 2014-10-06 | Working | -1
1260 | AVADI | Electric Calorimeter | 00001/CALO/2 | C |  | PEL041213RBK |  | 2014-03-21 | Robonik | Robonik (India)PVT. | Lab | TNHSP | TNHSP/TNMSC/AG87B/2013-2 | 2014-03-21 | 2015-03-20 | 20302 |  |  |  | 2014-10-06 | Working | -1
1261 | AVADI | Vaccum Cleaner | 00001/AIRCMP/1 | C |  |  |  | 2013-05-21 |  | BUDS AND SOMA |  | JDHS |  |  | 2014-05-20 | 5000 |  |  |  | 29-5-2014 | Working | -1
1262 | AVADI | Diathermy Machine (Electric Cautery) | 00001/SDIA/1 | B | ELSY360M+ |  |  | 2014-06-05 | Alan Electronics Systems | JBS Mediitec India Pvt Ltd | OT | TNMSC | 17240/TNMSC/ENGG/2014-2 DT 16/05/2014 | 2014-06-05 | 2017-06-04 | 218000 |  |  |  | 2014-10-06 | Working | -1
1263 | AVADI | Pulse Oximeter | 00001/SPO2/1 | B2 | RAD-8 |  |  | 2014-06-16 | Masimo Corporation | Grace MFGandamp;Trading Co. | Causality | RCH | RCH-II/TNMSC/ENGG/E67/2014 Dt. 05/03/2014 | 2014-06-16 | 2019-06-15 | 68000 |  |  |  | 25-6-2014 | Working | -1
1264 | AVADI | Generator | 00001/GEN/1 | C | 15kVA DG |  |  | 2013-09-03 | KOHLER | Bhalivaradha Electro Meck Pvt. Ltd. | Out side OP Building | TNMSC | 10073/TNMSC/ENGG/2013 |  | 2016-09-11 | 340100 |  |  |  | 29-5-2014 | Working | -1
1265 | AVADI | Pulse Oximeter | 00001/SPO2/2 | B2 | RAD-8 |  |  | 2014-06-16 | Masimo Corporation | Grace MFGandamp;Trading Co | OT | RCH | RCH-II/TNMSC/ENGG/E67/2014 DT 05/03/2014 | 2014-06-16 | 2019-06-15 | 68968 |  |  |  | 25-6-2014 | Working | -1
1266 | AVADI | Magnavision Lamp | 00001/MAGL/2 | C |  |  |  | 2011-02-26 | Hardik Medi Tech | Jupiter Manufacturing Works |  | TNMSC | 04R/NRHM/TNMSC/ENGG/2011 12/02/2011 |  | 2014-09-01 | 4400 |  |  |  | 30-7-2014 | Working | -1
1267 | AVADI | Semi auto analyser | 00001/SEAA/2 | B2 | Prietest Touch of Own Make | AT770314 RBK |  | 2014-03-21 | Robonik | Robnik | Lab | TNMSC | 10072/TNMSC/ENGG/2013 | 2014-03-22 | 2017-03-20 | 48426 |  |  |  | 30-7-2014 | Working | -1
1268 | AVADI | Magnavision Lamp | 00001/MAGL/3 | C |  |  |  | 2009-10-03 | Saberwal Surgical |  | Labour Ward | DRHM | 04 NRHM/HSP/TNMSC/2009 |  | 2012-10-03 | 3500 |  |  |  | 30-7-2014 | Working | -1
1269 | AVADI | X-ray Machine 100 mA | 00001/XRY100/1 | B2 | 100RS/FC/HT | 21C100610044 100 MA |  | 2010-07-19 |  | Allengers | XRAY ROOM | TNHSP | TNHSP/TNMSC/CB/P3E1/2009 | 2010-07-26 | 2013-07-18 | 270710 |  |  |  | 2014-12-09 | Working | -1
1270 | AVADI | Magnavision Lamp | 00001/MAGL/4 | C |  |  |  | 2012-01-13 | Solokraft Industries | Solokrafts Industries | Labour Ward | TNHSP | TNHSP/TNMSC/CBVAG31/2011 | 2012-01-17 | 2012-01-13 | 6987 |  |  |  | 2014-12-09 | Working | -1
1271 | AVADI | Rotary Shaker | 00001/RMT/1 | C | BDI 140 | 2014080818 |  | 2014-08-09 | B.D Instrumentation (india) | Solokrafits Industries | lab | TNHSP | TNHSP/TNMSC/AG871(R)/2014-2 19/05/2014 | 2014-09-19 | 2015-08-20 | 32200 |  |  |  | 20-9-2014 | Working | -1
1272 | AVADI | Foetal Doppler | 00001/FDOP/2 | C | A100H |  |  | 2014-08-07 | Aeon Technology (p) Ltd | MEDI WAVES INC | Labour ward | TNMSC | 1724/TNMSC/ENGG/2014-15 | 2014-09-20 | 2017-09-19 | 4650 |  |  |  | 20-9-2014 | Working | -1
1273 | AVADI | Foetal Doppler | 00001/FDOP/1 | C | A100H |  |  | 2014-08-07 | AEON TECHNOLOGY | MEDI WAVES INC | LABOUR WARD | TNMSC | 17240/TNMSC/ENGG/2014-15 DT .16.05.2014 | 2014-09-20 | 2015-09-19 | 4650 |  |  |  | 20-9-2014 | Working | -1
1274 | AVADI | Infusion pump | 00001/INPM/1 | C |  |  |  | 2007-03-16 |  | Akas Medical Equipments | Store | TNMSC |  |  | 2008-03-15 | 24400 |  |  |  | 17-12-2010 | Working | -1
1275 | AVADI | Dental Chair | 00001/DECH/1 | B2 | Confident |  |  | 2007-12-17 |  | Confident Dental Equipments | Store | TNMSC |  |  | 2010-12-16 | 99200 |  |  |  | 17-12-2010 | Working | -1
1276 | AVADI | Ultra Sonogram -MOBILE | 00001/IUSM/1 | B | Sota |  |  | 2004-01-20 |  | Larsen and Toubro Limited | Scan Room | DMS |  |  | 2005-01-19 | 272950 |  |  |  | 17-12-2010 | Working | -1
1277 | AVADI | Binocular Mircroscope | 00001/BIMS/1 | B2 | Binocular |  |  | 2009-02-07 |  | Solocraft Industries | Store | TNHSP |  |  | 2010-02-06 | 18786 |  |  |  | 17-12-2010 | Working | -1
1278 | AVADI | Binocular Mircroscope | 00001/BIMS/2 | B2 | Binocular |  |  | 2009-02-07 |  | Solocraft Industries | Store | TNHSP |  |  | 2010-02-06 | 18786 |  |  |  | 17-12-2010 | Working | -1
1279 | AVADI | Electric Calorimeter | 00001/CALO/1 | C | [6 empty] | Store |  |  |  |  | 0 |  |  |  | 17-12-2010 | Condemned | -1
1280 | AVADI | Electri centrifuger | 00001/CENT/1 | C |  |  |  | 2009-02-07 |  | Solocraft Industries | Store | TNHSP |  |  | 2010-02-06 | 5000 |  |  |  | 17-12-2010 | Working | -1
1281 | AVADI | Glucometer | 00001/GLMT/3 | C |  |  |  | 2003-08-25 |  | Associated Surgicals | Store | DMS |  |  |  | 0 |  |  |  | 17-12-2010 | Condemned | -1
1282 | AVADI | B.P.apparatus stand model | 00001/BPAS/1 | C | Stand |  |  | 2008-06-12 |  | Jupiter Manufacturing Works | Store | TNHSP |  |  | 2009-06-11 | 1090 |  |  |  | 17-12-2010 | Condemned | -1
1283 | AVADI | Hot Air oven | 00001/HAOV/1 | C |  |  |  | 2009-02-07 |  | Solocraft Industries | Store | TNHSP |  |  | 2010-02-06 | 11953 |  |  |  | 17-12-2010 | Working | -1
1284 | AVADI | Lab Incubator | 00001/INCU/1 | C |  |  |  | 2009-02-07 |  | Solocraft Industries | Store | TNHSP |  |  | 2010-02-06 | 11500 |  |  |  | 17-12-2010 | Working | -1
1285 | AVADI | Mono cular Microscope | 00001/MOMS/1 | C | [6 empty] | Store |  |  |  |  | 0 |  |  |  | 17-12-2010 | Condemned | -1
1286 | AVADI | B.P.apparatus stand model | 00001/BPAS/2 | C | Stand |  |  | 2008-06-12 |  | Jupiter Manufacturing Works | Store | TNHSP |  |  | 2009-06-11 | 1090 |  |  |  | 17-12-2010 | Condemned | -1
1287 | AVADI | Autoclave vertical single bin | 00001/ACV1/1 | C | [6 empty] | Store |  |  |  | 2011-12-16 | 5000 |  |  |  | 17-12-2010 | Working | -1
1288 | AVADI | Autoclave vertical single bin | 00001/ACV1/2 | C | [6 empty] | Store |  |  |  | 2011-12-16 | 5000 |  |  |  | 17-12-2010 | Working | -1
1289 | AVADI | Autoclave vertical single bin | 00001/ACV1/3 | C | [6 empty] | Store |  |  |  | 2011-12-16 | 5000 |  |  |  | 17-12-2010 | Working | -1
1290 | AVADI | Auto Clave HP Vertical (2 bin) | 00001/ACV2/1 | C | 24x16 | [5 empty] | Store |  |  |  | 2011-12-16 | 10000 |  |  |  | 17-12-2010 | Not Working | -1
1291 | AVADI | Auto Clave HP Vertical (2 bin) | 00001/ACV2/2 | C | Vertical 2 Bin |  |  | 2009-05-03 |  | Solocraft Industries | Store | TNHSP |  |  | 2010-05-02 | 29800 |  |  |  | 17-12-2010 | Working | -1
1292 | AVADI | Auto Clave HP Vertical (2 bin) | 00001/ACV2/3 | C | Vertical 2 Bin |  |  | 2009-05-03 |  | Solocraft Industries | Store | TNHSP |  |  | 2010-05-02 | 29800 |  |  |  | 17-12-2010 | Working | -1
1293 | AVADI | Auto Clave HP Vertical (2 bin) | 00001/ACV2/4 | C | Vertical 2 Bin |  |  | 2009-05-03 |  | Solocraft Industries | Store | TNHSP |  |  | 2010-05-02 | 29800 |  |  |  | 17-12-2010 | Working | -1
1294 | AVADI | Auto Clave HP Vertical (2 bin) | 00001/ACV2/5 | C | Vertical 2 Bin |  |  | 2009-03-03 |  | Solocraft Industries | Store | SandP |  |  | 2012-03-02 | 18500 |  |  |  | 17-12-2010 | Working | -1
1295 | AVADI | Shadowless Lamp stand model | 00001/MOLT/1 | B |  |  |  | 2008-06-12 |  | Jupiter Manufacturing Works | Store | TNHSP |  |  | 2009-06-11 | 13749 |  |  |  | 17-12-2010 | Working | -1
1296 | AVADI | B.P.apparatus stand model | 00001/BPAS/3 | C | Stand |  |  | 2008-06-12 |  | Jupiter Manufacturing Works | Store | TNHSP |  |  | 2009-06-11 | 1090 |  |  |  | 17-12-2010 | Condemned | -1
1297 | AVADI | Shadowless Lamp stand model | 00001/MOLT/2 | B |  |  |  | 2008-06-12 |  | Jupiter Manufacturing Works | Store | TNHSP |  |  | 2009-06-11 | 13749 |  |  |  | 17-12-2010 | Working | -1
1298 | AVADI | Shadowless Lamp stand model | 00001/MOLT/3 | B |  |  |  | 2008-06-12 |  | Jupiter Manufacturing Works | Store | TNHSP |  |  | 2009-06-11 | 13749 |  |  |  | 17-12-2010 | Working | -1
1299 | AVADI | Shadowless Lamp stand model | 00001/MOLT/4 | B |  |  |  | 2008-03-28 |  | Jupiter Manufacturing Works | Store | SandP |  |  | 2011-03-27 | 13749 |  |  |  | 17-12-2010 | Working | -1
1300 | AVADI | Shadowless Lamp stand model | 00001/MOLT/5 | B |  |  |  | 2009-03-24 |  | Jupiter Manufacturing Works | Store | SandP |  |  | 2012-03-23 | 13749 |  |  |  | 17-12-2010 | Working | -1
1301 | AVADI | Suction Apparatus - Electrical | 00001/SAEL/1 | C |  |  |  | 2009-03-24 |  | Jupiter Manufacturing Works | Store | SandP |  |  | 2012-03-23 | 5500 |  |  |  | 17-12-2010 | Working | -1
1302 | AVADI | Suction Apparatus - Electrical | 00001/SAEL/3 | C | [6 empty] | GH ??? Thiruvallur |  |  |  |  | 5500 |  |  |  | 17-12-2010 | Condemned | -1
1303 | AVADI | Suction Apparatus - Electrical(Hivacuam) | 00001/SAHV/1 | B | Surgical Aspirator Vacuum Set |  |  | 2009-05-15 |  | General Surgicals | Store | SandP |  |  | 2012-05-14 | 5500 |  |  |  | 17-12-2010 | Working | -1
1304 | AVADI | Steriliser Small (Instruments) | 00001/STSL/1 | C |  |  |  | 2008-10-13 |  | Jupiter Manufacturing Works | Store | TNHSP |  |  |  | 0 |  |  |  | 17-12-2010 | Condemned | -1
1305 | AVADI | Steriliser Small (Instruments) | 00001/STSL/2 | C |  |  |  | 2008-10-13 |  | Jupiter Manufacturing Works | Store | TNHSP |  |  |  | 0 |  |  |  | 17-12-2010 | Condemned | -1
1306 | AVADI | B.P.apparatus stand model | 00001/BPAS/4 | C | Stand |  |  | 2008-06-12 |  | Jupiter Manufacturing Works | Store | TNHSP |  |  | 2009-06-11 | 1090 |  |  |  | 17-12-2010 | Condemned | -1
1307 | AVADI | Steriliser Small (Instruments) | 00001/STSL/3 | C |  |  |  | 2008-10-13 |  | Jupiter Manufacturing Works | Store | TNHSP |  |  |  | 0 |  |  |  | 17-12-2010 | Condemned | -1
1308 | AVADI | Steriliser Small (Instruments) | 00001/STSL/4 | C |  |  |  | 2008-10-13 |  | Jupiter Manufacturing Works | Store | TNHSP |  |  |  | 0 |  |  |  | 17-12-2010 | Condemned | -1
1309 | AVADI | Alpha Bed with motor | 00001/ABM/1 | C |  |  |  | 2003-08-25 |  | Associated Surgicals | Store | DMS |  |  |  | 7760 |  |  |  | 17-12-2010 | Condemned | -1
1310 | AVADI | Alpha Bed with motor | 00001/ABM/2 | C |  |  |  | 2003-08-25 |  | Associated Surgicals | Store | DMS |  |  |  | 7760 |  |  |  | 17-12-2010 | Condemned | -1
1311 | AVADI | Alpha Bed with motor | 00001/ABM/3 | C |  |  |  | 2007-06-28 |  | Jupiter Manufacturing Works | Store | TNMSC |  |  |  | 6600 |  |  |  | 17-12-2010 | Condemned | -1
1312 | AVADI | Computer | 00001/COMP/1 | C |  |  |  | 2009-03-30 |  | Broad Line Computer System | Computer room | TNHSP |  |  | 2011-12-16 | 15000 |  |  |  | 17-12-2010 | Working | -1
1313 | AVADI | Nebuliser Adult | 00001/NEBA/1 | C |  |  |  | 1999-04-06 |  | Associated Surgicals | Store | DMS |  |  |  | 0 |  |  |  | 17-12-2010 | Condemned | -1
1314 | AVADI | Nebuliser Adult | 00001/NEBA/2 | C |  |  |  | 2003-08-25 |  | Associated Surgicals | Store | DMS |  |  | 2004-08-24 | 1200 |  |  |  | 17-12-2010 | Condemned | -1
1315 | AVADI | Needle destroyer / Syringe Destroyer | 00001/NEED/1 | C |  |  |  | 2008-05-30 |  | Glo Life Care | Store | TNHSP |  |  | 2009-05-29 | 755 |  |  |  | 17-12-2010 | Working | -1
1316 | AVADI | B.P.apparatus stand model | 00001/BPAS/5 | C | Stand |  |  | 2008-06-12 |  | Jupiter Manufacturing Works | Store | TNHSP |  |  | 2009-06-11 | 1090 |  |  |  | 17-12-2010 | Not Working | -1
1317 | AVADI | Needle destroyer / Syringe Destroyer | 00001/NEED/2 | C |  |  |  | 2008-05-30 |  | Glo Life Care | Store | TNHSP |  |  | 2009-05-29 | 755 |  |  |  | 17-12-2010 | Working | -1
1318 | AVADI | Needle destroyer / Syringe Destroyer | 00001/NEED/3 | C |  |  |  | 2008-05-30 |  | Glo Life Care | Store | TNHSP |  |  | 2009-05-29 | 755 |  |  |  | 17-12-2010 | Working | -1
1319 | AVADI | Needle destroyer / Syringe Destroyer | 00001/NEED/4 | C |  |  |  | 2008-05-30 |  | Glo Life Care | Store | TNHSP |  |  | 2009-05-29 | 755 |  |  |  | 17-12-2010 | Not Working | -1
1320 | AVADI | Needle destroyer / Syringe Destroyer | 00001/NEED/5 | C |  |  |  | 2008-05-30 |  | Glo Life Care | Store | TNHSP |  |  | 2009-05-29 | 755 |  |  |  | 17-12-2010 | Not Working | -1
1321 | AVADI | Needle destroyer / Syringe Destroyer | 00001/NEED/6 | C |  |  |  | 2008-05-30 |  | Glo Life Care | Store | TNHSP |  |  |  | 0 |  |  |  | 17-12-2010 | Condemned | -1
1322 | AVADI | Needle destroyer / Syringe Destroyer | 00001/NEED/7 | C |  |  |  | 2003-06-18 |  | linco Scientific India Ltd. | OP | DMS |  |  |  | 0 |  |  |  | 17-12-2010 | Condemned | -1
1323 | AVADI | Needle destroyer / Syringe Destroyer | 00001/NEED/8 | C |  |  |  | 2003-06-18 |  | linco Scientific India Ltd. | Store | DMS |  |  | 2006-06-17 | 2500 |  |  |  | 17-12-2010 | Working | -1
1324 | AVADI | Needle destroyer / Syringe Destroyer | 00001/NEED/9 | C |  |  |  | 2003-06-18 |  | linco Scientific India Ltd. | Store | DMS |  |  | 2006-06-17 | 2500 |  |  |  | 17-12-2010 | Working | -1
1325 | AVADI | Printer | 00001/PRINT/1 | C | Laser |  |  | 2009-04-03 |  | Lipi Data Systems Ltd.~ | Computer room | TNHSP |  |  | 2010-04-02 | 10000 |  |  |  | 17-12-2010 | Working | -1
1326 | AVADI | UPS | 00001/UPS/1 | C |  |  |  | 2009-04-24 |  | RK Tech Hard soft Pvt Ltd | Computer room | TNHSP |  |  | 2010-04-23 | 7900 |  |  |  | 17-12-2010 | Working | -1
1327 | AVADI | B.P.apparatus stand model | 00001/BPAS/6 | C | Stand |  |  | 2008-06-12 |  | Jupiter Manufacturing Works | Store | TNHSP |  |  | 2009-06-11 | 1090 |  |  |  | 17-12-2010 | Not Working | -1
1328 | AVADI | Weighing Machine Electronic | 00001/WME/1 | C | Electronic |  |  | 2009-01-22 |  | Suriya Surgical | Store | DMS |  |  | 2010-01-21 | 10920 |  |  |  | 17-12-2010 | Working | -1
1329 | AVADI | Formaline dispenser | 00001/FORD/1 | C |  |  |  | 2003-11-19 |  | South India Surgicals | Store | DMS |  |  | 2004-11-18 | 2500 |  |  |  | 17-12-2010 | Working | -1
1330 | AVADI | B.P.apparatus stand model | 00001/BPAS/7 | C | Stand |  |  | 2008-06-12 |  | Jupiter Manufacturing Works | Store | TNHSP |  |  | 2009-06-11 | 1090 |  |  |  | 17-12-2010 | Not Working | -1
1331 | AVADI | ECG machine computerized | 00001/ECGC/1 | B | EDAN SE 300 |  |  | 2008-11-21 |  | Madras Surgical andamp; Chemicals | Scan Room | TNHSP |  |  | 2009-11-20 | 47580 |  |  | Madras Surgicals andamp; Chemicals | 17-12-2010 | Working | -1
1332 | AVADI | Boyles apparatus with out Circle Abosrber | 00001/BAOCA/1 | B | Eco Safe |  |  | 2008-12-11 |  | Solocraft Industries | OT | TNHSP |  |  | 2009-12-10 | 82000 |  |  | Solocraft Industries | 17-12-2010 | Working | -1
1333 | AVADI | Auto Clave HP Vertical (2 bin) | 00001/ACV2/6 | C | 12"x20" |  |  | 2009-10-29 |  | GH - Thiruvallur | OT |  |  |  | 2010-10-28 | 11000 |  |  |  | 14-2-2012 | Working | -1
1334 | AVADI | Suction Apparatus - Electrical | 00001/SAEL/4 | C |  |  |  | 2009-02-16 |  | Vishal Hospital | Female Ward | TNHSP | TNHSP/TNMSC/B3E8/2008 |  | 2010-02-15 | 5500 |  |  |  | 14-2-2012 | Working | -1
1335 | AVADI | Suction Apparatus - Electrical | 00001/SAEL/7 | C |  |  |  | 2009-02-16 | Vishal Hospital |  | Store | TNHSP | TNHSP/TNMSC/B3E8/2008 |  | 2010-02-15 | 5500 |  |  |  | 17-2-2012 | Working | -1
1336 | AVADI | Suction Apparatus - Electrical | 00001/SAEL/8 | C |  |  |  | 2009-02-16 |  |  | Store | TNHSP | TNHSP/TNMSC/B3E8/2008 |  | 2010-02-15 | 5500 |  |  |  | 17-2-2012 | Working | -1
1337 | AVADI | Suction Apparatus - Electrical | 00001/SAEL/9 | C |  |  |  | 2009-02-16 |  | vishal Hospital | Male Ward | TNHSP | TNHSP/TNMSC/B3E8/2008 |  | 2010-02-15 | 5500 |  |  |  | 17-2-2012 | Working | -1
1338 | AVADI | Suction Apparatus - Electrical | 00001/SAEL/10 | C |  |  |  | 2009-02-16 |  | Vishal Hospital | Anti Natal Clinic | TNHSP | TNHSP/TNMSC/B3E8/2008 |  | 2010-02-15 | 5500 |  |  |  | 17-2-2012 | Working | -1
1339 | AVADI | Suction Apparatus - Electrical | 00001/SAEL/11 | C |  |  |  | 2009-02-16 |  | Vishal Hospital | Store | TNHSP | TNHSP/TNMSC/B3E8/2008 |  | 2010-02-15 | 5500 |  |  |  | 17-2-2012 | Working | -1
1340 | AVADI | Suction Apparatus - Electrical | 00001/SAHV/2 | C |  |  |  | 2010-02-16 |  | Vishal Hospital | OT | TNHSP | TNHSP/TNMSC/B3E8/2008 |  | 2011-02-15 | 5500 |  |  |  | 14-2-2012 | Working | -1
1341 | AVADI | Suction Apparatus - Electrical | 00001/SAEL/6 | C |  |  |  | 2010-02-16 |  | Vishal Hospital | OT | TNHSP | TNHSP/TNMSC/B3E8/2008 |  | 2011-02-15 | 5500 |  |  |  | 14-2-2012 | Working | -1
1342 | AVADI | Foetal Monitor | 00001/FAMON/1 | B |  |  |  | 2003-08-25 |  | Associated Surgicals | Store | DMS |  |  |  | 0 |  |  |  | 17-12-2010 | Condemned | -1
1343 | AVADI | Radiant Warmer | 00001/RAWR/1 | C | Phoenix |  |  | 2008-07-11 |  | Datex Ohemada | L W | TNHSP |  |  | 2009-07-10 | 18000 |  |  |  | 17-12-2010 | Working | -1
1344 | AVADI | Weighing machine adult | 00001/WTMA/1 | C | Adult | [5 empty] | OP |  |  |  |  | 0 |  |  |  | 17-12-2010 | Condemned | -1
1345 | AVADI | Weighing machine adult | 00001/WTMA/2 | C | [6 empty] | OP |  |  |  |  | 0 |  |  |  | 17-12-2010 | Condemned | -1
1346 | AVADI | Weighing machine infant | 00001/WTMB/1 | C | Baby |  |  | 2008-10-13 |  | Jupiter Manufacturing Works | Store | TNHSP |  |  | 2009-10-12 | 563 |  |  |  | 17-12-2010 | Working | -1
1347 | AVADI | Weighing machine infant | 00001/WTMB/2 | C | Baby |  |  | 2008-10-13 |  | Jupiter Manufacturing Works | Store | TNHSP |  |  | 2009-10-12 | 563 |  |  |  | 17-12-2010 | Working | -1
1348 | AVADI | Weighing machine infant | 00001/WTMB/3 | C | Baby |  |  | 2008-10-13 |  | Jupiter Manufacturing Works | Store | TNHSP |  |  | 2009-10-12 | 563 |  |  |  | 17-12-2010 | Working | -1
1349 | MADHAVARAM | Inverter | 00003/INV/1 | C |  |  |  | 2007-11-07 |  | victory power system | OT |  |  | 2007-11-07 |  | 13000 | NO AMC |  |  | 30-3-2012 | Condemned | -1
1350 | GUMMIDIPOONDI | Refrigerator | 00002/REFR/1 | C | Electorlux |  |  | 2007-12-28 |  | Davey Pharma | OP | TNHSP |  |  | 2008-12-27 | 10000 | AMC | 2011-02-28 | Davey Pharma | 17-12-2010 | Working | -1
1351 | GUMMIDIPOONDI | Operation Table Hydraulic Major | 00002/TAMA/2 | B2 | Jupiter 205 |  |  | 2008-10-02 |  | Jupitor Manufacturing Works | OT | TNHSP |  |  | 2009-10-01 | 55120 | AMC | 2011-02-28 | Jupitor Manufacturing Works | 17-12-2010 | Working | -1
1352 | GUMMIDIPOONDI | Boyles apparatus with out Ventilator | 00002/BAOCA/1 | B | Compact |  |  | 2008-12-01 | L andamp; T | L andamp;T | OT | TNHSP |  |  | 2009-11-30 | 98000 | AMC | 2011-02-28 | L andamp; T | 17-12-2010 | Working | -1
1353 | MADHAVARAM | Hematology analyser | 00003/HEMA/1 | B1 | kx-21 | sr.no.a3411 |  | 2014-03-18 | transasia bio-medicals ltd |  |  | TNMSC | 78217/sandamp;p/1/2013 dt.10.03.2014 |  | 2017-03-17 | 385319 | AMC |  |  | 2014-12-06 | Working | -1
1354 | MADHAVARAM | Foetal Doppler | 00003/FDOP/2 | C | A100H | A100H |  | 2014-05-16 | MEDI WAVES INC | MEDI WAVES INC | LABOUR WARD | TNMSC | 17240/TNMSC/ENGG/2014-15dt.16.05.2014 | 2014-09-26 | 2016-09-25 | 4650 | AMC |  |  | 2014-12-12 | Working | -1
1355 | MADHAVARAM | Cardiac Monitor | 00003/EBSM/1 | C | Microman Nxt |  |  | 2008-02-01 |  | Larsen andamp; Toubro Limited | OT | TNHSP |  |  | 2009-01-31 | 27810 | AMC | 2011-02-28 | Larsen andamp; Toubro Limited | 17-12-2010 | Working | -1
1356 | MADHAVARAM | Boyles apparatus with out Circle Abosrber | 00003/BAOCA/1 | B | Compact |  |  | 2008-01-21 | Larsen andamp; Toubro Limited | Larsen andamp; Toubro Limited | OT | TNHSP |  |  | 2009-01-20 | 98000 | AMC | 2011-02-28 | Larsen andamp; Toubro Limited | 17-12-2010 | Working | -1
1357 | MADHAVARAM | Auto Clave HP Vertical (2 bin) | 00003/ACV2/7 | C |  |  |  | 2009-10-28 |  | Transfer from Thiruvallur GH |  |  |  |  | 2010-10-27 | 31000 | AMC |  |  | 31-3-2012 | Working | -1
1358 | MADHAVARAM | Baby Incubators | 00003/BINC/1 | C | 3010R |  |  | 2008-10-06 |  | Madras Surgicals andamp; Chemicals | Ward | TNHSP | TNHSP/TNMSC/P2E3/2007 dt 11/09/2007 |  | 2009-10-05 | 47880 | AMC | 2011-02-28 | Madras Surgicals andamp; Chemicals | 17-12-2010 | Working | -1
1359 | PALLIPATTU | ECG machine computerized | 00004/ECGC/1 | B | EDAN SE3 | 309035-M118017 100 80 |  | 2011-10-14 |  | Madras Surgicals andamp; Chemicals | X - Ray Room | TNHSP | TNHSP/TNMSC/ENGG/AG27/2011 dt 04/07/11 |  | 2012-10-13 | 36637 | AMC |  |  | 15-12-2011 | Working | -1
1360 | PAZHAVARKADU | Operation Table Hydraulic Major | 00005/TAMA/1 | B2 | Jupiter 205 |  |  |  |  | Jupiter Manufacturing Works |  |  |  |  | 2011-02-28 | 55120 | AMC | 2011-02-28 | Jupiter Manufacturing Works | 22-12-2010 | Working | -1
1361 | PAZHAVARKADU | Electric Calorimeter | 00005/CALO/1 | C |  | 802085 |  |  | Beacon Diacognastic Pvt. Ltd |  | Lab |  |  |  |  | 0 | AMC |  |  | 25-9-2013 | Condemned | -1
1362 | PAZHAVARKADU | ECG machine computerized | 00005/ECGC/1 | B | Edan SE 300 | SE300B5A020702572 |  | 2008-11-02 |  | Madras Surgicals and Chemicals | Ward | TNHSP | TNHSP/TNMSC/P2E12/2007-2 |  | 2009-11-01 | 47580 | AMC | 2011-02-28 | Madras Surgicals and Chemicals | 17-12-2010 | Working | -1
1363 | PAZHAVARKADU | Refrigerator | 00005/REFR/1 | C | Electrolux |  |  | 2007-12-29 |  | Davey Pharma | Store | TNHSP |  |  | 2008-12-28 | 10000 | AMC | 2011-02-28 | Davey Pharma | 17-12-2010 | Working | -1
1364 | PAZHAVARKADU | Suction Apparatus - Electrical | 00005/SAEL/1 | C | 7A 230 |  |  | 2008-02-14 |  | Vin Bio Tech | OT | TNHSP | TNHSP/TNMSC/P2E18/2007 | 2008-02-14 | 2009-02-13 | 4148 | AMC |  |  | 17-12-2010 | Working | -1
1365 | PAZHAVARKADU | Shadowless Lamp stand model | 00005/MOLT/2 | B |  |  |  | 2008-02-02 |  | JUPITOR MANUFACTURING WORKS | MAIN STORE | TNMSC | TNHSP/TNMSC/P2E17/2007 | 2008-02-02 | 2009-02-01 | 13220 | AMC |  | JUPITOR MANUFACTURING WORKS | 24-9-2012 | Working | -1
1366 | PODADDURPET | Foetal Doppler | 00006/FDOP/1 | C | A100H | 1093 |  | 2014-09-19 | AEON TECHNOLOGY P. LTD. | MEDI WAVES INC. | LABOUR WARD | TNMSC | 17240/TNMSC/ENGG/2014-15 DATE-16.05.2014 |  | 2017-09-18 | 9300 | AMC |  |  | 2014-03-10 | Working | -1
1367 | PODADDURPET | Binocular Mircroscope | 00006/BIMS/1 | B2 | BDI-13A | 22498 |  | 2014-01-07 |  | SOLOKRAFTS INDUSTRIES | LABORATORY | TNHSP | TNHSP/TNMSC/AG87G/2013~2210~2013 |  | 2015-01-06 | 18600 | AMC |  |  | 2014-03-10 | Working | -1
1368 | PODADDURPET | Refrigerator | 00006/REFR/1 | C | 170 Ltr | 925040046 |  | 2007-12-23 | ELECTROLEX | Davey Pharma andamp; Surgical | OP | TNHSP | TNHSP/TNMSC/ENGG/P2G5/2007-17.09.2007 | 2007-12-23 | 2008-12-22 | 10816 | AMC | 2011-02-28 | Davey Pharma | 17-12-2010 | Working | -1
1369 | PODADDURPET | Baby Incubators | 00006/BINC/1 | C | 3010R | 6/BINC/1 |  | 2007-11-29 | Nice Neo Tech | Madras Surgicals andamp; Chemicals | transfered to thiruvallur GH | TNHSP | TNHSP/TNMSC/ENGG/P2E3/2007-11.09.2007 | 2007-11-29 | 2008-11-28 | 47880 | AMC | 2011-02-28 | Madras Surgicals andamp; | 17-12-2010 | Working | -1
1370 | PODADDURPET | Radiant Warmer | 00006/RAWR/1 | C | Nice 2007S | 711866 |  | 2007-11-29 |  | Madras Surgicals andamp; Chemicals | L W | TNHSP | TNHSP/TNMSC/ENGG/P2E3/2007-11.09.2007 | 2007-11-29 | 2008-11-28 | 18387 | AMC | 2011-02-28 | Madras Surgicals andamp; Chemicals | 17-12-2010 | Working | -1
1371 | PONNERI | B.P.apparatus table model | 00007/BPAT/22 | C |  |  |  | 2014-10-14 | DIAMOND | DELIGHT SURGICALS | NCD CLINIC | OTHERS |  | 2014-10-14 | 2015-10-13 | 2450 | AMC |  |  | 23-2-2015 | Working | -1
1372 | PONNERI | Binocular Mircroscope | 00007/BIMS/8 | B2 | BDI13A | BDI/13A |  | 2014-01-02 | BDI INSTRUMENTATION INDIA | SOLOKRAFTS INDUSTRIES | LABORATORY | TNHSP | TNHSP/TNMSC/AG87C/2013-22102013 | 2014-03-05 | 2015-03-04 | 18600 | AMC |  |  | 23-2-2015 | Working | -1
1373 | PONNERI | Pulse Oximeter | 00007/SPO2/7 | B2 | RAD8 | M73835 |  | 2014-05-30 | GRACE MFG andamp; TRADING andamp; CO | GRACE MFG andamp; TRADING andamp; CO | OPERATION THEATRE | TNMSC | RCH-II/TNMSC/ENGGE67/2014 | 2014-05-30 | 2019-05-29 | 68968 | AMC |  |  | 23-2-2015 | Working | -1
1374 | PONNERI | Multi Para Monitor | 00007/MPM/1 | B2 | G3D | G3D |  | 2014-07-10 | GENERAL MEDI TECH INC CHINA | TRANS HEALTH CARE | STORE | TNMSC | 17240/TNMSC/ENGG2014-3 | 2014-07-10 | 2017-07-09 | 189000 | AMC |  |  | 23-2-2015 | Working | -1
1375 | PONNERI | Mortuary Coller | 00007/MRCL/1 | B2 | 2-BODY RACK |  |  | 2014-07-21 | eakcon systems pvt Ltd | EAKCON SYSTEMS PVT.LTD | MO | TNMSC | 42083(R)/TNMSC/ENGG/2013 | 2014-07-21 | 2017-07-20 | 290000 | AMC |  |  | 21-2-2015 | Working | -1
1376 | PONNERI | Infant Warmer / Neonatal Warmer/Infant Open Care system | 00007/IFW/1 | B2 | NIce 2007S Male NIce Neotech |  |  | 2015-02-06 | NIce Neotech | Madras Surgicals andamp; Chemicals | NIccu | TNMSC | 114/TNMSC/ENGG/2013-1 | 2015-02-06 | 2018-02-07 | 56600 | AMC |  |  | 21-2-2015 | Working | -1
1377 | PONNERI | Infusion pump | 00007/INPM/2 | C | JMS - OT 701 |  |  | 2007-11-09 |  | South India Surgicals | L W | TNHSP |  |  | 2008-11-08 | 49750 | AMC | 2011-06-30 | South India Surgicals | 17-12-2010 | Working | -1
1378 | PONNERI | Baby Incubator | 00007/undefined/1 |  | 3010R |  |  | 2008-02-02 |  | Madras surgicals And Chemicals |  | TNHSP |  |  | 2009-02-01 | 49795 | AMC |  | Madras surgicals and Chemicals | 22-12-2010 | Excess Entry | -1
1379 | PONNERI | Cardiac Monitor with defibrillator | 00007/DEFI/1 | C |  | US00452241 |  | 2007-12-29 |  | Madras Surgical andamp; Chemicals | OT | TNHSP | TNHSP/TNMSC/P2E12/2007-1/ 20.11.07 | 2007-12-29 | 2008-12-28 | 176633 | AMC | 2011-02-28 | Madras Surgicals | 17-12-2010 | Working | -1
1380 | PONNERI | Cardiac Monitor | 00007/EBSM/1 | C | Microman Nxt | X07T0124 |  | 2008-01-24 | Larsen andamp; Toubro Limited | Larsen andamp; Toubro Limited | OT | TNHSP | TNHSP/TNMSC/P2E9/2007/11.09.07 | 2008-01-24 | 2009-01-23 | 27810 | AMC | 2011-02-28 | L | 17-12-2010 | Working | -1
1381 | PONNERI | ECG machine computerized | 00007/ECGC/1 | B | EDAN SE 300 | SE300B5A0207C2590 |  | 2008-01-24 |  | Madras Surgical andamp; Chemicals | X - Ray Dept | TNHSP | TNHSP/TNMSC/P2E12/2007-2 / 28.11.07 | 2008-01-24 | 2009-01-23 | 47580 | AMC | 2011-02-28 | Madras Surgicals andamp; Chemicals | 17-12-2010 | Working | -1
1382 | PONNERI | Infusion pump | 00007/INPM/3 | C | JMS - OT 701 | 15558 |  | 2007-09-11 |  | South India Surgicals | OT | TNHSP | TNHSP/TNMSC/P2E16/2007 Dt. 16/07/07 | 2007-09-11 | 2008-09-10 | 49750 | AMC | 2011-06-30 | South India Surgical | 17-12-2010 | Working | -1
1383 | PONNERI | Pulse Oximeter | 00007/SPO2/2 | B | Stellar - P | S07P25157 |  | 2008-01-24 | Larsen andamp; Toubro Limited | Larsen andamp; Toubro Limited | OT | TNHSP | TNHSP/TNMSC/P2E9/2007/11.09.07 | 2008-01-24 | 2011-01-23 | 34763 | AMC | 2011-02-28 | Landamp;T | 17-12-2010 | Working | -1
1384 | PONNERI | Refrigerator | 00007/REFR/2 | C | Electrolux | 74509640 |  | 2007-12-28 |  | Davey Pharma | LAB | TNHSP | TNMSC/TNHSP/P2G5/2007/17.09.07 | 2007-12-28 | 2008-12-27 | 10816 | AMC | 2011-02-28 | Davey Pharma | 17-12-2010 | Working | -1
1385 | PONNERI | Refrigerator | 00007/REFR/3 | C | Electrolux | 74509642 |  | 2007-12-28 |  | Davey Pharma | OT | TNHSP | TNMSC/TNHSP/P2G5/2007/17.09.07 | 2007-12-28 | 2008-12-27 | 10816 | AMC | 2011-02-28 | Davey Pharma | 17-12-2010 | Working | -1
1386 | PONNERI | Semi auto analyser | 00007/SEAA/3 | B2 | Pretest Touch | AT021080 |  | 2007-10-17 |  | Robonic India Pvt. Ltd | LAB | TNHSP |  | 2007-10-17 | 2008-10-16 | 69422 | AMC | 2011-02-28 | Robonik | 17-12-2010 | Not Working | -1
1387 | PONNERI | Operation Table Hydraulic Major | 00007/TAMA/3 | B2 | Jupiter 205 | 00007/TAMA/3 |  | 2008-02-09 | Jupiter Manufacturing Works | Jupiter Manufacturing Works | OT | TNHSP | TNHSP/TNMSC/P2E6/2007/11.09.07 | 2008-02-09 | 2009-02-08 | 55120 | AMC | 2011-02-28 | Jupiter Manufacturing Works | 17-12-2010 | Working | -1
1388 | PONNERI | Operation Table Hydraulic Major | 00007/TAMA/4 | B2 | Jupiter 205 | 00007/TAMA/4 |  | 2008-02-09 | Jupiter Manufcturing Works | Jupiter Manufacturing Works | OT | TNHSP | TNHSP/TNMSC/P2E6/2007/11.09.07 | 2008-02-09 | 2009-02-08 | 55120 | AMC | 2011-02-28 | Jupiter Manufacturing Works | 17-12-2010 | Working | -1
1389 | PONNERI | Operation Table Hydraulic Major | 00007/TAMA/5 | B2 | Jupier 205 |  |  | 2008-07-12 | Jupiter Manufacturing Works | Jupiter Manufacturing Works | OT | TNHSP |  |  | 2009-07-11 | 55120 | AMC | 2011-02-28 | Jupiter Manufcturing Works | 17-12-2010 | Working | -1
1390 | PONNERI | Generator | 00007/GEN/1 | C | EXK 2800S | 925432 ~ C0705913 |  | 2007-08-09 | Honda | Fermier Engineers (P) Ltd. | OT | TNHSP | TNHSP/TNMSC/ENGG/P206/2007 Dt18.07.07 | 2007-08-09 | 2008-09-08 | 50626 | AMC | 2011-02-28 | Fermier | 17-12-2010 | Working | -1
1391 | PONNERI | Boyles apparatus with Ventilator | 00007/VEN/1 | B | COMPACT AC20 | AC-2-1207-007 |  | 2008-01-24 | Lansen andamp; Toubro Limited | Lansen andamp; Toubro Limited | OT | TNHSP | TNHSP/TNMSC/P2E2/2007-08/13.06.07 | 2008-01-24 | 2009-01-23 | 292520 | AMC | 2011-02-28 | L andamp; T | 17-12-2010 | Working | -1
1392 | PONNERI | Focus lamp Ordinary | 00007/FOLP/2 | C |  |  |  | 2011-01-08 |  | General Surgical Co (I) Pvt. Ltd. | L W | RCH | RCH-II/TNMSC/ENGG/4538/2010 dt 06/10/10 | 2011-01-10 | 2012-01-07 | 4750 | AMC |  |  | 16-9-2011 | Working | -1
1393 | POONAMALLEE | Foetal Doppler | 00008/FDOP/1 | C | A100H | 1101 |  | 2014-09-20 | Medi Waves Inc | Medi Waves Inc | OT | TNMSC | 17240/TNMSC/ENGG/2014-15 | 2014-09-20 | 2015-09-19 | 4650 | AMC |  |  | 25-9-2014 | Working | -1
1394 | PONNERI | Baby Incubators | 00007/BINC/1 | C | 3010R | 8010968 |  | 2008-02-01 | Nice Neo Tech | Madras Surgical andamp; Chemicals | L W | TNHSP | TNHSP/TNMSC/P2E3/2007/11.09.07 | 2008-02-01 | 2009-01-31 | 49795 | AMC | 2011-02-28 | Madras Surgical andamp; Chemicals | 17-12-2010 | Working | -1
1395 | PONNERI | Baby Incubators | 00007/BINC/2 | C | 3010R | 8010969 |  | 2008-02-01 |  | Madras Surgicals andamp; Chemicals | Store | TNHSP | TNHSP/TNMSC/P2E3/2007/11.09.07 | 2008-02-01 | 2009-01-31 | 49795 | AMC | 2011-02-28 | Madras Surgicals andamp; Chemicals | 17-12-2010 | Working | -1
1396 | PONNERI | Phototherapy Unit | 00007/PHTU/1 | C | Nice Neo Tech | 711922 |  | 2008-02-01 |  | Madras Surgical andamp; Chemicals | L W | TNHSP | TNHSP/TNMSC/P2E10/2007/18.09.07 | 2008-02-01 | 2009-01-31 | 10670 | AMC | 2011-02-28 | Madras Surgicals | 17-12-2010 | Working | -1
1397 | PONNERI | Phototherapy Unit | 00007/PHTU/2 | C | Nice Neo Tech | 711925 |  | 2008-02-01 |  | Madras Surgical andamp; Chemicals | Store | TNHSP | TNHSP/TNMSC/P2E10/2007/18.09.07 | 2008-02-01 | 2009-01-31 | 10670 | AMC | 2011-02-28 | Madras Surgicals andamp; Chemicals | 17-12-2010 | Working | -1
1398 | PONNERI | Radiant Warmer | 00007/RAWR/1 | C | Nice 2007S | 7121332 |  | 2008-02-01 | Nice Neo Tech | Madras Surgical andamp; Chemicals | L W | TNHSP | TNHSP/TNMSC/P2E10/2007/18.09.07 | 2008-02-01 | 2009-01-31 | 18387 | AMC | 2011-02-28 | Madras Surgicals andamp; Chemicals | 17-12-2010 | Working | -1
1399 | PONNERI | Radiant Warmer | 00007/RAWR/2 | C | Nice 2007S | 7121315 |  | 2008-02-01 | Nice Neo Tech | Madras Surgical andamp; Chemicals | L W | TNHSP | TNHSP/TNMSC/P2E10/2007/18.09.07 | 2008-02-01 | 2009-01-31 | 18387 | AMC | 2011-02-28 | Madras Surgicals | 17-12-2010 | Working | -1
1400 | POONAMALLEE | Mannual Colposcope | 00008/CALPM/1 | C | ARI II - ID |  |  | 2013-03-10 | Ari Technology (Group) Co. Ltd.~ | South India Surgicals Co. Ltd. | L W | TNHSP | TNHSP/TNMSC/ENGG/AG30/2011 dt 21/04/2012 | 2013-03-19 | 2014-03-18 | 130000 | AMC |  | South India Surgical Co. Ltd. | 2013-09-04 | Working | -1
1401 | POONAMALLEE | Pulse Oximeter | 00008/SPO2/2 | B2 | RAD-8 | M73843 |  | 2014-06-16 | Masimo Corporation | GRACE MFG.andamp;TRADING CO.(DELHI) | OT | RCH | RCH-II/TNMSC/ENGG/E67/2014Dt 05.03.14 | 2014-06-16 | 2019-06-15 | 68968 | AMC |  |  | 28-6-2014 | Working | -1
1402 | POONAMALLEE | PH meter | 00008/PHMT/1 | C | RPA/GR710ANPN MAR 24-2014 | 1255 |  | 2014-05-30 |  |  | STORE | TNHSP |  |  | 2015-05-29 | 57353 | AMC |  |  | 2014-05-07 | Working | -1
1403 | POONAMALLEE | Automated Cell Counter | 00008/BCC/1 | B2 | XP100AdvanceVersion OfKX21 | A3408 |  | 2014-03-21 | TRANSASIA | TRANSASIA | LAB | DMS | 78217/Sandamp;P/1/2013 | 2014-03-21 | 2017-03-20 | 385319 | AMC |  |  | 2014-05-07 | Working | -1
1404 | POONAMALLEE | Multi Para Monitor | 00008/MPM/1 | B2 | G3D | G3DL60152 |  | 2014-07-12 | GENERAL MEDITECH INC CHINA | TRANS HEALTH CARE INDIA PRIVATE LIMITED | OT | TNMSC | 17240/TNMSC/ENGG/2014-3DT-16/05/2014 | 2014-07-12 | 2017-07-11 | 60000 | AMC |  |  | 2014-01-09 | Working | -1
1405 | POONAMALLEE | Boyles apparatus with out Ventilator | 00008/VEN/1 | B | Compact AC 20 |  |  | 2008-01-07 | Larsen andamp; Toubro Limited | Larsen andamp; Toubro Limited | OT | TNHSP | TNHSP/TNMSC/P2E2/2007 dt 13/06/2007 |  | 2009-01-06 | 98000 | AMC | 2011-02-28 | Larsen andamp; Toubro Limited | 17-12-2010 | Working | -1
1406 | POONAMALLEE | Foetal Monitor | 00008/FAMON/1 | B |  |  |  | 2003-09-24 |  |  | Ward | DMS | 45036/sps/1/2003 12/06/2003 |  | 2013-09-23 | 0 | AMC |  |  | 17-12-2010 | Condemned | -1
1407 | THIRUVALLUR | Pulse Oximeter | 00009/SPO2/16 | B2 | INNOAVA 10 CIR | C I 1302 B J 22 |  | 2013-03-04 | Concept Integrations (I) Pvt Ltd. | Concept Integrations (I) Pvt Ltd. | Casuality | TNHSP | TNHSP/TNMSC/AG14/2012 Dt-21/11/2012 | 2013-03-07 | 2014-03-06 | 56000 | AMC |  | Concept Integrations (I) Pvt Ltd. | 2013-04-03 | Working | -1
1408 | THIRUVALLUR | Pulse Oximeter | 00009/SPO2/17 | B2 | INNOAVA 10 CIR | C I 1302 B J 21 |  | 2013-03-04 | Concept Integrations (I) Pvt Ltd. | Concept Integrations (I) Pvt Ltd. | I C U | TNHSP | TNMSC/TNHSP/AG14/2012 Dt-21/11/2012 | 2013-03-07 | 2014-03-06 | 56000 | AMC |  | Concept Integrations (I) Pvt Ltd. | 2013-04-03 | Working | -1
1409 | THIRUVALLUR | Laparoscope operating major with accessories | 00009/LAPO/1 | B1 |  |  |  | 2013-04-02 | KARL STORZ GERMAN MAKE | M/S Vishal Surgical Equipment Co Pvt Ltd. | M O T | TNMSC | 9907/TNMSC/ENGG/2012/18/02/2012 | 2013-04-02 | 2016-04-01 | 1388153 | AMC |  | M/S Vishal Surgical Equipment Co Pvt Ltd. | 2013-02-04 | Working | -1
1410 | THIRUVALLUR | Dental X ray machine | 00009/DXRM/1 | C |  |  |  | 2011-03-29 | CONFIDENT DENTAL EQUIPMENTS | CONFIDENT DENTAL EQUIPMENTS | DENTAL OP | DMS | 19388-A/Sandamp;P/1/2011Dt -24.3.2011 | 2011-04-06 | 2014-03-28 | 77429 | AMC |  |  | 20-4-2011 | Working | -1
1411 | THIRUVALLUR | Colposcope | 00009/CALS/4 | B2 | AR1 11-1D |  |  | 2012-09-06 | M/S AR1 Technology (Group) Co Ltd | M/S South India surgicals | Gynae Op | TNHSP | TNHSP/TNMSC/GNGG/AG30/2011 Dt-21/04/2012 | 2012-09-28 | 2013-09-27 | 130000 | AMC |  |  | 26-4-2013 | Excess Entry | -1
1412 | THIRUVALLUR | Endo Trolley | 00009/ENDT/1 | B2 | E-30 |  |  | 2013-04-26 | M/s Velson Controls | M/s Velson Controls | E-OT | TNMSC | 1549/TNMSC/ENGG/2012Dt-04/03/2013 | 2013-04-29 | 2014-04-25 | 6500 | AMC |  |  | 13-5-2013 | Working | -1
1413 | THIRUVALLUR | Upper GI endoscope with video facility | 00009/UGI/1 | B2 | Olympus | 1200281 |  | 2013-04-29 | Olympus | M/S Health Ware | E OT | TNMSC | 1549/TNMSC/ENGG/2012DT-04/03/2013 | 2013-04-29 | 2016-04-28 | 727658 | AMC |  |  | 29-4-2013 | Working | -1
1414 | THIRUVALLUR | Digital radiography system | 00009/DRS/1 | A | Nova F.A | 12041057 |  | 2012-06-06 | M/s Prognosys Medical Systems Pvt ltd. | M/s Prognosys Medical Systems Pvt ltd. | X-Ray Dept | TNHSP | TNHSP/TNMSC/ENGG/AG9/2010~dt-11/01/2012 | 2013-02-18 | 2016-06-05 | 2734708 | AMC |  |  | 17-5-2013 | Working | -1
1415 | THIRUVALLUR | Ventilators (Paediatrics) | 00009/VENP/4 | B | NCPAP | 1030 |  | 2011-01-06 |  | PHOENIX MEDICAL SYSTEMS | NICU | RCH | RCH-2/TNMSC/ENGG/E37/2010-5Dt-30/07/2010 |  | 2012-01-05 | 120053 | AMC |  |  | 2011-01-02 | Working | -1
1416 | THIRUVALLUR | Anaesthesia Machine | 00009/undefined/1 | [6 empty] | Madras Surgicals And Chemicals | O T |  | 2397/TNMSC/ENGG/2009-1 Dt;12.03.2009 |  | 2012-12-31 | 130000 | AMC |  |  | 22-12-2010 | Working | -1
1417 | THIRUVALLUR | Pulse Oximeter | 00009/SPO2/6 | B |  |  |  | 2007-01-27 |  | Silicon Labs | OT | TNHSP | TNHSP/TNMSC/ENGG/CE9/2006Dt;25.10.2006 |  | 2008-01-26 | 18500 | AMC | 2011-01-31 | M/S SILICON LABS~NO;21~KAMBAR STREET~EAST TAMBARAM~CHENNAI-59. | 17-12-2010 | Working | -1
1418 | THIRUVALLUR | Pulse Oximeter | 00009/SPO2/7 | B |  |  |  | 2007-01-27 |  | Silicon Labs | L.W | TNHSP | TNHSP/TNMSC/ENGG/CE9/2006Dt-25/10/2006 |  | 2008-01-26 | 18500 | AMC | 2011-01-31 | M/S SILICON LABS~CHENNAI-59 | 17-12-2010 | Working | -1
1419 | THIRUVALLUR | Refrigerator | 00009/REFR/4 | C |  |  |  | 2007-12-28 |  | Devay Farma | Store | TNHSP | TNHSP/TNMSC/P2G5/2007Dt-17.9.2007 |  | 2008-12-27 | 10400 | AMC | 2011-02-28 | M/S Davey Pharma andamp; Surgicals~No-14-Kesava Iyer Street~1st Floor~Park Town~Chennai-3. | 17-12-2010 | Working | -1
1420 | THIRUVALLUR | Phototherphy unit | 00009/undefined/1 |  | 4000CFL |  |  | 2007-02-20 |  | Madras Surgicals And Chemicals | NBW | TNHSP | TNHSP/TNMSC/ENGG/CE8/2006Dt-25.10.2006 |  | 2008-02-19 | 10670 | AMC | 2011-01-31 | MADRAS SURGICALS AND CHEMICALS~CHENNAI-42 | 21-12-2010 | Working | -1
1421 | THIRUVALLUR | Operation Table Hydraulic | 00009/undefined/1 |  |  |  |  | 2007-01-18 |  | Reliance Instruments |  | TNHSP | TNHSP/TNMSC/ENGG/CE6/2006/25.10.2006 |  |  | 0 | AMC |  | M/s Reliance INstruments Corporation~Chennai-40 | 21-12-2010 | Condemned | -1
1422 | THIRUVALLUR | Radiant Warmer | 00009/undefined/1 |  | Nice2007S |  |  | 2007-11-28 |  | Madras Surgicals And Chemicals |  | TNHSP | TNHSP/TNMSC/P2E10/2007/19.9.2007 |  | 2008-11-27 | 17180 | AMC | 2011-01-31 | Madras Surgicals And Chemicals | 21-12-2010 | Working | -1
1423 | THIRUVALLUR | Anesthesia Machine With Ventilator | 00009/undefined/1 |  |  |  |  | 2007-10-17 |  | Larsen and Toubro Limited | OT | TNHSP | TNHSP/TNMSC/ICB/ICE/2007/Dt;27.06.2007 | 2007-10-17 | 2008-10-16 | 292520 | AMC | 2011-01-31 | L | 21-12-2010 | Working | -1
1424 | THIRUVALLUR | Double Puncture Laproscope | 00009/undefined/1 |  | KARLSTOZ |  |  | 2007-11-05 |  | Vishal Surgical Equipments Pvt Ltd. |  | TNHSP | TNHSP/TNMSC/ICB/CE2/2006~Dt;12.12.2006 |  | 2008-11-06 | 226200 | AMC | 2011-01-30 | Vishal Surgical Equipments Pvt Ltd~Chennai-2 | 20-12-2010 | Working | -1
1425 | THIRUVALLUR | Defibrillator | 00009/undefined/1 |  | TEC5521K | TEC5521K |  | 2007-02-02 |  | Trivitron Medical Systems Pvt Ltd~Chennai-18 | I C U | TNHSP | TNHSP/TNMSC/ENGG/CE7/2006/Dt;25.10.2006 |  | 2008-02-01 | 145880 | AMC | 2011-01-31 | Trivitron Medical Systems Pvt Ltd~Chennai-18. | 20-12-2010 | Working | -1
1426 | THIRUVALLUR | CTG Monitor | 00009/CTGM/1 | B2 |  |  |  | 2007-01-29 |  | Madras Surgicals andamp; Chemicals | L.W | TNHSP | TNHSP/TNMSC/ENGG/CE10/2006/DSt;03.11.2006 |  | 2008-01-28 | 84000 | AMC | 2011-06-30 | MADRAS SURGICAL AND CHEMICALS~CHENNAI-42 | 17-12-2010 | Not Working | -1
1427 | THIRUVALLUR | Foetal Doppler | 00009/FAMON/2 | C | CMS 500++ |  |  | 2007-09-29 |  | Madras Surgicals And Chemicals~Chennai-42 | L.W | TNHSP | TNHSP/TNMSC/ENGG/CE10/06/03.11.2006 |  | 2008-09-28 | 5000 | AMC | 2011-01-31 | Madrass surgicals and chemicals | 17-12-2010 | Working | -1
1428 | THIRUVALLUR | Phototherapy Unit | 00009/PHTU/1 | C | 40000 CFL |  |  | 2007-02-20 | Nice Neo Tech | Madras Surgicals andamp; Chemicals | NBW | TNHSP |  |  | 2008-02-19 | 10670 | AMC | 2011-01-31 | Madras Surgicals andamp; Chemicals | 17-12-2010 | Working | -1
1429 | THIRUVALLUR | Phototherapy Unit | 00009/PHTU/2 | C | 4000 CFL |  |  | 2007-02-20 | Nice Neo Tech | Madras Surgicals andamp; Chemicals | NBW | TNHSP |  |  | 2008-02-19 | 10670 | AMC | 2011-01-31 | Madras Surgicals | 17-12-2010 | Working | -1
1430 | THIRUVALLUR | Phototherapy Unit | 00009/PHTU/3 | C | 4000 CFL |  |  | 2007-02-20 |  | Madras Surgicals andamp; Chemicals | NBW | TNHSP |  |  | 2008-02-19 | 10670 | AMC | 2011-01-31 | Madras Surgicals andamp; Chemicals | 17-12-2010 | Working | -1
1431 | THIRUVALLUR | Phototherapy Unit | 00009/PHTU/4 | C | 4000 CFL |  |  | 2007-02-20 | Nice Neo tech | Madras Surgicals andamp; Chemicals | NBW | TNHSP |  |  | 2008-02-19 | 10670 | AMC | 2011-01-31 | Madras Surgicals and Chemicals | 17-12-2010 | Working | -1
1432 | THIRUVALLUR | Radiant Warmer | 00009/RAWR/12 | C | 2000B |  |  | 2007-02-20 | Nice Neo Tech | Madras Surgicals andamp; Chemicals | NBW | TNHSP |  |  | 2008-02-19 | 17000 | AMC | 2011-01-31 | Madras Surgicals andamp; Chemicals | 17-12-2010 | Working | -1
1433 | THIRUVALLUR | Radiant Warmer | 00009/RAWR/13 | C | 2000B |  |  | 2007-02-20 | Nice Neo Tech | Madras Surgicals andamp; Chemicals | NBW | TNHSP |  |  | 2008-02-19 | 17000 | AMC | 2011-01-31 | Madras Surgicals andamp; Chemicals | 17-12-2010 | Working | -1
1434 | THIRUVALLUR | Radiant Warmer | 00009/RAWR/14 | C | Nice 2007S |  |  | 2007-11-28 | Nice Neo Tech | Madras Surgicals andamp; Chemicals | NBW | TNHSP |  |  | 2008-11-27 | 17180 | AMC | 2011-02-28 | Madras Surgicals and Chemicals | 17-12-2010 | Working | -1
1435 | THIRUVALLUR | Radiant Warmer | 00009/RAWR/15 | C | 2000B |  |  | 2007-02-20 | Nice Neo Tech | Madras Surgicals andamp; Chemicals | L.W | TNHSP |  |  | 2008-02-19 | 17000 | AMC | 2011-02-28 | Madras Surgicals andamp; Chemicals | 17-12-2010 | Working | -1
1436 | THIRUVALLUR | Radiant Warmer | 00009/RAWR/16 | C | 2000B |  |  | 2007-02-20 | Nice Neotech | M/S Madras Surgicals | NICU | TNHSP | TNHSP/TNMSC/ENGG/CE8/2006/25.10.2006 |  | 2008-02-19 | 17000 | AMC | 2011-01-31 | M/S Madras Surgicalsandamp;Chemicals | 17-12-2010 | Working | -1
1437 | TIRUTHANI | Infusion pump | 00010/INPM/3 | C | Trifusa |  |  | 2007-04-02 |  | Trivitron Medical Systems | L W | TNHSP |  |  | 2008-04-01 | 0 | AMC | 2011-01-31 | Trivitron Medical Systems | 17-12-2010 | To be condemned | -1
1438 | TIRUTHANI | Boyles apparatus with Ventilator | 00010/VEN/1 | B | Compact |  |  |  | L andamp; T | L andamp; T |  |  |  |  | 2009-12-31 | 292520 | AMC | 2011-01-31 | L andamp; T | 17-12-2010 | Working | -1
1439 | TIRUTHANI | Operation Table Hydraulic Major | 00010/TAMA/5 | B2 | Jupiter 205 |  |  |  |  | Jupiter Manufacture | [5 empty] | 0 | AMC | 2011-02-28 | Jupiter Manufacturing Works | 17-12-2010 | Condemned | -1
1440 | TIRUTHANI | Refrigerator | 00010/REFR/5 | C | Electrolux |  |  | 2007-12-28 |  | Davey Pharma |  |  |  |  | 2008-12-27 | 10000 | AMC | 2011-02-28 | Davey Pharma | 17-12-2010 | Working | -1
1441 | TIRUTHANI | Boyles apparatus with out Ventilator | 00010/OVEN/1 | B | Compact |  |  |  | L andamp; T | L andamp; T |  | TNHSP |  |  | 2009-12-31 | 98000 | AMC | 2011-02-28 | L andamp; T | 17-12-2010 | Working | -1
1442 | TIRUTHANI | Dental Chair | 00010/DECH/3 | B2 | Alpha |  |  |  |  | S.S. Chemicals |  | TNHSP |  |  | 2010-12-31 | 99200 | AMC | 2011-02-28 | S.S. Chemicals | 17-12-2010 | Working | -1
1443 | TIRUTHANI | Foetal Doppler | 00010/FDOP/3 | C | A100H | H11054175 |  | 2014-09-24 | AEON TECHNOLOGY (P) LTD | MEDI WAVES INC.B-64~ G.T. KARNAL ROAD~ INDUSTRIAL AREA~ DELHI - 110033. | LABOUR ROOM | TNMSC | 17240/TNMSC/ENGG/2014-15 DT;16.05.2014 | 2014-09-24 | 2017-09-23 | 4650 | AMC |  |  | 24-9-2014 | Working | -1
1444 | TIRUTHANI | Cardiac Monitor with defibrillator | 00010/DEFI/1 | C | TEC 5521K |  |  | 2007-02-02 | Trivitron Medical Systems | Trivitron Medical Systems | Store | TNHSP |  |  | 2008-02-01 | 145880 | AMC | 2011-01-31 | Trivitron Medicals | 17-12-2010 | Not Working | -1
1445 | TIRUTHANI | Infusion pump | 00010/INPM/2 | C | Trifusa |  |  | 2007-04-02 | Trivitron Medical Systems | Trivitron Medical Systems | L W | TNHSP |  |  | 2008-04-01 | 0 | AMC | 2011-01-31 | Trivitron Medical Systems | 17-12-2010 | To be condemned | -1
1446 | TIRUTHANI | Infusion pump | 00010/INPM/3 | C | Trifusa |  |  | 2007-04-02 | Trivitron Medical Systems | Trivitron Medical Systems | L W | TNHSP |  |  | 2008-04-01 | 25000 | AMC | 2011-01-31 | Trivitron Medical Systems | 17-12-2010 | Working | -1
1447 | TIRUTHANI | Pulse Oximeter | 00010/SPO2/1 | B | Futura Pleth |  |  | 2007-01-27 | Silicon Labs | Silicon Labs | OT | TNHSP |  |  | 2008-01-26 | 18500 | AMC | 2011-01-31 | Silicon Las | 17-12-2010 | Working | -1
1448 | TIRUTHANI | Pulse Oximeter | 00010/SPO2/2 | B | Futura Pleth |  |  | 2007-01-27 | Silicon Labs | Silicon Labs | L W | TNHSP |  |  | 2008-01-26 | 18500 | AMC | 2011-01-31 | Silicon Labs | 17-12-2010 | Working | -1
1449 | TIRUTHANI | Ventilators (Adult) | 00010/VE/1 | B | ADVENT U |  |  | 2007-07-17 |  | Erkadi Systems | L W | TNHSP |  |  | 2008-07-16 | 400000 | AMC | 2011-01-31 | Erkadi Systems | 17-12-2010 | Not Working | -1
1450 | TIRUTHANI | Laproscope Double Puncture | 00010/LDP/1 | C | KARLStoz |  |  | 2007-04-05 |  | Vishal Surgicals | Store | TNHSP |  |  | 2008-04-04 | 150000 | AMC |  | Vishal Surgicals Equipments | 17-12-2010 | Transferred to GH - Maduranthagam | -1
1451 | TIRUTHANI | Operation Table Hydraulic Major | 00010/TAMA/2 | B2 |  |  |  | 2007-01-18 |  | Reliance Instruments | OT | TNHSP |  |  |  | 0 | AMC | 2011-06-30 | Reliance Instruments | 17-12-2010 | Condemned | -1
1452 | TIRUTHANI | Operation Table Hydraulic Major | 00010/TAMA/3 | B2 |  |  |  | 2007-01-18 |  | Reliance Instruments | OT | TNHSP |  |  | 2007-01-17 | 0 | AMC | 2011-06-30 | Reliance Instruments | 17-12-2010 | Condemned | -1
1453 | TIRUTHANI | CTG Monitor | 00010/CTGM/1 | B2 | CMS 2000+4 |  |  | 2007-01-30 | Vin Bio Tech | Madras Surgicals | L W | TNHSP |  |  | 2008-01-29 | 84000 | AMC | 2011-06-30 | Madras Surgicals | 17-12-2010 | Not Working | -1
1454 | TIRUTHANI | Foetal Doppler | 00010/FDOP/1 | C | CMS 500++ |  |  | 2007-01-30 |  | Madras Surgicals | L W | TNHSP |  |  | 2008-01-29 | 5000 | AMC | 2011-06-30 | Madras Surgicals | 17-12-2010 | Working | -1
1455 | TIRUTHANI | Phototherapy Unit | 00010/PHTU/2 | C | 4000CEF |  |  | 2007-04-17 | Nice Neo Tech | Madras Surgicals | L W | TNHSP |  |  | 2008-04-16 | 10670 | AMC | 2011-01-31 | Madras Surgicals and C hemicals | 17-12-2010 | Working | -1
1456 | TIRUTHANI | Phototherapy Unit | 00010/PHTU/3 | C | 4000CEF |  |  | 2007-04-17 | Nice Neo Tech | Madras Surgicals | L W | TNHSP |  |  | 2008-04-16 | 10670 | AMC | 2011-01-31 | Madras Surgicals and Chemicals | 17-12-2010 | Working | -1
1457 | TIRUTHANI | Phototherapy Unit | 00010/PHTU/4 | C | 4000CEF |  |  | 2007-04-17 | Nice Neo Tech | Madras Surgicals | L W | TNHSP |  |  | 2008-04-16 | 10670 | AMC |  | Madras Surgicals and Chemicals | 17-12-2010 | Working | -1
1458 | TIRUTHANI | Phototherapy Unit | 00010/PHTU/5 | C | 4000CEF |  |  | 2007-04-17 | Nice Neo Tech | Madras Surgicals | L W | TNHSP |  |  | 2008-04-16 | 10670 | AMC | 2011-01-31 | Madras Surgicals and Chemicals | 17-12-2010 | Working | -1
1459 | TIRUTHANI | Radiant Warmer | 00010/RAWR/1 | C | 2000B |  |  | 2007-04-17 | Nice Neo Tech | Madras Surgicals | L W | TNHSP |  |  | 2008-04-16 | 17000 | AMC | 2011-01-31 | Madras Surgicals and Chemicals | 17-12-2010 | Working | -1
1460 | TIRUTHANI | Radiant Warmer | 00010/RAWR/2 | C | 2000B |  |  | 2007-04-17 | Nice Neo Tech | Madras Surgicals | L W | TNHSP |  |  | 2008-04-16 | 17000 | AMC | 2011-01-31 | Madras Surgicals and Chemicals | 17-12-2010 | Working | -1
1461 | TIRUTHANI | Radiant Warmer | 00010/RAWR/3 | C | 2000B |  |  | 2007-04-17 | Nice Neo Tech | Madras Surgicals | L W | TNHSP |  |  | 2008-04-16 | 17000 | AMC | 2011-01-31 | Madras Surgicals and Chemicals | 17-12-2010 | Working | -1
1462 | TIRUTHANI | Radiant Warmer | 00010/RAWR/4 | C | Neo Tech Model 2000B |  |  | 2007-04-17 |  | Madras Surgicals | L W | TNHSP |  |  | 2008-04-16 | 17000 | AMC | 2011-01-31 | Madras Surgicals and Chemicals | 17-12-2010 | Working | -1
1463 | UTHUKOTTAI | Mannual Colposcope | 00011/CALPM/1 | C | ARI II-1D |  |  | 2013-03-09 | Ari Technology (Group) Co. Ltd.~ China. | South India Surgical Co. Ltd. | Store | TNHSP | TNHSP/TNMSC/ENGG/AG30/2011 dt 21/04/2012 |  | 2014-03-08 | 130000 | AMC |  |  | 2013-02-04 | Working | -1
1464 | UTHUKOTTAI | Pulse Oximeter | 00011/SPO2/1 | B | Steller - P |  |  | 2008-01-12 |  | Larsan andamp; Tubro | SN | TNHSP | TNHSP/TNMSC/P2E9/2007dT;11.09.2007 |  | 2009-01-11 | 33750 | AMC | 2011-02-28 | Larsan andamp; Tubro | 17-12-2010 | Working | -1
1465 | UTHUKOTTAI | Refrigerator | 00011/REFR/1 | C | 170 Lts | 73902424 |  | 2007-11-24 | Electrolux | Davey Pharma Surgicals | injection room | TNHSP | TNHSP/TNMSC/P2G5/2007 dt 17/09/07 | 2007-11-24 | 2008-11-23 | 10400 | AMC | 2011-02-28 | Davey Pharma | 17-12-2010 | Working | -1
1466 | UTHUKOTTAI | Foetal Monitor | 00011/FAMON/1 | B | MWI - 99 |  |  | 2003-08-24 |  | Associated Surgicals | Labour Ward | DMS | 45036/SPS/1/2003 dt 12/06/2003 |  | 2007-08-24 | 5150 | AMC |  |  | 2012-09-03 | Working | -1
1467 | UTHUKOTTAI | Radiant Warmer | 00011/RAWR/2 | C | OCW 100 | 2918 |  | 2008-11-05 | Phoenix | Datax Ohmeda (I) Pvt. Ltd. | Labour Ward | TNHSP | TNHSP/TNMSC/P3E9/08 dt 29/08/08 | 2008-12-06 | 2009-11-04 | 18000 | AMC | 2012-12-07 | DATEX OHMEDA | 17-12-2010 | Working | -1
1468 | AVADI | Mannual Colposcope | 00001/CALPM/1 | C | ARI II-ID |  |  | 2013-03-21 | Ari Technology (Group) | South India Surgicals Co~ Ltd. | Labour Ward | TNHSP | REP~/TNHSP/TNMSC/ENGG/AG30/2011 21/04/2012 | 2013-03-21 | 2014-03-20 | 130000 | AMC |  |  | 2013-10-04 | Working | -1
1469 | AVADI | B.P.apparatus table model | 00001/BPAT/2 | C |  |  |  | 1999-09-15 |  | Alam Medical | Labour Ward | OTHERS |  |  |  | 0 | AMC |  |  | 27-11-2013 | Condemned | -1
1470 | AVADI | PH meter | 00001/PHMT/1 | C | RPA/GRT10ANPN | 1249 |  | 2014-04-15 |  | RLT Instrumentation | lab | TNHSP | TNHSP/TNMSC/AG87B/2013-14 | 2014-04-15 | 2015-03-14 | 57363 | AMC |  |  | 2014-10-06 | Working | -1
1471 | AVADI | Multi Para Monitor | 00001/MPM/1 | B2 | G3D |  |  | 2014-06-26 | General Meditech China | Trans Health Care Idea Private | OT | TNMSC | 17240TNMSC/ENGG2014-3 | 2014-07-12 | 2017-07-11 | 60000 | AMC |  |  | 30-7-2014 | Working | -1
1472 | AVADI | Cell Counter | 00001/CELC/1 | B2 | XP 100 Advance Version of KX21 | A3224 |  | 2014-02-03 | Sysmex Corporation | Transasia | Lab | TNMSC | 78217/Sandamp;P/1/2013-2014/03/02/2014 | 2014-03-06 | 2017-03-05 | 385319 | AMC |  |  | 2014-10-09 | Working | -1
1473 | AVADI | Haemoglobinometer | 00001/HBMT/1 | C | BDI |  |  | 2014-12-02 | solokraft industries | Solokrafts Industries | Lab | TNHSP | TNHSP/TNMSC/ENGG/AG87B/2014 | 2014-12-02 | 2015-12-01 | 9700 | AMC |  |  | 2015-05-01 | Working | -1
1474 | PONNERI | Mannual Colposcope | 00007/CALPM/1 | C | 15ARI II-1D |  |  | 2013-03-18 |  | South India Surgical Co. Ltd.~ | NCD ROOM | TNHSP | TNHSP/TNMSC/ENGG/AG30/2011 dt. 21.04.2012 | 2013-02-18 | 2014-03-17 | 130000 | CAMC |  | Soth India Surgical Co. Ltd.~ | 17-9-2013 | Working | -1
1475 | THIRUVALLUR | CTG Monitor | 00009/CTGM/2 | B2 | Med 200 | MED2001401005 |  | 2014-06-23 | Medware | Sri System andamp; Services | Labour Ward | OTHERS |  | 2014-06-23 | 2015-06-22 | 80000 | CAMC |  |  | 2014-11-11 | Working | -1
1476 | THIRUVALLUR | Ultra Sonogram -MOBILE | 00009/IUSM/1 | B | Logiq P3 | 59506WS6 |  | 2009-09-30 | Wipro GE Health Care | Wipro GE Health Care | Gynae Op | TNHSP | TNHSP/TNMSC/ICB/P3E-24/2009 Dt-02/01/2009 | 2009-10-01 | 2010-09-29 | 674800 | CAMC | 2014-04-30 | Wipro GE Health Care | 17-12-2010 | Not Working | -1
1477 | THIRUVALLUR | Defibrillator with Monitor | 00009/DEFI/3 | B2 | Heart Stat FRx~Of Philips make | B12C05669~B12-05993~BRC05750~B12D-00691 |  | 2012-08-21 | M/S Philips Electronics India Ltd. | M/S Philips Electronics India Ltd. | I C C U | TNHSP | TNHSP/TNMSC/ICB/AG17/2012 DT;12/03/2012 | 2012-10-09 | 2013-10-08 | 55696 | CAMC |  |  | 2012-10-09 | Working | -1
1478 | THIRUVALLUR | Slit Lamp | 00009/SLIT/3 | C | AIA-11 | 1501120806~1501120807~1501120808 |  | 2012-12-03 | APPASAMY | M/S APPASAMY ASSOCIATES | EYE OT | TNMSC | 13413(R) /TNMSC/ENGG/2012Dt-05/10/2012 | 2012-12-03 | 2015-12-02 | 36632 | CAMC | 2022-12-02 | M/S APPASAMY ASSOCIATES | 2012-03-12 | Working | -1
1479 | THIRUVALLUR | Defibrillator with Monitor | 00009/DEFI/4 | B2 | Heart Start FRx-Philips | B12D-00691 |  | 2012-08-21 | Philips | Philips Electronics India Limited | Casualty | TNHSP | TNHSP/TNMSC/ICB/AG17/2012Dt-12/03/2012 | 2012-10-09 | 2013-10-08 | 58696 | CAMC |  |  | 2013-08-02 | Working | -1
1480 | THIRUVALLUR | Defibrillator with Monitor | 00009/DEFI/5 | B2 | Heart Start FRx-Philips | BRC-05750 |  | 2012-08-21 | Philips | Philips Electronics India Limited. | Male Ward | TNHSP | TNHSP/TNMSC/ICB/AG17/2012Dt-12/03/2012 | 2012-10-09 | 2013-10-08 | 58696 | CAMC |  |  | 2013-08-02 | Working | -1
1481 | THIRUVALLUR | Defibrillator with Monitor | 00009/DEFI/6 | B2 | Heart Start FRx-Philips | B12C-05993 |  | 2012-08-21 | Philips | Philips Electronics India Limited | M OT | TNHSP | TNHSP/TNMSC/ICB/AG17/2012Dt-12/03/2012 | 2012-10-09 | 2013-10-08 | 58696 | CAMC |  |  | 2013-08-02 | Working | -1
1482 | GUMMIDIPOONDI | X-ray Machine 100 mA | 00002/XRY100/1 | B |  |  |  | 1999-06-28 |  | Wipro GE Medical Systems Ltd. | X - Ray Room | DMS | 34853/CPII/1/99 DT 04/06/99. |  | 2000-06-27 | 293270 | NO AMC |  |  | 17-12-2010 | Working | -1
1483 | MADHAVARAM | N2O Cylinder for Boyles | 00003/N2OB/1 | C |  |  |  | 2008-04-16 |  |  | OT | TNHSP |  |  | 2009-04-15 | 5250 | NO AMC |  |  | 28-1-2011 | Working | -1
1484 | MADHAVARAM | Suction Apparatus - Electrical | 00003/SAEL/4 | C |  |  |  | 2009-02-24 |  |  | ot | TNHSP |  |  | 2010-02-23 | 5500 | NO AMC |  |  | 28-1-2011 | Working | -1
1485 | MADHAVARAM | Suction Apparatus - Electrical | 00003/SAEL/5 | C |  |  |  | 2009-02-24 |  |  | ot | TNHSP |  |  | 2010-02-23 | 5500 | NO AMC |  |  | 28-1-2011 | Working | -1
1486 | MADHAVARAM | Suction Apparatus - Electrical | 00003/SAEL/6 | C |  |  |  | 2009-02-24 |  |  | post operative ward | TNHSP |  |  | 2010-02-23 | 5500 | NO AMC |  |  | 28-1-2011 | Working | -1
1487 | MADHAVARAM | Suction Apparatus - Electrical | 00003/SAEL/8 | C |  |  |  | 2009-02-24 |  |  | IP | DMS |  | 2009-02-24 | 2010-02-23 | 4410 | NO AMC |  |  | 28-1-2011 | Working | -1
1488 | MADHAVARAM | Emergency Lamp | 00003/EML/1 | C |  |  |  | 2009-06-05 |  |  | OT | DMS |  | 2009-06-05 |  | 1968 | NO AMC |  |  | 28-1-2011 | To be Condemned | -1
1489 | MADHAVARAM | Magnavision Lamp | 00003/MAGL/1 | C |  |  |  | 2009-11-14 |  |  | labour ward | TNHSP |  |  | 2010-11-13 | 3640 | NO AMC |  |  | 28-1-2011 | Working | -1
1490 | MADHAVARAM | Water Bath/Ultrasonic Water Bath | 00003/WBAT/1 | C | smi-143 | 1 |  | 2014-04-10 | s.m.scientific instruments pvt ltd | s.m.scientific instruments pvt~ltd |  | TNHSP |  |  | 2015-04-09 | 8427 | NO AMC |  |  | 2014-07-06 | Working | -1
1491 | MADHAVARAM | Semi Auto analyser | 00003/ATAL/1 | B | AT1361013RBK | AT1361013RBK |  | 2014-02-27 | ROBONIK [INDIA] PVT LTD | ROBONIK [INDIA]PVT LTD |  |  | TNHSP/TNMSC/AG87/h/2013 |  |  | 50343 | NO AMC |  |  | 2014-08-07 | Wrong Entry | -1
1492 | MADHAVARAM | PH meter | 00003/PHMT/1 | C | RPA-IGRTIOANPN | SN1251 |  | 2014-03-24 | RLT INSTRUMENTATION PVT LTD | RLT INSTRUMENTATION PVT LTD |  | TNHSP | TNHSP/TNMSC/AG87b/2013-Idated28.11.2013 | 2014-05-23 | 2015-03-04 | 57353 | NO AMC |  |  | 2014-12-06 | Working | -1
1493 | MADHAVARAM | Multi Para Monitor | 00003/MPM/1 | B2 | G3D | G3D |  | 2014-07-16 | TRANS HEALTH CARE INDIA PVT LTD | TRANS HEALTH CARE INDIA PRIVATE LIMITED |  | TNMSC | 17240/TNMSC/ENGG/2014-3 |  | 2017-07-15 | 60000 | NO AMC |  |  | 17-7-2014 | Working | -1
1494 | MADHAVARAM | Haemoglobinometer | 00003/HBMT/1 | C | MAKE;BDI |  |  | 2014-09-27 | SOLOKRAFTS INDUSTRIS | SOLOKRAFTS INDISTRIES |  | TNHSP | TNHSP/TNMSC/AG87B/2014 DT.17.06.14 |  | 2015-07-25 | 10185 | NO AMC |  |  | 2014-12-12 | Working | -1
1495 | MADHAVARAM | Refrigerator | 00003/REFR/1 | C | Godrej | [5 empty] | to IPH Poomallee |  |  |  |  | 0 | NO AMC |  |  | 17-12-2010 | Condemned | -1
1496 | MADHAVARAM | oxygen cylinder | 00003/undefined/1 |  |  | 18347269 |  | 1984-11-01 |  |  | ward | TNMSC | 49/11 | 1984-11-01 | 1985-10-31 | 3000 | NO AMC |  |  | 21-12-2010 | Working | -1
1497 | MADHAVARAM | Boyles apparatus with out Circle Abosrber | 00003/BAOCA/2 | B |  |  |  | 2000-10-26 |  | Transferred form Pooneri | OT |  |  |  |  | 11000 | NO AMC |  |  | 17-12-2010 | Condemned | -1
1498 | MADHAVARAM | Urine Analyser | 00003/URNA/1 | C |  |  |  | 2009-03-08 |  |  | laboratary | DMS |  |  | 2012-03-07 | 112000 | NO AMC |  |  | 28-1-2011 | Working | -1
1499 | MADHAVARAM | Computer | 00003/COMP/1 | C |  |  |  | 2009-04-13 |  | Bhed Leir Computer Systems | Computer Room | TNHSP | TNHSP/TNMSC/P1H/2009 dt 22/01/2009 | 2009-04-13 | 2010-04-12 | 24890 | NO AMC |  |  | 28-1-2011 | Working | -1
1500 | MADHAVARAM | Suction Apparatus - Electrical | 00003/SAEL/9 | C | ASPIRATOR |  |  | 2009-06-05 | GENEREAL SURGICALS |  | op | DMS |  |  | 2012-06-04 | 22000 | NO AMC |  |  | 13-2-2012 | Working | -1
1501 | MADHAVARAM | Suction Apparatus - Electrical | 00003/SAEL/10 | C | ASPIRATOR |  |  | 2009-06-05 |  | GENERAL SURGICALS | WARD | DMS |  | 2009-05-16 | 2012-06-04 | 22000 | NO AMC |  |  | 29-3-2012 | Working | -1
1502 | MADHAVARAM | Suction Apparatus - Electrical | 00003/SAEL/11 | C | ASPIRATOR |  |  | 2009-06-05 |  | GENERAL SURGICALS | WARD | DMS |  |  | 2012-06-04 | 22000 | NO AMC |  |  | 29-3-2012 | Working | -1
1503 | MADHAVARAM | Auto Clave HP Vertical (2 bin) | 00003/ACV2/8 | C |  |  |  | 2001-01-19 |  | Transfer from Thiruvallur GH | OT |  |  |  | 2002-01-18 | 11000 | NO AMC |  |  | 31-3-2012 | Working | -1
1504 | MADHAVARAM | Suction Apparatus - Electrical | 00003/SAEL/12 | C | ASPIRATOR |  |  | 2009-06-05 |  | General surgicals | LABOUR WARD | DMS |  |  | 2012-06-04 | 22000 | NO AMC |  |  | 31-3-2012 | Working | -1
1505 | MADHAVARAM | Suction Apparatus - Electrical | 00003/SAEL/13 | C | ASPIRATOR |  |  | 2009-06-05 | GENERAL SURGICALS |  | OP | DMS |  |  | 2012-06-04 | 22000 | NO AMC |  |  | 31-3-2012 | Working | -1
1506 | MADHAVARAM | Semi auto analyser | 00003/SEAA/1 | B2 |  |  |  | 2011-09-06 |  | Transfer from poneri gh | LAB |  |  |  | 2012-09-05 | 69422 | NO AMC |  |  | 31-3-2012 | Working | -1
1507 | MADHAVARAM | Weighing machine infant | 00003/WTMB/1 | C | BABY |  |  | 2008-10-14 |  | JUPITER MANUFACTURING WORKS | STORE | TNHSP |  |  | 2009-10-13 | 673 | NO AMC |  |  | 30-11-2011 | Working | -1
1508 | MADHAVARAM | Radiant Warmer | 00003/RAWR/1 | C | OCW |  |  | 2008-11-09 | PHOENEX | DATEX OHMEDA | STORE | TNHSP |  |  | 2009-11-08 | 18000 | NO AMC |  |  | 30-11-2011 | Working | -1
1509 | MADHAVARAM | Shadowless Lamp stand model | 00003/MOLT/2 | B |  |  |  | 2008-12-08 |  | JUPITAR MANUFACTURING WORKS | OT | TNHSP |  | 2008-12-01 | 2009-12-08 | 12700 | NO AMC |  |  | 30-11-2011 | Working | -1
1510 | MADHAVARAM | Shadowless Lamp stand model | 00003/MOLT/3 | B |  |  |  | 2008-12-08 |  | JUPITER MANUFACTURING WORKS | OT | TNHSP |  | 2008-12-01 | 2009-12-01 | 12700 | NO AMC |  |  | 30-11-2011 | Working | -1
1511 | MADHAVARAM | Auto Clave HP Vertical (2 bin) | 00003/ACV2/4 | C |  |  |  | 2009-03-04 |  | SOLOCRAFT INDUSTRIES | LABOUR WARD | TNHSP |  |  | 2010-03-03 | 29800 | NO AMC |  |  | 30-11-2011 | Working | -1
1512 | MADHAVARAM | Sterilizer Medium (Instrument) | 00003/STMD/1 | C |  |  |  | 2008-10-14 |  | jupiter manufacturing works | labour ward | TNHSP |  |  |  | 1400 | NO AMC |  |  | 30-11-2011 | Condemned | -1
1513 | MADHAVARAM | Sterilizer Medium (Instrument) | 00003/STMD/2 | C |  |  |  | 2008-10-14 |  | JUPITER MANUFATURING WORKS | labour ward | TNHSP |  |  | 2009-10-13 | 1400 | NO AMC |  |  | 30-11-2011 | Condemned | -1
1514 | MADHAVARAM | B.P.apparatus stand model | 00003/BPAS/2 | C | STAND |  |  | 2008-12-08 |  | jupiter manufacturing works | OT | TNHSP |  |  | 2009-12-07 | 1090 | NO AMC |  |  | 30-11-2011 | Working | -1
1515 | MADHAVARAM | B.P.apparatus stand model | 00003/BPAS/3 | C |  |  |  | 2008-12-08 |  | jupiter manufacturing works | post operative ward | TNHSP |  |  | 2009-12-07 | 1090 | NO AMC |  |  | 30-11-2011 | Working | -1
1516 | MADHAVARAM | B.P.apparatus stand model | 00003/BPAS/4 | C | stand |  |  | 2008-12-08 |  | jupiter manufacturig works | labour ward | TNHSP |  |  | 2009-12-07 | 1090 | NO AMC |  |  | 30-11-2011 | Working | -1
1517 | MADHAVARAM | B.P.apparatus stand model | 00003/BPAS/5 | C | stand |  |  | 2008-12-08 |  | jupiter manufacturing works | ANC ROOM | TNHSP |  |  | 2009-12-07 | 1090 | NO AMC |  |  | 30-11-2011 | Not Working | -1
1518 | MADHAVARAM | B.P.apparatus stand model | 00003/BPAS/6 | C | stand |  |  | 2008-12-08 |  | jupiter manufacturing works | OP | TNHSP |  |  | 2009-12-07 | 1090 | NO AMC |  |  | 30-11-2011 | Not Working | -1
1519 | MADHAVARAM | Auto Clave HP Vertical (2 bin) | 00003/ACV2/6 | C | 3kw |  |  | 2009-03-04 |  | solocraft | ward | DMS |  |  | 2012-03-03 | 18600 | NO AMC |  |  | 27-12-2011 | Not Working | -1
1520 | MADHAVARAM | Alpha Bed with motor | 00003/ABM/1 | C | ORTNO123 |  |  | 2007-06-29 |  | JUPITER MANUFACTURING | WARD | DMS |  | 2007-06-15 |  | 6600 | NO AMC |  |  | 27-12-2011 | Condemned | -1
1521 | MADHAVARAM | Washing Machine | 00003/WASH/1 | B2 | fully automatic |  |  | 2008-03-27 |  | Anand andamp;co | post operative ward |  |  | 2008-03-27 |  | 11500 | NO AMC |  |  | 30-3-2012 | To be condemned | -1
1522 | MADHAVARAM |  | 00003/ACON/1 | C | window |  |  | 2007-11-21 |  | Anandandamp;co | OT |  |  | 2007-11-21 | 2008-11-20 | 18200 | NO AMC |  |  | 30-3-2012 | Working | -1
1523 | MADHAVARAM | Water Purifier | 00003/WATP/1 | B2 |  |  |  | 2007-12-18 |  | Aqua fresh | post operative ward |  |  | 2007-12-18 | 2008-12-17 | 11000 | NO AMC |  |  | 30-3-2012 | Working | -1
1524 | PALLIPATTU | Alpha Bed with motor | 00004/ABM/1 | C | Associated | 00004/ABM/1 |  | 2003-08-29 |  | Associated surgicals | OP | DRHM | 45036/SDS/1/03 Dt.12.06.03 | 2003-08-29 | 2004-08-28 | 7760 | NO AMC |  |  | 17-12-2010 | Condemned | -1
1525 | PALLIPATTU | Centrifuge | 00004/COMC/1 | C | TCE15A | CFC4L2 |  | 2012-06-27 | SOLO KRAFTS INDUSRIES | TNHSP/TNMSC | LAB | TNHSP | AG29E | 2012-09-05 | 2015-04-04 | 5090 | NO AMC |  |  | 15-11-2013 | Working | -1
1526 | PALLIPATTU | Electric Calorimeter | 00004/CALO/2 | C | PRIETEST EASY LAB | PEL0961213RBK |  | 2014-03-19 | ROBONIK INDIA PVT LTD | ROBONIIK INDIA PVT LTD | LABOURATARY | TNMSC | 2235 | 2014-03-19 | 2017-03-18 | 20302 | NO AMC |  |  | 20-3-2014 | Working | -1
1527 | PALLIPATTU | PH meter | 00004/PHMT/1 | C | RPA1GRT10ANPN | 1252 |  | 2014-05-30 | RLT Instrumentation Pvt Ltd chennai-24 | RLT Instrumentation pvt Ltd chennai- 24 | LAB | TNMSC |  |  | 2016-05-29 | 57353 | NO AMC |  |  | 28-6-2014 | Working | -1
1528 | PALLIPATTU | Pulse Oximeter | 00004/SPO2/1 | B2 | RAD-8 | M73839 |  | 2014-06-27 | MASIMO CORPORATION | Grace MFGandamp; Trading co New Delhi -49 | LABOUR WARD | TNMSC |  | 2014-06-27 | 2019-06-26 | 68968 | NO AMC |  |  | 28-6-2014 | Working | -1
1529 | PALLIPATTU | ECG machine ordinary | 00004/ECGO/1 | B | 61087 | AVMK8G8926 |  | 2008-08-08 |  | Keechery Enginering Co. | Ward | PWF |  | 2008-08-08 | 2009-08-07 | 24000 | NO AMC |  |  | 17-12-2010 | Working | -1
1530 | PALLIPATTU | Dental Chair | 00004/DECH/1 | B2 | Item Code DEN 097 | 00004/DECH/1 |  | 2008-03-18 |  | Confident dental equipments | Dental OP | TNMSC | 12537/TNMSC/ENGG/2007 Dt. 27.10.2007 | 2008-03-18 | 2009-03-17 | 99200 | NO AMC |  |  | 17-12-2010 | Working | -1
1531 | PALLIPATTU | Alpha Bed with motor | 00004/ABM/2 | C |  | 00004/ABM/2 |  | 2003-08-29 |  | Associated surgicals | Ward | DRHM | 45036/SDS/1/03 Dt.12.06.03 | 2003-08-29 | 2004-08-28 | 7760 | NO AMC |  |  | 17-12-2010 | Condemned | -1
1532 | PALLIPATTU | Alpha Bed with motor | 00004/ABM/3 | C | Jupiter | 00004/ABM/3 |  | 2007-07-07 |  | Jupiter Manufacturing Works | Ward | DRHM | 35047/SNP/1/07 Dt.27.04.07 | 2007-07-07 | 2008-07-06 | 6600 | NO AMC |  |  | 17-12-2010 | Condemned | -1
1533 | PALLIPATTU | Formaline dispenser | 00004/FORD/1 | C | 00004/FORD/1 | 00004/FORD/1 |  | 2003-11-20 |  | South India Surgicals | OPERATION THEATRE | DMS | 49216/EPD/1/03 Dt.25.06.03 |  | 2004-11-19 | 2500 | NO AMC |  |  | 17-12-2010 | Working | -1
1534 | PALLIPATTU | Boyles apparatus with out Circle Abosrber | 00004/BAOCA/1 | B | ECO Safe | 00004/BAOCA/1 |  | 2008-11-12 |  | Solokrafts Industries | OPERATION THEATRE | TNHSP | TNHSP/TNMSC/P3/E4/2008 Dt. 29.08.08 | 2008-11-12 | 2009-11-11 | 82000 | NO AMC |  |  | 17-12-2010 | Working | -1
1535 | PALLIPATTU | Suction Apparatus - Electrical | 00004/SAEL/3 | C | VISHAL | 00004/SAEL/3 |  | 2009-02-13 |  | VISHAL HOSPITAL STEEL | MALE WARD | TNHSP | 51190/SNP/1/08-2 Dt.10.11.08 | 2009-02-13 | 2010-02-12 | 4410 | NO AMC |  |  | 25-8-2012 | Working | -1
1536 | PALLIPATTU | Ultra Sonogram -MOBILE | 00004/IUSM/3 | B | logiq p3 | 57663 WS7 |  | 2009-09-25 | wipro GE | wiproGE Health Care | scan room | TNHSP | TNHSP/TNMSC/IEB/P3E24/09 Dt.20.05.09 | 2009-09-25 | 2011-09-24 | 674800 | NO AMC |  |  | 24-8-2012 | Transferred to GH - ooty | -1
1537 | PALLIPATTU | Auto Clave HP Vertical (2 bin) | 00004/ACV2/2 | C |  | 00004/ACV2/2 |  | 2009-05-12 |  | solokrafts industries | LABOUR WARD | TNHSP | TNHSP/TNMSC/P5E10/2008 Dt. 10.09.08 | 2009-05-12 | 2010-05-11 | 29800 | NO AMC |  |  | 24-8-2012 | Working | -1
1538 | PALLIPATTU | Suction Apparatus - Electrical | 00004/SAEL/4 | C | VISHAL | 00004/SAEL/4 |  | 2009-02-13 |  | VISHAL HOSPITAL STEEL | OPERATION THEATER | TNHSP | TNHSP/TNMSC/P3/E8/08 Dt.10.09.08 | 2009-02-13 | 2010-02-12 | 3900 | NO AMC |  |  | 25-8-2012 | Working | -1
1539 | PALLIPATTU | Auto Clave HP Vertical (2 bin) | 00004/ACV2/3 | C | HP Vertical (2 bin) | 00004/ACV2/3 |  | 2009-05-12 |  | SOLOKRAFTS INDUSTRIES | LABOUR WARD | TNHSP | TNHSP/TNMSC/P5E10-2008 Dt.12.09.08 | 2009-05-12 | 2010-05-11 | 29800 | NO AMC |  |  | 24-8-2012 | Working | -1
1540 | PALLIPATTU | Auto Clave HP Vertical (2 bin) | 00004/ACV2/4 | C | vertical | 00004/ACV2/4 |  | 2009-02-24 |  | solokrafts industries | operation theatre | TNHSP | 51190/SLP/1/09 Dt.19.11.08 | 2009-02-24 | 2010-02-23 | 18500 | NO AMC |  |  | 25-8-2012 | Working | -1
1541 | PALLIPATTU | Suction Apparatus - Electrical | 00004/SAEL/5 | C | V ISHAL | 00004/SAEL/5 |  | 2009-02-13 |  | VISHAL HOSPITAL STEEL | OPERATION THEATER | TNHSP | TNHSP/TNMSC/P3/E8/08 Dt.10.09.08 | 2009-02-13 | 2010-02-12 | 3900 | NO AMC |  |  | 25-8-2012 | Working | -1
1542 | PALLIPATTU | Magnavision Lamp | 00004/MAGL/1 | C |  | 00004/MAGL/1 |  | 2009-10-06 |  | Saberwal Surgical Co | LABOUR WARD | DRHM | 04/NRHMS/HSP/TNMSC/2009-MV Dt-29.06.09 | 2009-10-06 | 2010-10-05 | 3500 | NO AMC |  |  | 24-8-2012 | Working | -1
1543 | PALLIPATTU | Auto Clave HP Vertical (2 bin) | 00004/ACV2/5 | C | VERTICAL | 00004/ACV2/5 |  | 2009-01-13 |  | SOLOKRAFTS INDUSTRIES | OPERATION THEATRE | TNHSP | 51190/SLP/1/09-Dt.19.11.08 | 2009-01-13 | 2010-02-12 | 18500 | NO AMC |  |  | 25-8-2012 | Working | -1
1544 | PALLIPATTU | Suction Apparatus - Electrical | 00004/SAEL/2 | C | JUPITER | 00004/SAEL/2 |  | 2009-02-17 |  | JUPITER MANUFACTUERES | FEMALE WARD | TNHSP | 47975/SLP/1/08 dDt.04.02.09 | 2009-02-17 | 2010-02-16 | 5500 | NO AMC |  |  | 25-8-2012 | Working | -1
1545 | PALLIPATTU | Laryngoscope(Adult) | 00004/LAGA/1 | C | JUPITER | 00004/LAGA/1 |  | 2008-02-18 |  | JUPITER MANUFACTURING | OP | TNHSP | 47975/SLP/1/08 Dt.04.02.09 | 2008-02-18 | 2009-02-17 | 3450 | NO AMC |  |  | 25-8-2012 | Working | -1
1546 | PAZHAVARKADU | Binocular Mircroscope | 00005/BIMS/1 | B2 | BDI-13A | 22546 |  | 2014-01-02 | M/S BDI Instrumentation (India) | solokrafts industries | laboratory | TNHSP | TNHSPTNMSC/AG87c/2013 DT. 22.10.2013 | 2014-01-02 | 2015-01-01 | 18600 | NO AMC |  |  | 2014-04-02 | Working | -1
1547 | PAZHAVARKADU | Urine Analyser | 00005/URNA/1 | C | LABUREADERPLUS | 901000755 |  | 2009-03-02 | 77ELEKRONIKA KTF | SOLOKRAFTS INDUSTRIES | Lab | DMS | 511909/Sandamp;P/1/2008~10.11.08 | 2009-03-02 | 2012-03-01 | 112000 | NO AMC |  |  | 17-12-2010 | Working | -1
1548 | PAZHAVARKADU | Suction Apparatus - Electrical | 00005/SAEL/2 | C | 7A 230 |  |  | 2008-02-14 |  | Vin Bio Tech | OT | TNHSP | TNHSP/TNMSC/P2E18/2007 | 2008-02-14 | 2009-02-13 | 4148 | NO AMC |  |  | 17-12-2010 | Working | -1
1549 | PAZHAVARKADU | Shadowless Lamp stand model | 00005/CSSL/1 | B |  |  |  | 2008-12-01 |  | JUPITOR MANUFACTURING WORKS | OT | TNMSC | TNHSP/TNMSC/P3E3/2008 | 2008-12-01 | 2009-11-30 | 12700 | NO AMC |  |  | 14-9-2012 | Working | -1
1550 | PAZHAVARKADU | ECG machine computerized | 00005/ECGC/2 | B | EDAN SE3 | 309035-M11801710160 |  | 2011-09-23 |  | MADRAS SURGICAL andamp; CHEMIICALS | WARD | TNMSC | TNHSP/TNMSC/ENGG/AG27/2011 |  | 2012-09-22 | 36637 | NO AMC |  |  | 24-9-2012 | Not Working | -1
1551 | PAZHAVARKADU | Magnavision Lamp | 00005/MAGL/2 | C | FRAME HOLDING LENS MADE OF METAL |  |  | 2011-03-18 |  | JUPITOR MANUFACTURING WORKS | LABOUR WARD | TNMSC | 04R/NRHM/TNMSC/ENGG/2011 | 2011-03-18 | 2012-03-17 | 4400 | NO AMC |  |  | 24-9-2012 | Working | -1
1552 | PAZHAVARKADU | Printer | 00005/COMP/1 | C | TVSE HD 250 GOLD | JBU3FE001528 |  | 2010-12-23 |  | HCL INFOSYSTEMS LTD | OFFICE ROOM | TNHSP | 2000059406/1000042960 | 2010-12-23 | 2011-12-22 | 72785 | NO AMC |  |  | 24-9-2012 | Working | -1
1553 | PODADDURPET | ECG machine computerized | 00006/ECGC/1 | B | CARDIART 6108T | AUMK8F8811 |  | 2008-08-08 | BPL | Medic India Kerchery Eng. Co. | S-N | TNMSC | 144/SRM/CPC/TNMSC/2006-15/6/2007 | 2008-08-08 | 2009-08-07 | 24000 | NO AMC |  |  | 17-12-2010 | Working | -1
1554 | PODADDURPET | Infusion pump | 00006/INPM/1 | C | AI300 | E03070454 |  | 2007-03-28 |  | Akas Medical Equipments | LW | DMS | 103928/Sandamp;P/1/2006 | 2007-03-28 | 2008-03-27 | 24400 | NO AMC |  |  | 17-12-2010 | Working | -1
1555 | PODADDURPET | Ultra Sonogram -MOBILE | 00006/IUSM/1 | B | SONATA | 356516 |  | 2004-01-20 |  | Larsen andamp; Tubro Ltd. | Transfer to Thiruttani | TNHSP |  |  | 2005-01-24 | 272950 | NO AMC |  |  | 17-12-2010 | Working | -1
1556 | PODADDURPET | Refrigerator | 00006/REFR/2 | C | ERI 190L 180Ltr | 51501939 |  | 2005-05-27 |  | Universal Traders~ Sholingur. | OP | TNHSP |  | 2005-05-27 | 2006-05-26 | 10000 | NO AMC |  |  | 17-12-2010 | Working | -1
1557 | PODADDURPET | Auto Clave HP Vertical (2 bin) | 00006/ACV2/1 | C | 2 Bin Vertical | 6/ACV2/1 |  | 2009-02-13 |  | Solocrafts Industries | Inj OP | TNHSP | TNHSP/TNMSC/P3E10/2008~ 10.09.2008 | 2009-02-13 | 2010-02-12 | 29800 | NO AMC |  |  | 17-12-2010 | Working | -1
1558 | PODADDURPET | Auto Clave HP Vertical (2 bin) | 00006/ACV2/2 | C | 2 Bin Vertical | 6/ACV2/2 |  | 2009-02-13 |  | Solocrafts Industries | S-N | TNHSP | TNHSP/TNMSC/P3E10/2008~ 10.09.2008 | 2009-02-13 | 2010-02-12 | 29800 | NO AMC |  |  | 17-12-2010 | Working | -1
1559 | PODADDURPET | Auto Clave HP Vertical (2 bin) | 00006/ACV2/3 | C | 2 Bin Vertical | 6/ACV2/3 |  | 2009-02-13 |  | Solocrafts Industries | S-N | TNHSP | TNHSP/TNMSC/P3E10/2008~ 10.09.2008 | 2009-02-13 | 2010-02-12 | 29800 | NO AMC |  |  | 17-12-2010 | Working | -1
1560 | PODADDURPET | Auto Clave HP Vertical (2 bin) | 00006/ACV2/7 | C | Vishal Steel | 6/ACV2/7 |  | 2009-02-17 |  | Vishal Steel Furniture Manu | Store | SandP | 51190/S&P/1/2008-10/11/2008 | 2009-02-17 | 2010-02-16 | 16300 | NO AMC |  |  | 17-12-2010 | Working | -1
1561 | PODADDURPET | Shadowless Lamp stand model | 00006/MOLT/1 | B |  | 6/MOLT/1 |  | 2008-08-12 |  | Jupiter Manufacturing Works | transferet to thiruvallur gh | TNHSP |  | 2008-08-12 | 2009-08-11 | 13749 | NO AMC |  |  | 17-12-2010 | Working | -1
1562 | PODADDURPET | Shadowless Lamp stand model | 00006/MOLT/2 | B |  | 6/MOLT/2 |  | 2008-08-12 |  | Jupiter Manufacturing Works | transfered to thiruvallur gh |  |  | 2008-08-12 | 2009-08-11 | 13749 | NO AMC |  |  | 17-12-2010 | Working | -1
1563 | PODADDURPET | Shadowless Lamp stand model | 00006/MOLT/3 | B | Jupiter | 6/MOLT/3 |  | 2008-08-12 |  | Jupiter Manufacturing Works | transfered to thirvallur gh |  |  |  | 2009-08-11 | 13749 | NO AMC |  |  | 17-12-2010 | Working | -1
1564 | PODADDURPET | Sterilizer Medium (Instrument) | 00006/STMD/1 | C | MEDIUM | 6/STMD/1 |  | 2008-10-15 |  | Jupiter Manufacturing Works | Store | TNHSP | TNHSP/TNMSC/ENGG/P3E17/2008-11.08.2008 | 2008-10-15 | 2010-10-14 | 1400 | NO AMC |  |  | 17-12-2010 | Condemned | -1
1565 | PODADDURPET | Sterilizer Medium (Instrument) | 00006/STMD/2 | C | MEDIUM | 00006/STMD/2 |  | 2008-10-15 |  | Jupiter Manufacturing Works | Store | TNHSP | TNHSP/TNMSC/ENGG/P3E17/2008-11.08.2008 | 2008-10-15 | 2009-10-14 | 1400 | NO AMC |  |  | 17-12-2010 | Condemned | -1
1566 | PODADDURPET | Sterilizer Medium (Instrument) | 00006/STMD/3 | C | MEDIUM | 6/STMD/3 |  | 2008-10-15 |  | Jupiter Manufacturing Works | Store | TNHSP | TNHSP/TNMSC/ENGG/P3E17/2008-11.08.2008 | 2008-10-15 | 2009-10-14 | 1400 | NO AMC |  |  | 17-12-2010 | Condemned | -1
1567 | PODADDURPET | Operation Table Hydraulic Major | 00006/TAMA/1 | B2 | JUPITER 205 | 6/TAMA/1 |  | 2008-12-01 |  | Jupiter Manufacturing Works | transfered to thiruvallur GH | TNHSP | TNHSP/TNMSC/P3E3/2008-29.08.2008 | 2008-12-01 | 2009-11-30 | 51400 | NO AMC |  |  | 17-12-2010 | Working | -1
1568 | PODADDURPET | Needle destroyer / Syringe Destroyer | 00006/NEED/1 | C | RETROSPARK | 7657 |  | 2008-06-13 |  | Glo Life Care | Store | TNHSP | TNHSP/TNMSC/ENGG/BMWM1/2007-06.11.2007 | 2008-06-13 | 2009-06-12 | 755 | NO AMC |  |  | 17-12-2010 | Working | -1
1569 | PODADDURPET | Needle destroyer / Syringe Destroyer | 00006/NEED/2 | C | RETROSPARK | 7658 |  | 2008-06-13 |  | Glo Life Care | Store | TNHSP | TNHSP/TNMSC/ENGG/BMWM1/2007-06.11.2007 | 2008-06-13 | 2009-06-12 | 755 | NO AMC |  |  | 17-12-2010 | Working | -1
1570 | PODADDURPET | Needle destroyer / Syringe Destroyer | 00006/NEED/3 | C | RETROSPARK | 7659 |  | 2008-06-13 |  | Glo Life Care | Store | TNHSP | TNHSP/TNMSC/ENGG/BMWM1/2007-06.11.2007 | 2008-06-13 | 2009-06-12 | 755 | NO AMC |  |  | 17-12-2010 | Working | -1
1571 | PODADDURPET | Needle destroyer / Syringe Destroyer | 00006/NEED/4 | C | RETROSPARK | 7600 |  | 2008-06-19 |  | Glo Life Care | Store | TNHSP | TNHSP/TNMSC/ENGG/BMWM1/2007-06.11.2007 |  | 2009-06-18 | 755 | NO AMC |  |  | 17-12-2010 | Working | -1
1572 | PODADDURPET | Needle destroyer / Syringe Destroyer | 00006/NEED/5 | C | RETROSPARK | 7661 |  | 2008-06-19 |  | Glo Life Care | Store | TNHSP | TNHSP/TNMSC/ENGG/BMWM1/2007-06.11.2007 |  | 2009-07-18 | 755 | NO AMC |  |  | 17-12-2010 | Working | -1
1573 | PODADDURPET | Weighing Machine Electronic | 00006/WME/1 | C | 6/wme/1 | PAE 026 |  | 2009-01-23 |  | Suriya Surgicals Industries | S-N | DRHM | 51190/Sandamp;P/1/2008~ Dt 10.11.08 | 2009-01-23 | 2010-01-22 | 10920 | NO AMC |  |  | 17-12-2010 | Working | -1
1574 | PODADDURPET | Boyles apparatus with out Circle Abosrber | 00006/BAOCA/1 | B | Eco Safe~ HCP | 70908 |  | 2008-11-07 |  | Solocrafts Industries | transfered to thiruvallur gh | TNHSP | TNHSP/TNMSC/P2E4/2008-28.08.2008 |  | 2009-11-06 | 85280 | NO AMC |  |  | 17-12-2010 | Transferred to GH - Thiruvallur | -1
1575 | PODADDURPET | Magnavision Lamp | 00006/MAGL/1 | C |  |  |  | 2011-03-17 |  | Jupiter Manufacturing Works | Ward | DRHM | 04R/NRHM/TNMSC/ENGG/2011 dt 12/02/11 |  | 2014-03-16 | 4400 | NO AMC |  |  | 31-1-2012 | Working | -1
1576 | PODADDURPET | Magnavision Lamp | 00006/MAGL/1 | C |  |  |  | 2009-08-29 |  | Madras Surgicals andamp; Chemicals |  | DRHM | 04/NRHM/HSP/TNMSC/2009-MVK | 2009-08-29 | 2012-08-28 | 4450 | NO AMC |  |  | 17-12-2010 | Working | -1
1577 | PODADDURPET | Magnavision Lamp | 00006/MAGL/2 | C | Meditech |  |  | 2009-10-03 |  | Saberwal Surgicals Co. (p) Ltd. | Store | DRHM | 04/NRHM/HSP/TNMSC/2009-MV Dt. 29.06.200904/NRHM/HSP/TNMSC/2009-MV Dt. 29.06.2009 |  | 2012-10-02 | 3640 | NO AMC |  |  | 17-12-2010 | Working | -1
1578 | PODADDURPET | Ultra Sonogram -MOBILE | 00006/IUSM/2 | B | CHISON 600A | 6AP -1112007 |  | 2012-05-03 |  | SURIYA SURGICALS | SCAN ROOM | TNHSP |  | 2012-05-08 | 2015-05-07 | 272950 | NO AMC |  |  | 23-8-2012 | Working | -1
1579 | PODADDURPET | B.P.apparatus stand model | 00006/BPAT/1 | C | stand | 6/BPAS/1 |  | 2008-10-14 |  | Jupiter Manufacturing Works |  | TNHSP | TNHSP/TNMSC/P3E16/2008-28.08.2008 | 2008-10-14 | 2009-10-13 | 1090 | NO AMC |  |  | 23-8-2012 | Working | -1
1580 | PODADDURPET | B.P.apparatus stand model | 00006/BPAS/1 | C | STAND | 6/BPAS/2 |  | 2008-10-14 |  | Jupiter Manufacturing Works | Inj room | TNHSP | TNHSP/TNMSC/P3E16/2008-28.08.2008 | 2008-10-14 | 2009-10-13 | 1090 | NO AMC |  |  | 23-8-2012 | Working | -1
1581 | THIRUVALLUR | Radiant Warmer | 00009/RAWR/11 | C |  |  |  | 1998-07-15 | Phenoix |  | NBW | DMS |  |  |  | 8000 | NO AMC |  |  | 17-12-2010 | Condemned | -1
1582 | PODADDURPET | B.P.apparatus stand model | 00006/BPAS/3 | C | STAND | 6/BPAS/3 |  | 2008-10-14 |  | Jupiter Manufacturing Works | OP | TNHSP | TNHSP/TNMSC/P3E16/2008-28.08.2008 | 2008-10-14 | 2009-10-13 | 1090 | NO AMC |  |  | 23-8-2012 | Working | -1
1583 | PODADDURPET | Suction Apparatus - Electrical | 00006/SAEL/1 | C | Heavy Duty Cabin Type | 6/SAEL/1 |  | 2009-02-13 |  | Vishal Steel Furniture Manu | Labour Ward | TNHSP | TNHSP/TNMSC/P3E8/2008-10.09.2008 | 2009-02-13 | 2010-02-12 | 3900 | NO AMC |  |  | 23-8-2012 | Working | -1
1584 | PODADDURPET | Suction Apparatus - Electrical | 00006/SAEL/2 | C | Heavy Duty Cabin Type | 6/SAEL/2 |  | 2009-02-13 |  | Vishal Steel Furniture Manu | OT | TNHSP | TNHSP/TNMSC/P3E8/2008-10.09.2008 | 2009-02-13 | 2010-02-12 | 3900 | NO AMC |  |  | 23-8-2012 | Working | -1
1585 | PODADDURPET | Electri centrifuger | 00006/CENT/1 | C | BDI 152 | 6/CENT/1 |  | 2012-01-14 |  | Solocrafts Industries | LAB | TNHSP | TNHSP/TNMSC/AG29E/2011~ Dt 04.10.2011 | 2012-01-14 | 2013-01-13 | 5345 | NO AMC |  |  | 23-8-2012 | Working | -1
1586 | PONNERI | Cardiac Monitor | 00007/EBSM/4 | C | G3H | G3HAK0092 |  | 2013-11-11 | General Meditech Inc. | Trans Health Care India Private Limited | Store | TNHSP | TNHSP/TNMSC/AG73b(R)/2013 dt25/09/2013 | 2013-11-18 | 2014-11-17 | 45000 | NO AMC |  |  | 2013-05-12 | Working | -1
1587 | PONNERI | Ultra Sonogram -MOBILE | 00007/IUSM/4 | B | 600A | 6AP- 1112002 |  | 2012-03-28 | Chison Medical Imaging Co.Ltd | Surya Surgical Industries | L/W | TNMSC | 2684/TNMSC/ENGG/2011~DT;11/11/2011 | 2012-03-28 | 2015-03-27 | 272950 | NO AMC |  |  | 22-4-2012 | Working | -1
1588 | PONNERI | B.P.apparatus table model | 00007/BPAT/15 | C | NAMATT | 00007/BPAT/15 |  | 2007-11-30 |  | Madras Surgical andamp; Chemicals | Store | TNHSP | TNHSP/TNMSC/P2E22/2007/ 03.09.07 | 2007-11-30 | 2008-11-29 | 551 | NO AMC |  |  | 17-12-2010 | Condemned | -1
1589 | PONNERI | B.P.apparatus table model | 00007/BPAT/16 | C | NAMATT | 00007/BPAT/16 |  | 2007-11-30 |  | Madras Surgical andamp; Chemicals | Store | TNHSP | TNHSP/TNMSC/P2E22/2007/03.09.07 | 2007-11-30 | 2008-11-29 | 551 | NO AMC |  |  | 17-12-2010 | Condemned | -1
1590 | PONNERI | B.P.apparatus table model | 00007/BPAT/17 | C | NAMATT | 00007/BPAT/17 |  | 2007-11-30 |  | Madras Surgical andamp; Chemicals | Store | TNHSP | TNHSP/TNMSC/P2E22/2007/03.09.07 | 2007-11-30 | 2008-11-29 | 551 | NO AMC |  |  | 17-12-2010 | Condemned | -1
1591 | PONNERI | Infusion pump | 00007/INPM/1 | C | AKAS INFU 300 | PUMPPUMAAI300 |  | 2007-03-24 |  | Akas Medical Equipments | OT | SandP | 103928/SNP/1/2006 Dt. 07/03/07 | 2007-03-24 | 2008-03-23 | 25376 | NO AMC |  |  | 17-12-2010 | Working | -1
1592 | PONNERI | Infusion pump | 00007/INPM/2 | C | 52OT701 | 15523 |  | 2007-09-11 |  | South India Surgicals | L W | TNHSP | TNHSP/TNMSC/P2E16/2007/16.07.2007 | 2007-09-11 | 2008-09-10 | 49750 | NO AMC |  |  | 17-12-2010 | Working | -1
1593 | PONNERI | Laryngoscope(Adult) | 00007/LAGA/2 | C | Vibash | 00007/LAGA/2 |  | 2007-09-17 |  | Vibash | OT | TNHSP | TNHSP/TNMSC/EMGG/PLE26/07/29.06.07 | 2007-09-17 | 2008-09-16 | 546 | NO AMC |  |  | 17-12-2010 | Working | -1
1594 | PONNERI | Laryngoscope(Adult) | 00007/LAGA/3 | C | Vibash | 00007/LAGA/3 |  | 2007-09-17 |  | Vibash | Store | TNHSP | TNHSP/TNMSC/ENGG/P2E26/07/29.06.07 | 2007-09-17 | 2008-09-16 | 546 | NO AMC |  |  | 17-12-2010 | Working | -1
1595 | PONNERI | A-Scan Biometer | 00007/ASB/1 | B |  | 00007/ASB/1 |  | 2001-08-21 |  | GH - Thiruvallur | OT | Transfer |  |  |  | 0 | NO AMC |  |  | 17-12-2010 | Condemned | -1
1596 | PONNERI | Keratometer | 00007/KER/1 | B |  | 00007/KER/1 |  | 2007-08-14 |  | Transfer from GH Gumidipoondi | Eye Dept | Transfer |  |  |  | 0 | NO AMC |  |  | 17-12-2010 | Condemned | -1
1597 | PONNERI | Slit Lamp | 00007/SLIT/1 | C |  | 00007/SLIT/1 |  | 2007-08-14 |  | TRANSFER FROM GH Gumidipoondi | Eye Dept | Transfer |  |  |  | 0 | NO AMC |  |  | 17-12-2010 | Condemned | -1
1598 | PONNERI | Shadowless Lamp stand model | 00007/MOLT/4 | B | MOBILE 18" STAND MODEL | 00007/MOLT/4 |  | 2008-02-09 |  | Jupiter Manufacturing Works | Store | TNHSP | TNHSP/TNMSC/P2E17/2007/30.10.2007 | 2008-02-09 | 2009-02-08 | 13749 | NO AMC |  |  | 17-12-2010 | Working | -1
1599 | PONNERI | Shadowless Lamp stand model | 00007/MOLT/5 | B | MOBILE 18" STAND | 00007/MOLT/5 |  | 2008-02-09 |  | Jupiter Manufacturing Works | Store | TNHSP | TNHSP/TNMSC/P2E17/2007/30.10.2007 |  | 2009-02-08 | 13749 | NO AMC |  |  | 17-12-2010 | Working | -1
1600 | PONNERI | Shadowless Lamp stand model | 00007/MOLT/6 | B | MOBILE 18" STAND | 00007/MOLT/6 |  | 2008-02-09 |  | Jupiter Manufacturing Works | Store | TNHSP | TNHSP/TNMSC/P2E17/2007/30.10.2007 | 2008-02-09 | 2009-02-08 | 13749 | NO AMC |  |  | 17-12-2010 | Working | -1
1601 | PONNERI | Shadowless Lamp stand model | 00007/MOLT/7 | B | MOBILE 18" STAND | 00007/MOLT/7 |  | 2008-02-09 |  | Jupiter Manufacturing Works | Store | TNHSP | TNHSP/TNMSC/P2E17/2007/30.10.2007 | 2008-02-09 | 2009-02-08 | 13749 | NO AMC |  |  | 17-12-2010 | Working | -1
1602 | PONNERI | Shadowless Lamp stand model | 00007/MOLT/8 | B | MOBILE 18" STAND | 00007/MOLT/8 |  | 2008-02-09 |  | Jupiter Manufacturing Works | Store | TNHSP | TNHSP/TNMSC/P2E17/2007/30.10.07 | 2008-02-09 | 2009-02-08 | 13749 | NO AMC |  |  | 17-12-2010 | Working | -1
1603 | PONNERI | Suction Apparatus - Electrical | 00007/SAEL/1 | C | 7A- 23D | 00007/SAEL/1 |  | 2008-02-14 |  | Vin Bio Tech | OT | TNHSP | TNHSP/TNMSC/P2E18/2007/30.10.07 | 2008-02-14 | 2009-02-13 | 4314 | NO AMC |  |  | 17-12-2010 | Working | -1
1604 | PONNERI | Suction Apparatus - Electrical | 00007/SAEL/2 | C | 7A- 23D | 00007/SAEL/2 |  | 2008-02-14 |  | Vin Bio Tech | L W | TNHSP | TNHSP/TNMSC/P2E18/2007/30.10.07 | 1998-02-14 | 2009-02-13 | 4314 | NO AMC |  |  | 17-12-2010 | Working | -1
1605 | PONNERI | Suction Apparatus - Electrical | 00007/SAEL/3 | C | 7A- 23D | 00007/SAEL/3 |  | 2008-02-14 |  | Vin Bio Tech | F W | TNHSP | TNHSP/TNMSC/P2E18/2007/30.10.07 | 2008-02-14 | 2009-02-13 | 4314 | NO AMC |  |  | 17-12-2010 | Working | -1
1606 | PONNERI | Suction Apparatus - Electrical | 00007/SAEL/4 | C | 7A- 23D | 00007/SAEL/4 |  | 2008-02-14 |  | Vin Bio Tech | Store | TNHSP | TNHSP/TNMSC/P2E18/2007/30.10.07 | 2008-02-14 | 2009-02-13 | 4314 | NO AMC |  |  | 17-12-2010 | Working | -1
1607 | PONNERI | Suction Apparatus - Electrical | 00007/SAEL/5 | C | 7A- 23D | 00007/SAEL/5 |  | 2008-02-14 |  | Vin Bio Tech | Store | TNHSP | TNHSP/TNMSC/P2E18/2007/30.10.07 | 2008-02-14 | 2009-02-13 | 4314 | NO AMC |  |  | 17-12-2010 | Working | -1
1608 | PONNERI | Suction Apparatus - Electrical | 00007/SAEL/6 | C | 7A- 23D | 00007/SAEL/6 |  | 2008-02-14 |  | Vin Bio Tech | Store | TNHSP | TNHSP/TNMSC/P2E18/2007/30.10.07 | 2008-02-14 | 2009-02-13 | 4314 | NO AMC |  |  | 17-12-2010 | Working | -1
1609 | PONNERI | Suction Apparatus - Electrical | 00007/SAEL/7 | C | 7A- 23D | 00007/SAEL/7 |  | 2008-02-14 |  | Vin Bio Tech | Store | TNHSP | TNHSP/TNMSC/P2E18/2007/30.10.07 | 2008-02-14 | 2009-02-13 | 4314 | NO AMC |  |  | 17-12-2010 | Working | -1
1610 | PONNERI | Diathermy Machine (Electric Cautery) | 00007/SDIA/1 | B | OBS026 |  |  | 2007-07-02 |  | Jupiter Manufacturing Works | OT | SandP | 35047/Sandamp;P/1/2007 Dt.27/04/07 | 2007-07-02 | 2008-07-01 | 18720 | NO AMC |  |  | 17-12-2010 | Working | -1
1611 | PONNERI | Operation Table Hydraulic Major | 00007/TAMA/2 | B2 | Jupiter | 00007/TAMA/2 |  | 2008-02-09 |  | Jupiter Manufacturing Works | OT | TNHSP | TNHSP/TNMSC/P2E6/2007/11.09.07 | 2008-02-09 | 2009-02-08 | 55120 | NO AMC |  |  | 17-12-2010 | Working | -1
1612 | PONNERI | Alpha Bed with motor | 00007/ABM/4 | C | ORT123 | 00007/ABM/4 |  | 2007-07-02 |  | Jupiter Manufacturing Works | Store | SandP | 35047/Sandamp;P/1/2007 Dt.27.04.07 | 2007-07-02 | 2008-07-01 | 6864 | NO AMC |  |  | 17-12-2010 | Condemned | -1
1613 | PONNERI | Nebuliser Adult | 00007/NEBA/2 | C | JMW | 00007/NEBA/2 |  | 2007-08-03 |  | Jupiter Manufacturing Works | L W | TNHSP | TNMSC/P2E23/TNHSP/200/29.6.07 | 2007-08-03 | 2008-08-02 | 1310 | NO AMC |  |  | 17-12-2010 | Working | -1
1614 | PONNERI | X.ray lobby single | 00007/XRLS/1 | C |  | 00007/XRLS/1 |  | 2007-03-26 |  | Solokraft Industries | X - Ray Dept | LP | local purchase |  | 2008-03-25 | 832 | NO AMC |  |  | 17-12-2010 | Working | -1
1615 | PONNERI | X.ray lobby single | 00007/XRLS/2 | C | Solokraft | 00007/XRLS/2 |  | 2007-03-26 |  | Solokraft Industries | X - Ray Dept | LP | LP |  | 2008-03-25 | 832 | NO AMC |  |  | 17-12-2010 | Working | -1
1616 | PONNERI | Weighing machine adult | 00007/WTMA/1 | C | Adult | 00007/WTMA/1 |  | 2007-11-30 |  | Madras Surgical andamp; Chemicals | FW Dept. | TNHSP | TNHSP/TNMSC/P2E28/2007/03.09.07 | 2007-11-30 | 2008-11-29 | 458 | NO AMC |  |  | 17-12-2010 | Working | -1
1617 | PONNERI | Stethoscope | 00007/STES/1 | C | MIICO | 00007/STES/1 |  | 2012-02-27 |  | VISHAL HOSPITAL FURNITURE | FW DEPT | TNHSP | TNHSP/TNMSC/ENGG/AG73E/2010 DT;22/09/2011 | 2012-02-27 | 2013-02-26 | 120 | NO AMC |  |  | 2012-05-09 | Working | -1
1618 | PONNERI | Stethoscope | 00007/STES/2 | C | MIICO | 00007/STES/2 |  | 2012-02-27 |  | VISHAL HOSPITAL FURNITURE MFG | STORE | TNHSP | ST/351/2011-12~DT;27/02/2012 | 2012-02-27 | 2013-02-26 | 120 | NO AMC |  |  | 2012-05-09 | Working | -1
1619 | PONNERI | B.P.apparatus table model | 00007/BPAT/21 | C | MIICO BOX TYPE | 00007/BPAT/21 |  | 2012-02-27 |  | VISHAL HOSPITAL STEEL MFG | STORE | TNHSP | TNHSP/TNMSC/ENGG/AG73E/2010~DT;22/09/2011 | 2012-02-27 | 2013-02-26 | 810 | NO AMC |  |  | 2012-04-09 | Working | -1
1620 | PONNERI | Stethoscope | 00007/STES/3 | C | MIICO | 00007/STES/3 |  | 2012-02-27 |  | VISHAL HOSPITAL FURNITURE MFG | STORE | TNHSP |  | 2012-02-27 | 2013-02-26 | 120 | NO AMC |  |  | 2012-05-09 | Working | -1
1621 | PONNERI | Stethoscope | 00007/STES/4 | C | MIICO | 00007/STES/4 |  | 2012-02-27 |  | VISHAL HOSPITAL FURNITURE MFG | STORE | TNHSP | TNHSP/TNMSC/ENGG/AG73E/2010~22/09/2011 | 2012-02-27 | 2013-02-26 | 120 | NO AMC |  |  | 2012-05-09 | Working | -1
1622 | PONNERI | B.P.apparatus table model | 00007/BPAT/19 | C | MIICO BOX | 00007/BPAT/19 |  | 2012-02-27 |  | VISHAL HOSPITAL STEEL MFG | FW DEPT 1~STORE 2 | TNHSP | TNHSP/TNMSC/ENGG/AG73E/2010~Dt.22/09/2011 | 2012-02-27 | 2013-02-26 | 810 | NO AMC |  |  | 2012-04-09 | Working | -1
1623 | PONNERI | B.P.apparatus table model | 00007/BPAT/20 | C | mico box type | 00007/BPAT/20 |  | 2012-02-27 |  | vishal hospital steel mfg | STORE | TNHSP | TNHSP/TNMSC/ENGG/AG73E/2010~DT;22/09/2011 | 2012-02-27 | 2013-02-26 | 810 | NO AMC |  |  | 2012-04-09 | Working | -1
1624 | PONNERI | B.P.apparatus table model | 00007/BPAT/18 | C | BOX TYPE | 00007/BPAT/18 |  | 2012-08-04 |  | M/S.Madhusudhanan~Chennai.29 | STORE | TNHSP | TNHSP/TNMSC/AG25/2011 | 2012-08-04 | 2013-08-03 | 1252 | NO AMC |  |  | 2012-04-09 | Working | -1
1625 | PONNERI | Deep Freezer | 00007/DFRZR/1 | B2 | JA DF 20 | 00007/DFRZR/1 |  | 2012-03-07 | JOVE AUTOMATIONS | PAWAR ELECTRO SYSTEMS P LTD | BLOOD STORAGE CENTRE | RCH | RCH-II/TNMSC/ENGG/7146/2010~DT;10/02/2011 | 2012-03-07 | 2013-03-06 | 52785 | NO AMC |  |  | 2012-04-09 | Working | -1
1626 | PONNERI | Ringlens System | 00007/RLS/1 | C | MAGNOSCOPE | 00007/RLS/1 |  | 2012-07-06 |  | SOLOCRAFTS INDUSTRIES | STORE | TNHSP | TNHSP/TNMSC/ICB/AG31/2011~Dt.19/10/2011 | 2012-07-06 | 2015-07-05 | 7337 | NO AMC |  |  | 2012-04-09 | Working | -1
1627 | PONNERI | Operating Microscope(Eye) | 00007/OMS/1 | B1 | ASM930TG | 912256 |  | 2012-05-16 |  | GOVT HQ HOSPITAL~THIRUVALLUR | EYE OT | OTHERS |  |  | 2013-05-15 | 150000 | NO AMC |  |  | 2012-04-09 | Working | -1
1628 | POONAMALLEE | X.ray lobby single | 00008/XRLS/1 | C |  |  |  | 2010-12-04 | Allengers Medi Systems |  | Xray Room | TNHSP |  |  | 2011-12-03 | 5000 | NO AMC |  |  | 17-12-2010 | Working | -1
1629 | POONAMALLEE | X.ray developing tank | 00008/XRDT/1 | C |  |  |  | 2010-12-04 |  | Allengers Medi Systems |  | TNHSP |  |  | 2011-12-03 | 5000 | NO AMC |  |  | 17-12-2010 | Working | -1
1630 | POONAMALLEE | Intensifying screen X-ray | 00008/XRIS/1 | C |  |  |  | 2010-12-04 |  | Allengers Medi Systems | Xray Room | TNHSP |  |  | 2011-07-07 | 2000 | NO AMC |  |  | 17-12-2010 | Working | -1
1631 | POONAMALLEE | Suction Apparatus - Electrical | 00008/SAEL/5 | C |  |  |  | 2009-02-16 |  | Vishal Hospital Steel Furniture Manufacturing co | Ward | DMS | DMS/51190/S andamp; P/1/2008 |  | 2010-02-15 | 5500 | NO AMC |  |  | 17-12-2010 | Working | -1
1632 | POONAMALLEE | Semi auto analyser | 00008/SEAA/1 | B2 |  |  |  | 2009-04-11 |  | Robonik India PVT LTD | Lab | TNHSP |  |  | 2010-04-10 | 59500 | NO AMC |  |  | 17-12-2010 | Working | -1
1633 | POONAMALLEE | Pulse Oximeter | 00008/SPO2/1 | B |  |  |  | 2009-04-15 |  | JDHS Thiruvallur | Main Store | JDHS |  |  |  | 0 | NO AMC |  |  | 21-12-2010 | Condemned | -1
1634 | POONAMALLEE | Suction Apparatus - Electrical | 00008/SAEL/6 | C |  |  |  | 2009-02-16 |  | Vishal Hospital Steel Furniture Manufacturing co | Store | DMS |  |  | 2010-02-15 | 5500 | NO AMC |  |  | 17-12-2010 | Working | -1
1635 | POONAMALLEE | Suction Apparatus - Electrical | 00008/SAEL/7 | C |  |  |  | 2009-03-25 |  | Jupiter Manufacturing Works | Store | DMS |  |  | 2010-03-24 | 5500 | NO AMC |  |  | 17-12-2010 | Working | -1
1636 | POONAMALLEE |  | 00008/XRY100/1 | B |  |  |  | 2010-07-08 |  | Allengers Medi Systems | X-Ray Room | TNHSP |  |  | 2011-07-07 | 270710 | NO AMC |  |  | 17-12-2010 | Working | -1
1637 | THIRUVALLUR | Pulse Oximeter | 00009/POBP/1 | B2 | Radical-7 | Q11564 |  | 2013-02-22 | M/S Masimo Corporation. | M/S Grace mfg andamp; Trading Co | N I C U | RCH | RCH-II/TNMSC/ENGG/ E49/2011Dt-10-05-2012 | 2013-02-22 | 2016-02-21 | 86500 | NO AMC |  |  | 22-2-2013 | Working | -1
1638 | THIRUVALLUR | Pulse Oximeter | 00009/POBP/2 | B2 | Radical-7 | Q 10412 |  | 2013-02-22 | M/S Masimo Corporation. | M/S Grace Mfg andamp; Trading Co | N I C U | RCH | RCH-II/TNMSC/ENGG/E49/2011Dt-10-05-2012 | 2013-02-22 | 2016-02-21 | 86500 | NO AMC |  |  | 22-2-2013 | Working | -1
1639 | THIRUVALLUR | Pulse Oximeter | 00009/POBP/3 | B2 | Radical-7 | Q 09615 |  | 2013-02-22 | M/S Masimo Corporation | M/S Grace Mfg andamp;Trading Co | N I C U | RCH | RCH-II/TNMSC/ENGG/E49/2011Dt-10-05-2012 | 2013-02-22 | 2016-02-21 | 86500 | NO AMC |  |  | 22-2-2013 | Working | -1
1640 | THIRUVALLUR | Weighing machine infant | 00009/WTMB/1 | C |  |  |  | 2011-01-13 |  | Jupiter Manufacturing Works | MAINSTORE | RCH |  | 2011-01-13 | 2014-01-12 | 2300 | NO AMC |  |  | 2011-01-02 | Working | -1
1641 | THIRUVALLUR | Ultra Sonogram -MOBILE | 00009/IUSM/8 | B | Logiq C2 | 202294WX5 |  | 2011-09-02 | M/S Wipro GE Healthcare | M/S Wipro GE Healthcare | L W | RCH | RCH-II/TNMSC/ENGG/E44/2010DT;05/07/2011 | 2013-07-24 | 2014-07-23 | 323800 | NO AMC |  |  | 24-7-2013 | Working | -1
1642 | THIRUVALLUR | Ice Lined Refrigerator | 00009/ILREF/1 | C | HBC-70 ILR | BE0581E0100B297D0041 |  | 2013-07-25 | HAIER |  | MAIN STORE | OTHERS | 55/2013 DT;25/07/2013 | 2013-07-25 | 2014-07-24 | 30000 | NO AMC |  |  | 26-7-2013 | Working | -1
1643 | THIRUVALLUR | Rotor / Shaker | 00009/RMT/1 | C | BDI 140 | 20140800836 |  | 2015-08-17 | M/S B D Instrumentation (India) | M/S Solokrafts Industries | Blood Bank | TNHSP | TNHSP/TNMSC/AG87f(R)/2014 Dt- 19/05/2014 | 2014-09-18 | 2015-09-17 | 32200 | NO AMC |  |  | 2014-11-11 | Working | -1
1644 | THIRUVALLUR | Neonatal Ventilator | 00009/NVENT/2 | B2 | Neumovement Graphnet Neo | 130910281082 |  | 2013-10-16 | M/s TECME S.A Argentina | M/s Schiller Healthcare India Pvt Ltd | NICU | RCH | RCH-II/TNMSC/ENGG/68/2012 Dt- 20/08/2013 |  | 2016-10-15 | 708750 | NO AMC |  |  | 2014-10-11 | Working | -1
1645 | THIRUVALLUR | Multi Para Monitor | 00009/MPM/7 | B2 | G3G | G3GL80086 |  | 2014-09-11 | General Meditech Inc | Trans Healthcare India Pvt Ltd | Store | TNHSP | TNHSP/TNMSC/AG88/2014/21/06/2014 | 2014-09-11 | 2015-09-10 | 63315 | NO AMC |  |  | 2014-11-11 | Working | -1
1646 | THIRUVALLUR | Foetal Doppler | 00009/FDOP/11 | C | A100H |  |  | 2014-09-13 | Aeon Technology (P) Ltd | Medi Waves Inc |  | TNMSC | 17240/TNMSC/ENGG/2014-15 Dt. 16/05/2014 | 2014-09-13 | 2017-09-12 | 4650 | NO AMC |  |  | 2014-11-11 | Working | -1
1647 | THIRUVALLUR | Haemodialysis Machine | 00009/HDIA/1 | B1 | M204001-4008S |  |  | 2014-01-30 | M/S Sheth Impex Vivo Solutions P Ltd | Sheth Impex vivo P Ltd | I C U | OTHERS | 1040/A3/13/Dt-03/01/2014 |  | 2015-01-29 | 708750 | NO AMC |  |  | 2014-11-11 | Working | -1
1648 | THIRUVALLUR | Microdrill and saw system | 00009/MSS/1 | B1 | Stryker USA |  |  | 2014-09-23 | Stryker USA | Indian Orthocare surgicals | Ortho OT | TNHSP | TNHSP/TNMSC/AG90h/2014 Dt-01/09/2014 | 2014-09-23 | 2015-08-22 | 890000 | NO AMC |  |  | 2014-11-11 | Working | -1
1649 | THIRUVALLUR | Defibrillator with Monitor | 00009/DEFI/2 | B2 |  |  |  | 2007-02-02 | TRIVITRON | Trivitron Medical Systems | ICU | TNHSP | TNHSP/TNMSC/ENGG/CE7/2006Dt-25/10/2006 | 2007-02-02 | 2008-02-01 | 140000 | NO AMC |  |  | 17-12-2010 | Excess Entry | -1
1650 | THIRUVALLUR | Cardiac Monitor | 00009/EBSM/1 | C | Integara I E | C10812AM12 |  | 2009-06-01 | Concept Inegration (I) Pvt Ltd | Concept Integration (I) Pvt. Ltd. | Male Ward | TNHSP | TNHSP/TNMSC/P3E13/2008 dt 10/10/2008 | 2009-01-06 | 2010-01-05 | 24500 | NO AMC |  |  | 17-12-2010 | Not Working | -1
1651 | THIRUVALLUR | Multi Para Monitor | 00009/MPM/1 | B | S61 | 10232150019 |  | 2010-10-13 | Beijing Choice Electronic Tech. Co. | Trans Health Care India Pvt. Ltd. | NICU | RCH | RCH-II/TNMSC/ENGG/E37/2010-4 dt 30/07/2010 | 2010-10-12 | 2011-10-12 | 49500 | NO AMC |  |  | 17-12-2010 | Working | -1
1652 | THIRUVALLUR | Multi Para Monitor | 00009/MPM/2 | B | Planet 50 | T03W10211 |  | 2003-01-16 | Larsen andamp; Toubro Limited | Larsen andamp; Toubro Limited | E OT | DMS |  | 2003-10-16 | 2006-10-15 | 117119 | NO AMC |  |  | 17-12-2010 | Working | -1
1653 | THIRUVALLUR | Multi Para Monitor | 00009/MPM/3 | B | Planet 50 | T08W60223 |  | 2008-03-19 | Larsen andamp; Toubro Limited | Larsen andamp; Toubro Limited | M OT | NRHM | 2394/NRHM/TNMSC/08 dt 03/02/2008 | 2008-03-19 | 2009-03-18 | 100000 | NO AMC |  |  | 17-12-2010 | Working | -1
1654 | THIRUVALLUR | Multi Para Monitor | 00009/MPM/4 | B | BPM 300 | 131-CJ5383 |  | 2004-01-23 | Biosys | Miti Electronics Pvt. Ltd. | Casuality | DMS | 32069/Sandamp;P/1/2003 dt 31/12/2003 | 2004-01-23 | 2005-01-22 | 84500 | NO AMC |  |  | 17-12-2010 | Working | -1
1655 | THIRUVALLUR | Multi Para Monitor | 00009/MPM/5 | B | XL MON |  |  | 2007-01-27 | Slicon Labs | Silicon Labs | M OT | TNHSP | TNHSP/TNMSC/ENGG/CE9/2006 dt 25/10/2006 | 2007-01-27 | 2008-01-26 | 70000 | NO AMC |  |  | 17-12-2010 | Not Working | -1
1656 | THIRUVALLUR | Electri centrifuger | 00009/CENT/2 | C | C8C | 00009/CENT/2 6 |  | 2009-10-26 |  | _ |  | TANSACS | 892-4/PROC/STORES/22/10/2009 |  | 2010-10-09 | 5000 | NO AMC |  |  | 17-12-2010 | Working | -1
1657 | THIRUVALLUR | Electri centrifuger | 00009/CENT/4 | C |  | 00009/CENT/4 |  | 2009-03-07 |  | SOLOKRAFS INDUSTRIES |  | TANSACS | BLOOD BANK/TNMSC/TANSACS/2009-03DT01/10/2009 |  | 2010-03-06 | 10700 | NO AMC |  |  | 17-12-2010 | Working | -1
1658 | THIRUVALLUR | Semi auto analyser | 00009/SEAA/1 | B2 | Prietest Touch | AT0710209RBK |  | 2009-04-10 |  | Robonik India Pvt. Ltd. | LAB | TNHSP | TNHSP/TNMSC/ICB/P3E2/2009DT;30/03/2009 | 2009-04-10 | 2010-04-09 | 59500 | NO AMC |  |  | 17-12-2010 | Working | -1
1659 | THIRUVALLUR | Semi auto analyser | 00009/SEAA/3 | B2 | RX - 50 | TN10J009 |  | 2010-10-22 |  | Microlab Instruments | Lab | RCH | RCH-II/TNMSC/ENGG/E38/2010-2DT;5/10/2010 | 2010-10-22 | 2011-10-21 | 44400 | NO AMC |  |  | 17-12-2010 | Working | -1
1660 | THIRUVALLUR | Auto Clave HP Horizontal-CYLINDRICAL | 00009/ACHC/2 | C | Horizontal | 00009/ACHC/2 |  | 2009-03-12 | Solocraft Industries | Solocraft Industries | Sterilization Room | RCH | RCH-2/TNMSC/ENGG/E18/2009Dt;8/6/2009 | 2012-08-09 | 2013-08-08 | 132000 | NO AMC |  |  | 17-12-2010 | Working | -1
1661 | THIRUVALLUR | Auto Clave HP Vertical (2 bin) | 00009/ACV2/28 | C | Vishal Steel Furnitures | 00009/ACV2/28 |  | 2008-06-09 | Vishal Steel Furnitures | Vishal Steel Furnitures | Store | NRHM | 2394/NRHM/TNMSC/2008-22 Dt-18/03/2008 |  | 2010-06-08 | 16300 | NO AMC |  |  | 17-12-2010 | Working | -1
1662 | THIRUVALLUR | Auto Clave HP Vertical (2 bin) | 00009/ACV2/29 | C | Solokrafts Industries. | 00009/ACV2/29 |  | 2009-02-05 | Solokrafts Industries. | Solokrafts Industries. | OPD | TNHSP | TNHSP/TNMSC/P3E10/2008/10.09.2008 |  | 2011-02-04 | 29800 | NO AMC |  |  | 17-12-2010 | Working | -1
1663 | THIRUVALLUR | Echocardiogram Color | 00009/IECGM/1 | B1 | DC-T6 |  |  | 2012-01-25 |  | MINDRAY MEDICAL iNDIA PVT LTD | I C U | TNHSP | TNHSP/TNMSC/ENGG/AG10andamp;AG22/2011Dt-12/08/2011 | 2012-01-25 | 2013-01-24 | 724729 | NO AMC |  |  | 2012-02-02 | Working | -1
1664 | THIRUVALLUR | Weighing machine infant | 00009/WTMB/10 | C | Electronic |  |  | 2012-02-29 |  | Jupiter Manufacturing Works | N I C U | RCH | RCH-2/TNMSC/ENGG/E46/2011-1DT;21/11/2011 | 2012-02-29 | 2013-02-28 | 2460 | NO AMC |  |  | 29-2-2012 | Working | -1
1665 | THIRUVALLUR | Audiometer | 00009/AUMT/2 | C | AD2000 | A0012B007T |  | 2012-03-20 | ALPS | ALPS International Pvt Ltd | Store | TNMSC | 4748/TNMSC/ENGG/2012-4/07/02/2012 | 2012-03-22 | 2015-03-21 | 44500 | NO AMC |  |  | 22-3-2012 | Working | -1
1666 | THIRUVALLUR | Auto Clave HP Horizontal-CYLINDRICAL | 00009/ACHC/3 | C | HZ512 SPL | 00009/ACHC/3 |  | 2011-07-22 |  | Solokrafts Industries | Central Sterilization Room | TNMSC | 2396/TNMSC/ENGG/2010/Dt-23/02/2011 | 2012-08-09 | 2013-08-08 | 145000 | NO AMC |  |  | 23-12-2011 | Working | -1
1667 | THIRUVALLUR | Electric Calorimeter | 00009/CALO/4 | C |  | 00009/CALO/4 |  | 2011-03-18 |  | Jupiter Manufacturing Works | Blood Bank | RCH | RCH-2/TNMSC/ENGG/4538/2010-5/6/10/2010 |  | 2012-03-17 | 5300 | NO AMC |  |  | 29-12-2011 | Working | -1
1668 | THIRUVALLUR | Foetal Doppler | 00009/FDOP/2 | C | INDODOP | 1181530409 |  | 2009-04-17 | HMS | Amman Surgicals~ Trichy. | AN OP | OTHERS |  |  | 2010-04-16 | 6900 | NO AMC |  |  | 17-12-2010 | Working | -1
1669 | THIRUVALLUR | Colposcope | 00009/CALS/2 | B2 | ARI -11-1D | 00009/CALS/2 |  | 2012-09-06 | M/S Ari/Technology(Group)Co.Ltd~China. | M/S South India Surgicals Co Ltd. |  | TNHSP | TNHSP/TNMSC/ENGG/AG30/2011Dt-21/04/2012 |  | 2013-09-05 | 130000 | NO AMC |  |  | 2012-10-09 | Working | -1
1670 | THIRUVALLUR | Anesthesia apparatus with circle absorber | 00009/AACB/1 | B2 |  |  |  | 2011-09-28 |  | Transfer in from GH/Podhatur pet |  | TNHSP |  |  | 2009-11-06 | 82000 | NO AMC |  |  | 2012-08-10 | Working | -1
1671 | THIRUVALLUR | B.P.apparatus stand model | 00009/BPAS/8 | C |  | 00009/BPAS/8 |  | 2011-04-11 | M/S JAYAM ENTERPRISES | M/S JAYAM ENTERPRISES | OPD | RCH | RCH-II/TNMSC/ENGG/4538/2011DT;10/02/2011 |  | 2012-04-10 | 1500 | NO AMC |  |  | 22-10-2012 | Working | -1
1672 | THIRUVALLUR | Cell Counter Electronic (AUTOMATIC) | 00009/CLCN/1 | B | KX - 21 | B3229 |  | 2008-08-29 | M/S Sysmex Corporation~Japan. | M/S Transasia | Gen Lab | DMS | 47975/Sandamp;P/1/208 Dt. 13/08/08 | 2011-08-28 | 2014-08-27 | 334952 | NO AMC |  |  | 31-12-2012 | Working | -1
1673 | THIRUVALLUR | Shadowless lamp ceiling type major | 00009/CLMA/2 | B |  |  |  | 2012-12-05 |  | M/S MADRAS SURGICALS andamp;CHEMICALS | M O T | OTHERS | 4452/TVLR/THIRUVALLUR/2012DT;08/10/2012 |  | 2013-12-04 | 20500 | NO AMC |  |  | 2013-06-02 | Working | -1
1674 | THIRUVALLUR | Multi Para Monitor | 00009/MPM/1 | B2 | MMED 6000DP -S6 | 12494500026 |  | 2013-02-07 | Beijing Choice | Trans health care | M O T | OTHERS | 1135/2013dt;05/02/2013 | 2013-02-07 | 2016-02-06 | 65000 | NO AMC |  |  | 2013-07-02 | Working | -1
1675 | THIRUVALLUR | Multi Para Monitor | 00009/MPM/2 | B2 | MMED 6000DP-S6 | 124945900027 |  | 2013-02-07 | Beijing Choice | Trans health care | E OT | OTHERS | 1135/2013dt;05/02/2013 | 2013-02-07 | 2016-02-06 | 65000 | NO AMC |  |  | 2013-07-02 | Working | -1
1676 | TIRUTHANI | Focus lamp Ordinary | 00010/FOLP/8 | C |  |  |  | 2015-02-17 | GESCO | GENERAL SURGICAL COMPANY (INDIA) PVT. LTD~ CHENNAI | MATERNITY WARD LABOUR ROOM | TNMSC | 114/TNMSC/ENGG/2013-3 08/12/2014 | 2015-02-17 | 2018-02-16 | 11875 | NO AMC |  |  | 17-2-2015 | Working | -1
1677 | TIRUTHANI | Infusion Pump/Infusion Syringe Pump/Insulin Syringe Pump | 00010/INPM/6 | C | AKAS INFU 510 | IX12141205 |  | 2015-02-05 | AKAS MEDICAL EQUIPMENT | AKAS MEDICAL | NBSU GH TIRUTTANI TIRUVALLUR DISTRICT | TNMSC | 114/TNMSC/ENGG/2013-4 DATED 08/12/2014 | 2015-02-05 | 2018-02-04 | 19750 | NO AMC |  |  | 2015-05-02 | Working | -1
1678 | TIRUTHANI | Syringe Pump | 00010/SYRP/1 | B | AKAS SYRU 410 | RX12140762 |  |  |  | AKAS MEDICAL | NBSU~ GH~ TIRUTTANI | TNMSC | 114/TNMSC/ENGG/2013-4 DATED 08/12/2014 | 2015-02-05 | 2018-02-04 | 20850 | NO AMC |  |  | 2015-05-02 | Working | -1
1679 | TIRUTHANI | Hematology analyser | 00010/HEMA/1 | B1 | POCH - 100 i | F2774 |  | 2013-10-30 | SYSMEX CORPORATION | DISTRICT HEAD QUARTERS HOSPITAL~ TIRUVALLUR | GENERAL LABORATORY | OTHERS |  | 2013-10-30 | 2015-12-31 | 300000 | NO AMC |  |  | 2014-01-10 | Working | -1
1680 | TIRUTHANI | Foetal Doppler | 00010/FDOP/4 | C | A100H | H11054783 |  | 2014-09-24 | AEON TECHNOLOGY | MEDI WAVES INC. B-68~ G.T. KARNAL ROAD~ INDUSTRIAL AREA~ DELHI - 110033 | STORES | TNMSC | 17240/TNMSC/ENGG/2014-15 DATED 16.05.2014 | 2014-09-24 | 2017-09-23 | 4650 | NO AMC |  |  | 25-9-2014 | Working | -1
1681 | TIRUTHANI | Multi Para Monitor | 00010/MPM/3 | B2 | G3 D | G3 DL60038 |  | 2014-06-30 | GENERAL MEDITECH INC~ CHINA | TRANSHEALTH CARE INDIA PRIVATE LTD. ~ CHENNAI | STORES | TNMSC | 17240 / TNMSC / ENGG / 2014 -3 DATED 16.05.2014 | 2014-06-30 | 2017-06-29 | 60000 | NO AMC |  |  | 30-9-2014 | Working | -1
1682 | TIRUTHANI | Hematology analyser | 00010/HEMA/2 | B1 | XP 100 ADVANCE VERSION OF KX21 | A3412 |  | 2014-03-24 | SYSMEX | TRANSASIA ~ CHENNAI | GENERAL LABORATORY | DMS | 78217 / Sandamp; P / 1 / 2013 ~ 10/03/2014 DMS~ CHENNAI | 2014-03-24 | 2017-03-23 | 404585 | NO AMC |  |  | 2014-09-10 | Working | -1
1683 | TIRUTHANI | Electric Calorimeter | 00010/CALO/2 | C | PRIETEST EASY LAB | PEL0981213RBK |  | 2014-03-19 | ROBONIK (I) PVT LTD. | ROBONIK (I) PVT LTD | GENERAL LABORATORY | TNHSP | TNHSP/TNMSC/AG87b/2013-2 | 2014-03-19 | 2015-03-18 | 20302 | NO AMC |  |  | 13-11-2014 | Working | -1
1684 | TIRUTHANI | Traction set | 00010/TRAC/1 | C | Electrotrac | ABK-129 |  | 2001-04-16 |  | Associated surgicals | Physiotherapy | DMS |  | 2001-04-16 | 2002-04-15 | 15000 | NO AMC |  |  | 17-12-2010 | Working | -1
1685 | TIRUTHANI | ECG machine computerized | 00010/ECGC/1 | B | HEART VIEW MAX SE -3 | 11130-M116033130006 |  | 2012-03-27 | BROWN DOVE HEALTH CARE | ABABIL HEALTH CARE | MALE WARD | OTHERS |  | 2012-03-27 | 2013-03-26 | 40000 | NO AMC |  |  | 13-9-2012 | Working | -1
1686 | TIRUTHANI | Haemoglobinometer | 00010/HBMT/1 | C | BD1-E-55 | 20110589 |  | 2011-09-01 | LABO TECH | SOLOKRAFTS INDUSTRIES | LABOUR WARD | TNMSC | RCH-II/TNMSC/ENGG/4538/2010-6~ 6.10.10 | 2011-09-01 | 2012-08-31 | 4300 | NO AMC |  |  | 14-9-2012 | Working | -1
1687 | TIRUTHANI | Weighing machine adult | 00010/WTMA/2 | C | PRESTIGE | 00010/WTMA/2 |  | 2012-02-04 | HARDIK MEDI TECH | ALAN MEDICAL | RNTCP | TNHSP | TNHSP/TNMSC/ENGG/AG24/2011~9.12.2011 | 2012-02-04 | 2013-02-03 | 598 | NO AMC |  |  | 13-9-2012 | Working | -1
1688 | TIRUTHANI | Operating Microscope - General | 00010/OPMS/1 | B2 | ASM-930 TG | 1103326 |  | 2012-04-05 | OPTICS- TAKAGI~ JAPAN | ASCON MEDICAL INSTRUMENTS (PVT.LTD) | OPERATION THEATRE | TNMSC | 13413/TNMSC/ENGG/2011-12 ~27.2.12 | 2012-04-05 | 2015-04-04 | 310000 | NO AMC |  |  | 13-9-2012 | Working | -1
1689 | TIRUTHANI | Ultra Sonogram -MOBILE | 00010/IUSM/3 | B | LOGIQ -C2 | 202293WX7 |  | 2012-02-13 | WIPRO GE | WIPRO GE HEALTH CARE | SCAN ROOM | TNMSC | RCH-II/TNMSC/ENGG/E44/2010 ~ 5.7.2011 | 2012-02-13 | 2013-02-12 | 323800 | NO AMC |  |  | 13-9-2012 | Not Working | -1
1690 | TIRUTHANI | Electri centrifuger | 00010/CENT/6 | C | BDI 150 | 2011499 |  | 2012-05-22 | SOLOKRAFTS INDUSTRIES | SOLOKRAFTS INDUSTRIES | STORES | TNHSP | TNHSP/TNMSC/AG29E/2011~04/10/2011 | 2012-05-22 | 2015-05-21 | 5090 | NO AMC |  |  | 13-9-2012 | Working | -1
1691 | TIRUTHANI | Ringlens System | 00010/RLS/1 | C |  | 00010/RLS/1 |  | 2012-05-22 | SOLOKRAFTS INDUSTRIES | SOLOKRAFTS INDUSTRIES | STORES | TNHSP | TNHSP/TNMSC/ICB/AG31/2011~19.10.2011 | 2012-05-22 | 2013-05-21 | 6987 | NO AMC |  |  | 13-9-2012 | Working | -1
1692 | TIRUTHANI | Deep Freezer | 00010/DFRZR/1 | B2 | JA DF 20 | 1110692 |  | 2012-03-30 | JOVE AUTOMATIONS | PAWAR ELECTRO SYSTEMS (P) LTD | LABORATORY | TNMSC | RCH-II/TNMSC/ENGG/7146/2010~10.2.2011 | 2012-03-30 | 2013-03-29 | 51750 | NO AMC |  |  | 13-9-2012 | Working | -1
1693 | TIRUTHANI | B.P.apparatus table model | 00010/BPAT/6 | C | HEM 7111 | 2011100761VG |  | 2012-02-13 | OMRON | ANAND MEDICAL AGENCIES | BLOOD BANK | OTHERS |  | 2012-02-13 | 2013-02-12 | 2095 | NO AMC |  |  | 13-9-2012 | Not Working | -1
1694 | TIRUTHANI | B.P.apparatus table model | 00010/BPAT/7 | C | HEM7111 | 20111100762VG |  | 2012-02-13 | OMRON | ANAND MEDICAL AGENCIES | OPTHAL | OTHERS |  | 2012-02-13 | 2013-02-12 | 2095 | NO AMC |  |  | 26-9-2012 | Working | -1
1695 | TIRUTHANI | B.P.apparatus table model | 00010/BPAT/8 | C | HEM711 | 20111100763VG |  | 2012-02-13 | OMRON | ANAND MEDICAL AGENCIES | STORES | OTHERS |  | 2012-02-13 | 2013-02-12 | 2095 | NO AMC |  |  | 26-9-2012 | Working | -1
1696 | TIRUTHANI | B.P.apparatus table model | 00010/BPAT/9 | C | HEM 7111 | 20111100767VG |  | 2012-02-13 | OMRON | ANAND MEDICAL AGENCIES | STORES | OTHERS |  | 2012-02-13 | 2013-02-12 | 2095 | NO AMC |  |  | 26-9-2012 | Working | -1
1697 | TIRUTHANI | B.P.apparatus table model | 00010/BPAT/10 | C | HEM7111 | 2011110768VG |  | 2012-02-13 | OMRON | ANAND MEDICAL AGENCIES | STORES | OTHERS |  | 2012-02-13 | 2013-02-12 | 2095 | NO AMC |  |  | 26-9-2012 | Working | -1
1698 | TIRUTHANI | Infusion Pump/Infusion Syringe Pump/Insulin Syringe Pump | 00010/INPM/5 | C | ST6000 | 37820D/28 2010 |  | 2012-08-18 | SAMTRONIC | TRANS HEALTH CARE INDIA PVT LTD | LABOUR WARD | TNMSC | TNHSP/TNMSC/AG15/2011 01.7.2011 |  | 2012-08-17 | 25200 | NO AMC |  |  | 26-9-2012 | Working | -1
1699 | TIRUTHANI | B.P.apparatus stand model | 00010/BPAS/6 | C | 300 | 74244 |  | 2011-04-04 | NAMATT | JAYAM ENTERPRISES | LABOUE WARD | TNMSC | RCH-11/TNMSC/ENGG/4538/2011 10-2-2011 | 2011-04-04 | 2012-04-03 | 1500 | NO AMC |  |  | 26-9-2012 | Working | -1
1700 | TIRUTHANI | B.P.apparatus stand model | 00010/BPAS/7 | C | 300 | 74258 |  | 2011-04-04 | NAMATT | JAYAM ENTERPRISES | OT | TNMSC | RCH-11/TNMSC/ENGG/4538/2011 10/2/2011 | 2011-04-04 | 2012-04-03 | 1500 | NO AMC |  |  | 26-9-2012 | Working | -1
1701 | TIRUTHANI | B.P.apparatus stand model | 00010/BPAS/8 | C | 300 | 74261 |  | 2011-04-04 | NAMATT | JAYAM ENTERPRISES | STORE | TNMSC | RCH-11/TNMSC/ENGG/4538/2011 10/2/2011 | 2011-04-04 | 2012-04-03 | 1500 | NO AMC |  |  | 26-9-2012 | Working | -1
1702 | TIRUTHANI | B.P.apparatus stand model | 00010/BPAS/9 | C | 300 | 74321 |  | 2011-04-04 | NAMATT | JAYAM ENTERPRISES | STORES | TNMSC | RCH-11/TNMSC/ENGG/4538/2011 10/2/2011 | 2011-04-04 | 2012-04-03 | 1500 | NO AMC |  |  | 26-9-2012 | Working | -1
1703 | TIRUTHANI | Nebuliser Adult | 00010/NEBA/1 | C | BLISS(GEN 242) | 10437128 |  | 2011-03-29 | MEDICARE PRODUCTS LTD | JUPITER MANFACTURING WORKING | MALE WARD | TNMSC | 133/JA/2011 18.3.2011 | 2011-03-29 | 2012-03-28 | 1225 | NO AMC |  |  | 26-9-2012 | Working | -1
1704 | TIRUTHANI | Nebuliser Adult | 00010/NEBA/2 | C | BLISS (GEN242) | 1047127 |  | 2011-03-29 | MEDICARE PROSUCTS LTD | JUPITER MANFACTURING WORKS | MALE WARD | TNMSC | 1301JA/2011 18.3.2011 | 2011-03-29 | 2012-03-28 | 1225 | NO AMC |  |  | 26-9-2012 | Working | -1
1705 | TIRUTHANI | Nebuliser Adult | 00010/NEBA/3 | C | BLISS(GEN242) | 10437946 |  | 2011-03-29 | MEDICARE PRODUCTS | JUPITER MANUFACTURING WORKS | MALE WARD | TNMSC | 1301JA/2011 18.3.2011 | 2011-03-29 | 2012-03-28 | 1225 | NO AMC |  |  | 26-9-2012 | Working | -1
1706 | TIRUTHANI | Nebuliser Adult | 00010/NEBA/4 | C | BLISS (GEN 242) | 10437685 |  | 2011-03-29 | MEDICARE PRODUCTS | JUPTIER MANUFACTURING WORK | MALE WARD | TNMSC | 1301JA/2011 18.3.2011 | 2011-03-29 | 2012-03-28 | 1225 | NO AMC |  |  | 26-9-2012 | Working | -1
1707 | TIRUTHANI | Nebuliser Adult | 00010/NEBA/5 | C | BLISS (GEN 242) | 10437826 |  | 2011-03-29 | MEDICARE PRODUCTS | JUPTIER MANUFACTURING WORKS | MALE WARD | TNMSC | 1301JA/2011 18.3.2011 | 2011-03-29 | 2012-03-28 | 1225 | NO AMC |  |  | 26-9-2012 | Working | -1
1708 | UTHUKOTTAI | Suction Apparatus - Electrical | 00011/SAEL/2 | C |  |  |  | 2009-02-17 | vishal | Vishal Hospital Steel Furniture Manufacturer | casuality | TNHSP | TNHSP/TNMSC/P3E8/08 dt 10/09/08 | 2010-04-18 | 2010-02-16 | 3900 | NO AMC |  |  | 29-6-2011 | Working | -1
1709 | UTHUKOTTAI | Suction Apparatus - Electrical | 00011/SAEL/3 | C |  |  |  | 2009-02-17 | vishal | Vishal Hospital Steel Furniture Manufacturer | maleward | TNHSP | TNHSP/TNMSC/P3E8/08 dt 10/09/08 | 2010-04-18 | 2010-02-16 | 3900 | NO AMC |  |  | 29-6-2011 | Working | -1
1710 | UTHUKOTTAI | Suction Apparatus - Electrical | 00011/SAEL/4 | C |  |  |  | 2009-02-17 | vishal | Vishal Hospital Steel Furniture Manufacturer | female ward | TNHSP | TNHSP/TNMSC/P3E8/08 dt 10/09/08 | 2010-04-18 | 2010-02-16 | 3900 | NO AMC |  |  | 29-6-2011 | Working | -1
1711 | UTHUKOTTAI | X-ray Machine 100 mA | 00011/XRY100/1 | B2 | ALLENGERS-100RS/FC/HORIZON |  |  | 2010-07-10 | ALLENGERS | Allengers Medi Systems | X - Ray Room | TNHSP | TNHSP/TNMSC/ICB/P3E1/09 dt 10/02/09 | 2010-07-20 | 2011-07-09 | 270710 | NO AMC |  |  | 29-6-2011 | Working | -1
1712 | UTHUKOTTAI | Binocular Mircroscope | 00011/BIMS/1 | B2 | BDI-13A |  |  | 2014-01-10 | M/S BDI Instrumentation(India) | Sokrafts Industries | Store | TNHSP | TNHSP/ Tnmsc/AG87c/2013 ~22/10/2013 |  | 2015-07-30 | 18600 | NO AMC |  |  | 2014-03-02 | Working | -1
1713 | UTHUKOTTAI | Hematology analyser | 00011/HEMA/1 | B1 | xp100 | 43229 |  | 2014-03-08 | Transasia | Transasia bio-medicals Ltd | LAB GENERAL | DMS | 78217/S andP/1/2013-7 Dt. 14.02.2014 | 2014-03-08 | 2017-03-07 | 385319 | NO AMC |  |  | 25-3-2014 | Working | -1
1714 | UTHUKOTTAI | B.P.apparatus stand model | 00011/BPAS/2 | C | Stand |  |  | 2008-12-22 | jupiter | Jupiter Manufacturing Works | OP | TNHSP | TNHSP/TNMSC/P3E16 dt 29/08/08 | 2008-12-22 | 2009-12-21 | 1090 | NO AMC |  |  | 17-12-2010 | Working | -1
1715 | UTHUKOTTAI | B.P.apparatus stand model | 00011/BPAS/3 | C | Stand |  |  | 2008-12-22 | jupiter | Jupiter Manufacturing Works | Dental Hy. | TNHSP | TNHSP/TNMSC/P3E16 dt 29/08/08 | 2009-08-23 | 2009-12-21 | 1090 | NO AMC |  |  | 17-12-2010 | Working | -1
1716 | UTHUKOTTAI | B.P.apparatus stand model | 00011/BPAS/4 | C | Stand |  |  | 2008-12-22 | jupiter | Jupiter Manufacturing Works | OP | TNHSP | TNHSP/TNMSC/P3E16 dt 29/08/08 | 2009-08-17 | 2009-12-21 | 1090 | NO AMC |  |  | 17-12-2010 | Working | -1
1717 | UTHUKOTTAI | Sterilizer Medium (Instrument) | 00011/STMD/1 | C | Big 16 x 9 |  |  | 2008-10-14 | JUPITOR | Jupiter Manufacturing Works | OP | TNHSP | TNHSP/TNMSC/ENGG/P3E17/08 dt 11/08/08 | 2008-10-14 | 2009-10-13 | 1456 | NO AMC |  |  | 17-12-2010 | Condemned | -1
1718 | UTHUKOTTAI | Sterilizer Medium (Instrument) | 00011/STMD/2 | C | Big 16 x 9 |  |  | 2008-06-03 | SURIYASURGICALS | Suriya Surgicals Industries | Lab | TNHSP | TNHSP/TNMSC/P2E20/07 dt 30/10/07 | 2008-06-03 | 2009-06-02 | 1630 | NO AMC |  |  | 17-12-2010 | Condemned | -1
1719 | UTHUKOTTAI | Needle destroyer / Syringe Destroyer | 00011/NEED/1 | C | REPROSPAARK | 7696 |  | 2008-08-17 | GLO LIFE CARE | Glo Life Care Equipments | Lab | TNHSP | TNHSP/TNMSC/ENGG/BMWM1/08 dt 08/02/08 | 2008-07-24 | 2009-08-16 | 755 | NO AMC |  |  | 17-12-2010 | Condemned | -1
1720 | UTHUKOTTAI | Needle destroyer / Syringe Destroyer | 00011/NEED/2 | C | REPROSPAARK | 7697 |  | 2008-08-17 | GLOLIFE CARE | Glo Life Care Equipments | Dental OP | TNHSP | TNHSP/TNMSC/ENGG/BMWM1/08 dt 08/02/08 | 2010-07-02 | 2009-08-16 | 755 | NO AMC |  |  | 17-12-2010 | Condemned | -1
1721 | UTHUKOTTAI | Needle destroyer / Syringe Destroyer | 00011/NEED/3 | C | REPROSPAARK | 7698 |  | 2008-08-17 | GLOLIFE CARE | Glo Life Care Equipments | OP | TNHSP | TNHSP/TNMSC/ENGG/BMWM1/08 dt 08/02/08 | 2010-11-01 | 2009-08-16 | 755 | NO AMC |  |  | 17-12-2010 | Not Working | -1
1722 | UTHUKOTTAI | Needle destroyer / Syringe Destroyer | 00011/NEED/4 | C | REPROSPAARK | 7699 |  | 2008-08-17 | GLOLIFE CARE | Glo Life Care Equipments | OP | TNHSP | TNHSP/TNMSC/ENGG/BMWM1/08 dt 08/02/08 | 2011-03-01 | 2009-08-16 | 755 | NO AMC |  |  | 17-12-2010 | Not Working | -1
1723 | UTHUKOTTAI | Needle destroyer / Syringe Destroyer | 00011/NEED/5 | C | REPROSPAARK | 7700 |  | 2008-08-17 | GLOLIFE CARE | Glo Life Care Equipments | ICTC | TNHSP | TNHSP/TNMSC/ENGG/BMWM1/08 dt 08/02/08 | 2011-04-02 | 2009-08-16 | 755 | NO AMC |  |  | 17-12-2010 | Working | -1
1724 | UTHUKOTTAI | Needle destroyer / Syringe Destroyer | 00011/NEED/6 | C | REPROSPAARK | 7701 |  | 2008-08-17 | GLOLIFE CARE | Glo Life Care Equipments | Store | TNHSP | TNHSP/TNMSC/ENGG/BMWM1/08 dt 08/02/2008 | 2008-08-17 | 2009-08-16 | 755 | NO AMC |  |  | 17-12-2010 | Working | -1
1725 | UTHUKOTTAI | Weighing machine adult | 00011/WTMA/5 | C | PRESTIGE |  |  | 2012-02-07 | HARDIK MEDITECH | ALAN MEDICALS | MAIN STORE | TNHSP | TNHSP/TNMSC/ENGG/AG24/2011 | 2012-02-07 | 2013-02-06 | 598 | NO AMC |  |  | 14-9-2012 | Working | -1
1726 | UTHUKOTTAI | B.P.apparatus table model | 00011/BPAT/5 | C | IS3390 | 12016214 |  | 2012-08-04 | MCP | M/S MADHUSUDHANAN | STORES | TNHSP | TNHSP/TNMSC/ENGG/AG26/2011 | 2012-08-04 | 2013-08-03 | 1192 | NO AMC |  |  | 14-9-2012 | Working | -1
1727 | UTHUKOTTAI | Ringlens System | 00011/RLS/1 | C | WITH ILLUMINATION |  |  | 2012-05-08 | SOLOCRAFTS | SOLOCRAFTS | STORS | TNHSP | TNHSP/TNMSC/ICB/AG31/2011DT. 09.04.12 | 2012-05-08 | 2013-05-07 | 6988 | NO AMC |  |  | 27-9-2012 | Working | -1
1728 | UTHUKOTTAI | Electri centrifuger | 00011/CENT/1 | C | BDI 152 |  |  | 2012-05-03 | BD INSTRUMENTATION | SOLOKRAFTS INDUSTRIES | STORS | TNHSP | TNHSP/TNMSC/AG29E/2011 DT04.10.2011 | 2012-05-03 | 2013-05-02 | 5090 | NO AMC |  |  | 27-9-2012 | Working | -1
1729 | UTHUKOTTAI | Weighing Machine-Suspension | 00011/WEIM/1 | C | SAMSO SUSPENSION |  |  | 2008-08-10 | JUPITOR | JUPITOR | BMW ROOM | TNHSP | TNHSP/TNMSC/ENGG/BMWM8/2008 DT 28.04.08 | 2008-08-10 | 2008-08-09 | 563 | NO AMC |  |  | 27-9-2012 | Working | -1
1730 | AVADI | Semi auto analyser | 00001/SEAA/1 | B2 | Prietest Touch | AT0680209RBK |  | 2009-10-04 | Robonic India Pvt. Ltd | Robonic India Pvt. Ltd | Lab | TNHSP | TNHSP/TNMSC/ICB/P3C2/2009 |  | 2010-10-03 | 59500 | NO AMC |  |  | 17-12-2010 | Working | -1
1731 | AVADI | Suction Apparatus - Electrical | 00001/SAEL/17 | C |  |  |  | 2009-02-16 | Vishal Hospital | Vishal Hospital | OT | TNHSP |  | 2009-02-16 | 2010-02-15 | 3900 | NO AMC |  |  | 2012-11-09 | Working | -1
1732 | AVADI | Operation table Hydraulic Minor | 00001/TAMI/1 | B2 |  |  |  | 2008-12-01 | Jupiter Manfacturing | Jupiter Manufacturing | OT | TNHSP | TNHSP/TNMSC/P3E3/2008 | 2008-12-06 | 2009-12-05 | 13311 | NO AMC |  |  | 2012-11-09 | Working | -1
1733 | AVADI | Magnavision Lamp | 00001/MAGL/1 | C |  |  |  | 2009-09-01 | Modern surgicalschemicals | Modren surgical chemicals |  | TNHSP | TNHSP/TNMSC/P3E3/2009 |  | 2010-08-31 | 4450 | NO AMC |  |  | 2012-11-09 | Working | -1
1734 | AVADI | Binocular Mircroscope | 00001/BIMS/3 | B2 |  |  |  | 2009-07-02 | solokrafts industries | solokrafts industries |  | TNHSP |  |  | 2010-07-01 | 18786 | NO AMC |  |  | 2012-11-09 | Working | #VALUE!
| Ponneri | Cell Counter Electronic (AUTOMATIC) | [12 empty] | 2017-12-31 | 385319 |  |  |  |  | Working | 0
| Gummidipoondi | Mannual Colposcope | [12 empty] | 2014-12-31 | 130000 |  |  |  |  | Working | 0
| PAZHAVARKADU | Colposcope | [18 empty] | Transferred | 0
| TIRUTHANI | Colposcope | [12 empty] | 2014-12-31 | 130000 |  |  |  |  | Working | #VALUE!
| GUMMIDIPOONDI | Multi Para Monitor | 00002/MPM/1 | B2 | G3D | G3DL60148 |  | 2014-06-26 | GENERAL MEDITECH | TRANS HEALTHCARE | WARD | TNMSC | 17240/TNMSC/ENGG/2014-3DT18.5.214 | 2014-07-11 | 2017-07-10 | 60000 |  |  |  | 28-2-2015 | Working
| GUMMIDIPOONDI | Binocular Mircroscope | 00002/BIMS/2 | B2 | BDI-13A | 22704 |  | 2014-01-13 | M/S.B.D.I | SOLOKRAFTS | LAB | TNHSP | TNHSP/TNMSC/AG87C/2013 22.10.13 | 2014-01-13 | 2015-01-12 | 18600 |  |  |  | 28-2-2015 | Working
| GUMMIDIPOONDI | Fully Automated Clinical Chemistry Analyser/Biochemistry Analyser | 00002/FAA/1 | B1 | xp100advance versionOfKX21 | A3227 |  | 2014-03-10 | TRANSASIA | TRANSASIA | LAB | TNMSC | 78217/Sandamp;P/1/2013-7 | 2014-03-10 | 2017-03-09 | 385319 |  |  |  | 28-2-2015 | Working
| GUMMIDIPOONDI | Electric Calorimeter | 00002/CALO/1 | C | Prietest easylab | PEL0951213RBK |  | 2014-03-17 | prietest easylab | ROBOnik | lab | TNMSC | TNHSP/TNMSC/AG87b | 2014-03-17 | 2015-03-16 | 20302 |  |  |  | 27-2-2015 | Working
| GUMMIDIPOONDI | Semi auto analyser | 00002/SEAA/2 | B2 | prietestTouch | AT0780314RBK |  | 2014-03-17 | prietesttouch | robonik | lab | TNMSC | 10072/TNMSC/ENGG/2013DT5/3/214 | 2014-03-17 | 2017-03-16 | 48426 |  |  |  | 27-2-2015 | Working
| GUMMIDIPOONDI | Semi auto analyser | 00002/SEAA/1 | B2 | Prietesttouch | AT1351013RBK |  | 2014-02-27 | prietesttouch | ROBONIK(INDIA)PVT | Lab | TNMSC | TNHSP/TNMSC/AG87h/2013 | 2014-03-17 | 2017-03-16 | 49356 |  |  |  | 27-2-2015 | Working
| GUMMIDIPOONDI | Needle destroyer / Syringe Destroyer | 00002/NEED/1 | C | NILsharps |  |  | 2014-10-11 | ARVSEquip | solokrafts | ijn lab room | TNMSC | 20533/ICWM/TNMSC/ENGG/ | 2014-10-11 | 2015-10-10 | 9756 |  |  |  | 27-2-2015 | Working
| GUMMIDIPOONDI | Battery operable elcetric | 00002/BOE/1 | B2 | 12V65AH |  |  | 2014-11-15 | SMFBATT | FRONTLINE |  | TNHSP |  | 2014-11-15 | 2015-11-14 | 5000 |  |  |  | 27-2-2015 | Working
| GUMMIDIPOONDI | Water Bath/Ultrasonic Water Bath | 00002/WBAT/1 | C | SMI-143 | 1 |  | 2014-05-19 | scientificandamp;lab | S.M.Scientific |  | TNMSC | TNHSP/TNMSC/AG87h/2014dt29.04.14 | 2014-05-19 | 2016-05-18 | 8427 |  |  |  | 27-2-2015 | Working
| MADHAVARAM | Rotary Microtome | 00003/RMT/1 | C | BDI 149 | 2014080831 |  | 2014-08-09 | SOLOKRSFTS INDUSTRIES | SOLOKRAFTS INDUSTRIES | LAB | TNHSP | TNHSP/TNMSC/AG87f(R)/2014-2 | 2014-08-21 | 2015-08-21 | 32200 |  |  |  | 2015-02-03 | Working
| MADHAVARAM | Semi auto analyser | 00003/SEAA/2 | B2 | Prietest touch | AT1361013RBK |  | 2014-02-27 | ROBONIK(INDIA) PVT.LTD | ROBONIK (INDIA) PVT.LTD | LAB | TNHSP | TNHSP/TNMSC/AG87h/2013 Dt.31.12.2013 | 2014-03-13 | 2017-03-13 | 49356 |  |  |  | 2015-02-03 | Working
| MADHAVARAM | Foetal Doppler | 00003/FDOP/3 | C | A100H |  |  | 2014-08-07 | MRDI WAVES INC | MEDI WAVES INC. | LABOUR WARD | TNMSC | 17240/TNMSC/ENGG/2014-15 DT.16.052014 | 2014-09-26 | 2017-09-26 | 4650 |  |  |  | 2015-02-03 | Working
| MADHAVARAM | Binocular Mircroscope | 00003/BIMS/2 | B2 | BDI-13A |  |  | 2014-01-02 | SOLOKRAFTS INDUSTRIES | SOLOKRAFTS INDUSTRIES | LAB | TNHSP | TNHSP/TNMSC/AG87c/2013. Dt-23.04.2013 | 2014-01-08 | 2014-01-08 | 18600 |  |  |  | 28-2-2015 | Working
| Gummidipoondi | Cryo theraphy Unit |  |  | cryo 0040 ON |  |  |  |  | Solokraft Industries |  | TNHSP | TNHSP/TNMSC/AG30A/2011~ 14/10/2011 |  | 2013-12-31 | 24000 |  |  |  |  | Working
| MADHAVARAM | Cryo theraphy Unit |  |  | cryo 0040 ON |  |  |  |  | Solokraft Industries |  | TNHSP | TNHSP/TNMSC/AG30A/2011~ 14/10/2011 |  | 2013-12-31 | 24000 |  |  |  |  | Not Working
| PALLIPATTU | Cryo theraphy Unit |  |  | cryo 0040 ON |  |  |  |  | Solokraft Industries |  | TNHSP | TNHSP/TNMSC/AG30A/2011~ 14/10/2011 |  | 2013-12-31 | 24000 |  |  |  |  | Working
| PAZHAVARKADU | Cryo theraphy Unit |  |  | cryo 0040 ON |  |  |  |  | Solokraft Industries |  | TNHSP | TNHSP/TNMSC/AG30A/2011~ 14/10/2011 |  | 2013-12-31 | 24000 |  |  |  |  | Working
| THIRUVALLUR | Cryo theraphy Unit |  |  | cryo 0040 ON |  |  |  |  | Solokraft Industries |  | TNHSP | TNHSP/TNMSC/AG30A/2011~ 14/10/2011 |  | 2013-12-31 | 24000 |  |  |  |  | Not Working
| TIRUTHANI | Cryo theraphy Unit |  |  | cryo 0040 ON |  |  |  |  | Solokraft Industries |  | TNHSP | TNHSP/TNMSC/AG30A/2011~ 14/10/2011 |  | 2013-12-31 | 24000 |  |  |  |  | Working
| UTHUKOTTAI | Cryo theraphy Unit |  |  | cryo 0040 ON |  |  |  |  | Solokraft Industries |  | TNHSP | TNHSP/TNMSC/AG30A/2011~ 14/10/2011 |  | 2013-12-31 | 24000 |  |  |  |  | Working
| POONAMALLEE | Cryo theraphy Unit |  |  | cryo 0040 ON |  |  |  |  | Solokraft Industries |  | TNHSP | TNHSP/TNMSC/AG30A/2011~ 14/10/2011 |  | 2013-12-31 | 24000 |  |  |  |  | Working
| Ponneri | Cryo theraphy Unit |  |  | cryo 0040 ON |  |  |  |  | Solokraft Industries |  | TNHSP | TNHSP/TNMSC/AG30A/2011~ 14/10/2011 |  | 2013-12-31 | 24000 |  |  |  |  | Working
| PODADDURPET | Cryo theraphy Unit |  |  | cryo 0040 ON |  |  |  |  | Solokraft Industries |  | TNHSP | TNHSP/TNMSC/AG30A/2011~ 14/10/2011 |  | 2013-12-31 | 24000 |  |  |  |  | Working
| THIRUVALLUR | CT Scan | [13 empty] | 8000000 |  |  |  |  | Working
[16 empty] | 68959841 |  |  |  | 4827188.87

## Edited 26.02.2015
DIRECTORATE OF MEDICAL AND RURAL HEALTH SERVICES
GOVERNMENT OF TAMIL NADU
REPORT : EQUIPMENT RECEIPT DETAILS REPORT-District Wise
District : TIRUVALLUR
PERIOD : 01/02/2010-25/02/2015
S.No. | Institution Name | Equipment Name | Equipment Code(Institution) | Equipment Category | Equipment Model No | Equipment Serial No | CPC Code | Date of Receipt | Manufacturer Name | Supplier Name | Location of Equipment | Source of Supply | Purchase Order No | Date of Installation | Warranty Valid Upto | Cost of the item | If AMC available | AMC valid upto | AMC agency name | Reported Date | Working Condition
1 | AVADI | Glucometer | 00001/GLMT/1 | C |  |  |  | 1998-12-17 |  | Associated Surgicals | Store |  |  |  |  | 0 |  |  |  | 17-12-2010 | Condemned
2 | AVADI | B.P.apparatus stand model | 00001/BPAS/8 | C |  | 106 |  | 2012-06-16 | Madhusudhanan | Madhusudhanan | OP NCD | TNHSP | TNHSP/TNMSC/ENGG/AG26/2011 | 2012-10-10 |  | 1192 |  |  |  | 2015-10-02 | Working
3 | AVADI | Centrifuge | 00001/COMC/2 | C | BD154 | 73865 |  | 2009-01-20 | sientific lab | Solokraft | lab | TNHSP | TNHSP/TNMSC/ICB/P3E2/2009 28/01/2009 | 2009-07-02 | 2010-07-01 | 0 |  |  |  | 2015-10-02 | Working
4 | AVADI | Glucometer | 00001/GLMT/2 | C |  |  |  | 2003-08-25 |  | Associated Surgicals | Store | DMS |  |  |  | 0 |  |  |  | 17-12-2010 | Condemned
5 | AVADI | Centrifuge | 00001/COMC/1 | C | [6 empty] | Lab | TNMSC |  |  |  | 0 |  |  |  | 21-11-2013 | Working
6 | AVADI | B.P.apparatus table model | 00001/BPAT/1 | C |  |  |  | 1999-09-15 |  | Alam Medical | OP | OTHERS | 409/A4 |  |  | 0 |  |  |  | 27-11-2013 | Condemned
7 | AVADI | B.P.apparatus table model | 00001/BPAT/3 | C |  |  |  | 1999-09-15 |  | Alam Medical | OP | OTHERS |  |  |  | 0 |  |  |  | 27-11-2013 | Condemned
8 | AVADI | B.P.apparatus table model | 00001/BPAT/4 | C |  |  |  | 2010-05-15 | Diamond Mercurial | Gita Surgicals |  | OTHERS |  |  |  | 0 |  |  |  | 27-11-2013 | Working
9 | AVADI | B.P.apparatus table model | 00001/BPAT/5 | C |  |  |  | 2010-05-15 | Diamond Mercurial | GITA Surgicals | Labour ward | OTHERS |  |  |  | 0 |  |  |  | 27-11-2013 | Working
10 | AVADI | Cryo theraphy Unit | 00001/BEIM/1 | B2 | cryo 0040 ON |  |  | 2012-01-13 | Basco Ind Cryos | Solokraft Industries | NCD | TNMSC | TNHSP/TNMSC/AG30A/2011~ 14/10/2011 |  | 2013-01-12 | 0 |  |  |  | 2014-10-06 | Working
11 | AVADI | Defibrillator with Monitor | 00001/DEFI/1 | B2 |  |  |  | 2012-08-22 | Philips | Philips Electronics | OP | TNHSP | 6301149293 | 2012-08-22 |  | 58696 |  |  |  | 2014-10-06 | Working
12 | AVADI | Electric Calorimeter | 00001/CALO/2 | C |  | PEL041213RBK |  | 2014-03-21 | Robonik | Robonik (India)PVT. | Lab | TNHSP | TNHSP/TNMSC/AG87B/2013-2 | 2014-03-21 |  | 20302 |  |  |  | 2014-10-06 | Working
13 | AVADI | Air Compressor | 00001/AIRCMP/1 | C |  |  |  | 2013-05-21 |  | BUDS AND SOMA |  | JDHS |  |  |  | 0 |  |  |  | 29-5-2014 | Working
14 | AVADI | Diathermy Machine (Electric Cautery) | 00001/SDIA/1 | B | ELSY360M+ |  |  | 2014-06-05 | Alan Electronics Systems | JBS Mediitec India Pvt Ltd | OT | TNMSC | 17240/TNMSC/ENGG/2014-2 DT 16/05/2014 | 2014-06-05 | 2017-06-04 | 218000 |  |  |  | 2014-10-06 | Working
15 | AVADI | Pulse Oximeter | 00001/SPO2/1 | B2 | RAD-8 |  |  | 2014-06-16 | Masimo Corporation | Grace MFGandamp;Trading Co. | Causality | RCH | RCH-II/TNMSC/ENGG/E67/2014 Dt. 05/03/2014 | 2014-06-16 | 2019-06-15 | 68000 |  |  |  | 25-6-2014 | Working
16 | AVADI | Generator | 00001/GEN/1 | C | 15kVA DG |  |  | 2013-09-03 | KOHLER | Bhalivaradha Electro Meck Pvt. Ltd. | Out side OP Building | TNMSC | 10073/TNMSC/ENGG/2013 |  | 2016-09-11 | 340100 |  |  |  | 29-5-2014 | Working
17 | AVADI | Pulse Oximeter | 00001/SPO2/2 | B2 | RAD-8 |  |  | 2014-06-16 | Masimo Corporation | Grace MFGandamp;Trading Co | OT | RCH | RCH-II/TNMSC/ENGG/E67/2014 DT 05/03/2014 | 2014-06-16 | 2019-06-15 | 68968 |  |  |  | 25-6-2014 | Working
18 | AVADI | Magnavision Lamp | 00001/MAGL/2 | C |  |  |  | 2011-02-26 | Hardik Medi Tech | Jupiter Manufacturing Works |  | TNMSC | 04R/NRHM/TNMSC/ENGG/2011 12/02/2011 |  | 2014-09-01 | 0 |  |  |  | 30-7-2014 | Working
19 | AVADI | Semi auto analyser | 00001/SEAA/2 | B2 | Prietest Touch of Own Make | AT770314 RBK |  | 2014-03-21 | Robonik | Robnik | Lab | TNMSC | 10072/TNMSC/ENGG/2013 | 2014-03-22 | 2017-03-20 | 48426 |  |  |  | 30-7-2014 | Working
20 | AVADI | Magnavision Lamp | 00001/MAGL/3 | C |  |  |  | 2009-10-03 | Saberwal Surgical |  | Labour Ward | DRHM | 04 NRHM/HSP/TNMSC/2009 |  | 2012-10-03 | 0 |  |  |  | 30-7-2014 | Working
21 | AVADI | X-ray Machine 100 mA | 00001/XRY100/1 | B2 | 100RS/FC/HT | 21C100610044 100 MA |  | 2010-07-19 |  | Allengers | XRAY ROOM | TNHSP | TNHSP/TNMSC/CB/P3E1/2009 | 2010-07-26 | 2013-07-18 | 270710 |  |  |  | 2014-12-09 | Working
22 | AVADI | Magnavision Lamp | 00001/MAGL/4 | C |  |  |  | 2012-01-13 | Solokraft Industries | Solokrafts Industries | Labour Ward | TNHSP | TNHSP/TNMSC/CBVAG31/2011 | 2012-01-17 | 2012-01-13 | 6987 |  |  |  | 2014-12-09 | Working
23 | AVADI | Rotary Shaker | 00001/RMT/1 | C | BDI 140 | 2014080818 |  | 2014-08-09 | B.D Instrumentation (india) | Solokrafits Industries | lab | TNHSP | TNHSP/TNMSC/AG871(R)/2014-2 19/05/2014 | 2014-09-19 | 2015-08-20 | 32200 |  |  |  | 20-9-2014 | Working
24 | AVADI | Foetal Doppler | 00001/FDOP/2 | C | A100H |  |  | 2014-08-07 | Aeon Technology (p) Ltd | MEDI WAVES INC | Labour ward | TNMSC | 1724/TNMSC/ENGG/2014-15 | 2014-09-20 | 2017-09-19 | 4650 |  |  |  | 20-9-2014 | Working
25 | AVADI | Foetal Doppler | 00001/FDOP/1 | C | A100H |  |  | 2014-08-07 | AEON TECHNOLOGY | MEDI WAVES INC | LABOUR WARD | TNMSC | 17240/TNMSC/ENGG/2014-15 DT .16.05.2014 | 2014-09-20 | 2015-09-19 | 4650 |  |  |  | 20-9-2014 | Working
26 | AVADI | Infusion pump | 00001/INPM/1 | C |  |  |  | 2007-03-16 |  | Akas Medical Equipments | Store | TNMSC |  |  |  | 0 |  |  |  | 17-12-2010 | Working
27 | AVADI | Dental Chair | 00001/DECH/1 | B2 | Confident |  |  | 2007-12-17 |  | Confident Dental Equipments | Store | TNMSC |  |  |  | 0 |  |  |  | 17-12-2010 | Working
28 | AVADI | Ultra Sonogram -MOBILE | 00001/IUSM/1 | B | Sota |  |  | 2004-01-20 |  | Larsen and Toubro Limited | Scan Room | DMS |  |  |  | 0 |  |  |  | 17-12-2010 | Working
29 | AVADI | Binocular Mircroscope | 00001/BIMS/1 | B2 | Binocular |  |  | 2009-02-07 |  | Solocraft Industries | Store | TNHSP |  |  |  | 0 |  |  |  | 17-12-2010 | Working
30 | AVADI | Binocular Mircroscope | 00001/BIMS/2 | B2 | Binocular |  |  | 2009-02-07 |  | Solocraft Industries | Store | TNHSP |  |  |  | 0 |  |  |  | 17-12-2010 | Working
31 | AVADI | Electric Calorimeter | 00001/CALO/1 | C | [6 empty] | Store |  |  |  |  | 0 |  |  |  | 17-12-2010 | Working
32 | AVADI | Electri centrifuger | 00001/CENT/1 | C |  |  |  | 2009-02-07 |  | Solocraft Industries | Store | TNHSP |  |  |  | 0 |  |  |  | 17-12-2010 | Working
33 | AVADI | Glucometer | 00001/GLMT/3 | C |  |  |  | 2003-08-25 |  | Associated Surgicals | Store | DMS |  |  |  | 0 |  |  |  | 17-12-2010 | Condemned
34 | AVADI | B.P.apparatus stand model | 00001/BPAS/1 | C | Stand |  |  | 2008-06-12 |  | Jupiter Manufacturing Works | Store | TNHSP |  |  |  | 0 |  |  |  | 17-12-2010 | Condemned
35 | AVADI | Hot Air oven | 00001/HAOV/1 | C |  |  |  | 2009-02-07 |  | Solocraft Industries | Store | TNHSP |  |  |  | 0 |  |  |  | 17-12-2010 | Working
36 | AVADI | Lab Incubator | 00001/INCU/1 | C |  |  |  | 2009-02-07 |  | Solocraft Industries | Store | TNHSP |  |  |  | 0 |  |  |  | 17-12-2010 | Working
37 | AVADI | Mono cular Microscope | 00001/MOMS/1 | C | [6 empty] | Store |  |  |  |  | 0 |  |  |  | 17-12-2010 | Condemned
38 | AVADI | B.P.apparatus stand model | 00001/BPAS/2 | C | Stand |  |  | 2008-06-12 |  | Jupiter Manufacturing Works | Store | TNHSP |  |  |  | 0 |  |  |  | 17-12-2010 | Condemned
39 | AVADI | Autoclave vertical single bin | 00001/ACV1/1 | C | [6 empty] | Store |  |  |  |  | 0 |  |  |  | 17-12-2010 | Working
40 | AVADI | Autoclave vertical single bin | 00001/ACV1/2 | C | [6 empty] | Store |  |  |  |  | 0 |  |  |  | 17-12-2010 | Working
41 | AVADI | Autoclave vertical single bin | 00001/ACV1/3 | C | [6 empty] | Store |  |  |  |  | 0 |  |  |  | 17-12-2010 | Working
42 | AVADI | Auto Clave HP Vertical (2 bin) | 00001/ACV2/1 | C | 24x16 | [5 empty] | Store |  |  |  |  | 0 |  |  |  | 17-12-2010 | Not Working
43 | AVADI | Auto Clave HP Vertical (2 bin) | 00001/ACV2/2 | C | Vertical 2 Bin |  |  | 2009-05-03 |  | Solocraft Industries | Store | TNHSP |  |  |  | 0 |  |  |  | 17-12-2010 | Working
44 | AVADI | Auto Clave HP Vertical (2 bin) | 00001/ACV2/3 | C | Vertical 2 Bin |  |  | 2009-05-03 |  | Solocraft Industries | Store | TNHSP |  |  | 2010-05-02 | 0 |  |  |  | 17-12-2010 | Working
45 | AVADI | Auto Clave HP Vertical (2 bin) | 00001/ACV2/4 | C | Vertical 2 Bin |  |  | 2009-05-03 |  | Solocraft Industries | Store | TNHSP |  |  |  | 0 |  |  |  | 17-12-2010 | Working
46 | AVADI | Auto Clave HP Vertical (2 bin) | 00001/ACV2/5 | C | Vertical 2 Bin |  |  | 2009-03-03 |  | Solocraft Industries | Store | SandP |  |  | 2012-03-02 | 0 |  |  |  | 17-12-2010 | Working
47 | AVADI | Shadowless Lamp stand model | 00001/MOLT/1 | B |  |  |  | 2008-06-12 |  | Jupiter Manufacturing Works | Store | TNHSP |  |  |  | 0 |  |  |  | 17-12-2010 | Working
48 | AVADI | B.P.apparatus stand model | 00001/BPAS/3 | C | Stand |  |  | 2008-06-12 |  | Jupiter Manufacturing Works | Store | TNHSP |  |  |  | 0 |  |  |  | 17-12-2010 | Condemned
49 | AVADI | Shadowless Lamp stand model | 00001/MOLT/2 | B |  |  |  | 2008-06-12 |  | Jupiter Manufacturing Works | Store | TNHSP |  |  |  | 0 |  |  |  | 17-12-2010 | Working
50 | AVADI | Shadowless Lamp stand model | 00001/MOLT/3 | B |  |  |  | 2008-06-12 |  | Jupiter Manufacturing Works | Store | TNHSP |  |  |  | 0 |  |  |  | 17-12-2010 | Working
51 | AVADI | Shadowless Lamp stand model | 00001/MOLT/4 | B |  |  |  | 2008-03-28 |  | Jupiter Manufacturing Works | Store | SandP |  |  |  | 0 |  |  |  | 17-12-2010 | Working
52 | AVADI | Shadowless Lamp stand model | 00001/MOLT/5 | B |  |  |  | 2009-03-24 |  | Jupiter Manufacturing Works | Store | SandP |  |  |  | 0 |  |  |  | 17-12-2010 | Working
53 | AVADI | Suction Apparatus - Electrical | 00001/SAEL/1 | C |  |  |  | 2009-03-24 |  | Jupiter Manufacturing Works | Store | SandP |  |  |  | 0 |  |  |  | 17-12-2010 | Working
54 | AVADI | Suction Apparatus - Electrical | 00001/SAEL/3 | C | [6 empty] | GH ??? Thiruvallur |  |  |  |  | 0 |  |  |  | 17-12-2010 | Working
55 | AVADI | Suction Apparatus - Electrical(Hivacuam) | 00001/SAHV/1 | B | Surgical Aspirator Vacuum Set |  |  | 2009-05-15 |  | General Surgicals | Store | SandP |  |  |  | 0 |  |  |  | 17-12-2010 | Working
56 | AVADI | Steriliser Small (Instruments) | 00001/STSL/1 | C |  |  |  | 2008-10-13 |  | Jupiter Manufacturing Works | Store | TNHSP |  |  |  | 0 |  |  |  | 17-12-2010 | Working
57 | AVADI | Steriliser Small (Instruments) | 00001/STSL/2 | C |  |  |  | 2008-10-13 |  | Jupiter Manufacturing Works | Store | TNHSP |  |  |  | 0 |  |  |  | 17-12-2010 | Working
58 | AVADI | B.P.apparatus stand model | 00001/BPAS/4 | C | Stand |  |  | 2008-06-12 |  | Jupiter Manufacturing Works | Store | TNHSP |  |  |  | 0 |  |  |  | 17-12-2010 | Condemned
59 | AVADI | Steriliser Small (Instruments) | 00001/STSL/3 | C |  |  |  | 2008-10-13 |  | Jupiter Manufacturing Works | Store | TNHSP |  |  |  | 0 |  |  |  | 17-12-2010 | Working
60 | AVADI | Steriliser Small (Instruments) | 00001/STSL/4 | C |  |  |  | 2008-10-13 |  | Jupiter Manufacturing Works | Store | TNHSP |  |  |  | 0 |  |  |  | 17-12-2010 | Working
61 | AVADI | Alpha Bed with motor | 00001/ABM/1 | C |  |  |  | 2003-08-25 |  | Associated Surgicals | Store | DMS |  |  |  | 0 |  |  |  | 17-12-2010 | To be Condemned
62 | AVADI | Alpha Bed with motor | 00001/ABM/2 | C |  |  |  | 2003-08-25 |  | Associated Surgicals | Store | DMS |  |  |  | 0 |  |  |  | 17-12-2010 | To be Condemned
63 | AVADI | Alpha Bed with motor | 00001/ABM/3 | C |  |  |  | 2007-06-28 |  | Jupiter Manufacturing Works | Store | TNMSC |  |  |  | 0 |  |  |  | 17-12-2010 | To be Condemned
64 | AVADI | Computer | 00001/COMP/1 | C |  |  |  | 2009-03-30 |  | Broad Line Computer System | Computer room | TNHSP |  |  |  | 0 |  |  |  | 17-12-2010 | Working
65 | AVADI | Nebuliser Adult | 00001/NEBA/1 | C |  |  |  | 1999-04-06 |  | Associated Surgicals | Store | DMS |  |  |  | 0 |  |  |  | 17-12-2010 | Condemned
66 | AVADI | Nebuliser Adult | 00001/NEBA/2 | C |  |  |  | 2003-08-25 |  | Associated Surgicals | Store | DMS |  |  |  | 0 |  |  |  | 17-12-2010 | Working
67 | AVADI | Needle destroyer / Syringe Destroyer | 00001/NEED/1 | C |  |  |  | 2008-05-30 |  | Glo Life Care | Store | TNHSP |  |  |  | 0 |  |  |  | 17-12-2010 | Working
68 | AVADI | B.P.apparatus stand model | 00001/BPAS/5 | C | Stand |  |  | 2008-06-12 |  | Jupiter Manufacturing Works | Store | TNHSP |  |  |  | 0 |  |  |  | 17-12-2010 | Not Working
69 | AVADI | Needle destroyer / Syringe Destroyer | 00001/NEED/2 | C |  |  |  | 2008-05-30 |  | Glo Life Care | Store | TNHSP |  |  |  | 0 |  |  |  | 17-12-2010 | Working
70 | AVADI | Needle destroyer / Syringe Destroyer | 00001/NEED/3 | C |  |  |  | 2008-05-30 |  | Glo Life Care | Store | TNHSP |  |  |  | 0 |  |  |  | 17-12-2010 | Working
71 | AVADI | Needle destroyer / Syringe Destroyer | 00001/NEED/4 | C |  |  |  | 2008-05-30 |  | Glo Life Care | Store | TNHSP |  |  |  | 0 |  |  |  | 17-12-2010 | Not Working
72 | AVADI | Needle destroyer / Syringe Destroyer | 00001/NEED/5 | C |  |  |  | 2008-05-30 |  | Glo Life Care | Store | TNHSP |  |  |  | 0 |  |  |  | 17-12-2010 | Not Working
73 | AVADI | Needle destroyer / Syringe Destroyer | 00001/NEED/6 | C |  |  |  | 2008-05-30 |  | Glo Life Care | Store | TNHSP |  |  |  | 0 |  |  |  | 17-12-2010 | Condemned
74 | AVADI | Needle destroyer / Syringe Destroyer | 00001/NEED/7 | C |  |  |  | 2003-06-18 |  | linco Scientific India Ltd. | OP | DMS |  |  |  | 0 |  |  |  | 17-12-2010 | Condemned
75 | AVADI | Needle destroyer / Syringe Destroyer | 00001/NEED/8 | C |  |  |  | 2003-06-18 |  | linco Scientific India Ltd. | Store | DMS |  |  |  | 0 |  |  |  | 17-12-2010 | Working
76 | AVADI | Needle destroyer / Syringe Destroyer | 00001/NEED/9 | C |  |  |  | 2003-06-18 |  | linco Scientific India Ltd. | Store | DMS |  |  |  | 0 |  |  |  | 17-12-2010 | Working
77 | AVADI | Printer | 00001/PRINT/1 | C | Laser |  |  | 2009-04-03 |  | Lipi Data Systems Ltd.~ | Computer room | TNHSP |  |  |  | 0 |  |  |  | 17-12-2010 | Working
78 | AVADI | UPS | 00001/UPS/1 | C |  |  |  | 2009-04-24 |  | RK Tech Hard soft Pvt Ltd | Computer room | TNHSP |  |  |  | 0 |  |  |  | 17-12-2010 | Working
79 | AVADI | B.P.apparatus stand model | 00001/BPAS/6 | C | Stand |  |  | 2008-06-12 |  | Jupiter Manufacturing Works | Store | TNHSP |  |  |  | 0 |  |  |  | 17-12-2010 | Not Working
80 | AVADI | Weighing Machine Electronic | 00001/WME/1 | C | Electronic |  |  | 2009-01-22 |  | Suriya Surgical | Store | DMS |  |  |  | 0 |  |  |  | 17-12-2010 | Working
81 | AVADI | Formaline dispenser | 00001/FORD/1 | C |  |  |  | 2003-11-19 |  | South India Surgicals | Store | DMS |  |  |  | 0 |  |  |  | 17-12-2010 | Working
82 | AVADI | B.P.apparatus stand model | 00001/BPAS/7 | C | Stand |  |  | 2008-06-12 |  | Jupiter Manufacturing Works | Store | TNHSP |  |  |  | 0 |  |  |  | 17-12-2010 | Not Working
83 | AVADI | ECG machine computerized | 00001/ECGC/1 | B | Computerised |  |  | 2008-11-21 |  | Madras Surgical andamp; Chemicals | Scan Room | TNHSP |  |  |  | 0 |  |  | Madras Surgicals andamp; Chemicals | 17-12-2010 | Working
84 | AVADI | Boyles apparatus with out Circle Abosrber | 00001/BAOCA/1 | B |  |  |  | 2008-12-11 |  | Solocraft Industries | OT | TNHSP |  |  |  | 0 |  |  | Solocraft Industries | 17-12-2010 | Working
85 | AVADI | Auto Clave HP Vertical (2 bin) | 00001/ACV2/6 | C | 12"x20" |  |  | 2009-10-29 |  | GH - Thiruvallur | OT |  |  |  |  | 0 |  |  |  | 14-2-2012 | Working
86 | AVADI | Suction Apparatus - Electrical | 00001/SAEL/4 | C |  |  |  | 2009-02-16 |  | Vishal Hospital | Female Ward | TNHSP | TNHSP/TNMSC/B3E8/2008 |  | 2010-02-15 | 0 |  |  |  | 14-2-2012 | Working
87 | AVADI | Suction Apparatus - Electrical | 00001/SAEL/7 | C |  |  |  | 2009-02-16 | Vishal Hospital |  | Store | TNHSP | TNHSP/TNMSC/B3E8/2008 |  | 2010-02-15 | 0 |  |  |  | 17-2-2012 | Working
88 | AVADI | Suction Apparatus - Electrical | 00001/SAEL/8 | C |  |  |  | 2009-02-16 |  |  | Store | TNHSP | TNHSP/TNMSC/B3E8/2008 |  |  | 0 |  |  |  | 17-2-2012 | Working
89 | AVADI | Suction Apparatus - Electrical | 00001/SAEL/9 | C |  |  |  | 2009-02-16 |  | vishal Hospital | Male Ward | TNHSP | TNHSP/TNMSC/B3E8/2008 |  | 2010-02-15 | 0 |  |  |  | 17-2-2012 | Working
90 | AVADI | Suction Apparatus - Electrical | 00001/SAEL/10 | C |  |  |  | 2009-02-16 |  | Vishal Hospital | Anti Natal Clinic | TNHSP | TNHSP/TNMSC/B3E8/2008 |  | 2010-02-15 | 0 |  |  |  | 17-2-2012 | Working
91 | AVADI | Suction Apparatus - Electrical | 00001/SAEL/11 | C |  |  |  | 2009-02-16 |  | Vishal Hospital | Store | TNHSP | TNHSP/TNMSC/B3E8/2008 |  |  | 0 |  |  |  | 17-2-2012 | Working
92 | AVADI | Suction Apparatus - Electrical | 00001/SAHV/2 | C |  |  |  | 2010-02-16 |  | Vishal Hospital | OT | TNHSP | TNHSP/TNMSC/B3E8/2008 |  |  | 0 |  |  |  | 14-2-2012 | Working
93 | AVADI | Suction Apparatus - Electrical | 00001/SAEL/6 | C |  |  |  | 2010-02-16 |  | Vishal Hospital | OT | TNHSP | TNHSP/TNMSC/B3E8/2008 |  |  | 0 |  |  |  | 14-2-2012 | Working
94 | AVADI | Foetal Monitor | 00001/FAMON/1 | B |  |  |  | 2003-08-25 |  | Associated Surgicals | Store | DMS |  |  |  | 0 |  |  |  | 17-12-2010 | Condemned
95 | AVADI | Radiant Warmer | 00001/RAWR/1 | C | Phoenix |  |  | 2008-07-11 |  | Datex Ohemada | L W | TNHSP |  |  |  | 0 |  |  |  | 17-12-2010 | Working
96 | AVADI | Weighing machine adult | 00001/WTMA/1 | C | Adult | [5 empty] | OP |  |  |  |  | 0 |  |  |  | 17-12-2010 | Condemned
97 | AVADI | Weighing machine adult | 00001/WTMA/2 | C | [6 empty] | OP |  |  |  |  | 0 |  |  |  | 17-12-2010 | Condemned
98 | AVADI | Weighing machine infant | 00001/WTMB/1 | C | Baby |  |  | 2008-10-13 |  | Jupiter Manufacturing Works | Store | TNHSP |  |  |  | 0 |  |  |  | 17-12-2010 | Working
99 | AVADI | Weighing machine infant | 00001/WTMB/2 | C | Baby |  |  | 2008-10-13 |  | Jupiter Manufacturing Works | Store | TNHSP |  |  |  | 0 |  |  |  | 17-12-2010 | Working
100 | AVADI | Weighing machine infant | 00001/WTMB/3 | C | Baby |  |  | 2008-10-13 |  | Jupiter Manufacturing Works | Store | TNHSP |  |  |  | 0 |  |  |  | 17-12-2010 | Working
101 | AVADI | Mannual Colposcope | 00001/CALPM/1 | C | ARI II-ID |  |  | 2013-03-21 | Ari Technology (Group) | South India Surgicals Co~ Ltd. | Labour Ward | TNHSP | REP~/TNHSP/TNMSC/ENGG/AG30/2011 21/04/2012 | 2013-03-21 | 2014-03-20 | 0 | AMC |  |  | 2013-10-04 | Working
102 | AVADI | B.P.apparatus table model | 00001/BPAT/2 | C |  |  |  | 1999-09-15 |  | Alam Medical | Labour Ward | OTHERS |  |  |  | 0 | AMC |  |  | 27-11-2013 | Not Working
103 | AVADI | PH meter | 00001/PHMT/1 | C | RPA/GRT10ANPN | 1249 |  | 2014-04-15 |  | RLT Instrumentation | lab | TNHSP | TNHSP/TNMSC/AG87B/2013-14 | 2014-04-15 |  | 57363 | AMC |  |  | 2014-10-06 | Working
104 | AVADI | Multi Para Monitor | 00001/MPM/1 | B2 | G3D |  |  | 2014-06-26 | General Meditech China | Trans Health Care Idea Private | OT | TNMSC | 17240TNMSC/ENGG2014-3 | 2014-07-12 | 2017-07-12 | 0 | AMC |  |  | 30-7-2014 | Working
105 | AVADI | Cell Counter | 00001/CELC/1 | B2 | XP 100 Advance Version of KX21 | A3224 |  | 2014-02-03 | Sysmex Corporation | Transasia | Lab | TNMSC | 78217/Sandamp;P/1/2013-2014/03/02/2014 | 2014-03-06 | 2017-03-05 | 385319 | AMC |  |  | 2014-10-09 | Working
106 | AVADI | Haemoglobinometer | 00001/HBMT/1 | C | BDI |  |  | 2014-12-02 | solokraft industries | Solokrafts Industries | Lab | TNHSP | TNHSP/TNMSC/ENGG/AG87B/2014 | 2014-12-02 | 2015-12-01 | 9700 | AMC |  |  | 2015-05-01 | Working
107 | AVADI | Semi auto analyser | 00001/SEAA/1 | B2 | Prietest Touch | AT0680209RBK |  | 2009-10-04 | Robonic India Pvt. Ltd | Robonic India Pvt. Ltd | Lab | TNHSP | TNHSP/TNMSC/ICB/P3C2/2009 |  |  | 59500 | NO AMC |  |  | 17-12-2010 | Working
108 | AVADI | Suction Apparatus - Electrical | 00001/SAEL/17 | C |  |  |  | 2009-02-16 | Vishal Hospital | Vishal Hospital | OT | TNHSP |  | 2009-02-16 | 2010-02-15 | 3900 | NO AMC |  |  | 2012-11-09 | Working
109 | AVADI | Operation table Hydraulic Minor | 00001/TAMI/1 | B2 |  |  |  | 2008-12-01 | Jupiter Manfacturing | Jupiter Manufacturing | OT | TNHSP | TNHSP/TNMSC/P3E3/2008 | 2008-12-06 | 2009-12-05 | 13311 | NO AMC |  |  | 2012-11-09 | Working
110 | AVADI | Magnavision Lamp | 00001/MAGL/1 | C |  |  |  | 2009-09-01 | Modern surgicalschemicals | Modren surgical chemicals |  | TNHSP | TNHSP/TNMSC/P3E3/2009 |  | 2010-08-31 | 4450 | NO AMC |  |  | 2012-11-09 | Working
111 | AVADI | Binocular Mircroscope | 00001/BIMS/3 | B2 |  |  |  | 2009-07-02 | solokrafts industries | solokrafts industries |  | TNHSP |  |  | 2010-07-01 | 18786 | NO AMC |  |  | 2012-11-09 | Working
112 | GUMMIDIPOONDI | Binocular Mircroscope | 00002/BIMS/1 | B2 | BDI-13A |  |  | 2014-01-02 | M/S B.D.I INSTRUMEN | SOLOKRAFTS IND | STORE | TNMSC |  |  | 2017-01-01 | 18 |  |  |  | 2014-07-02 | Working
113 | GUMMIDIPOONDI | Foetal Doppler | 00002/FDOP/2 | C | A100H | 411054589 |  | 2014-11-12 | Aeon technology p Ltd | Mediwaves | Labour ward | TNMSC | 17240/TNMSC/ENGG/2014-15 DT 16/05/2014 | 2014-11-12 | 2017-11-11 | 4650 |  |  |  | 2014-09-12 | Working
114 | GUMMIDIPOONDI | Pulse Oximeter | 00002/SPO2/2 | B2 | RAD8 | M73837 |  | 2014-06-12 | Masimo corporation | Grace Mfgandamp;Trading co. | sms | RCH | RCH-II/TNMSC/ENGG/E67/2014 Dt 5.3.14 | 2014-06-12 | 2019-06-11 | 68968 |  |  |  | 2014-09-12 | Working
115 | GUMMIDIPOONDI | Pulse Oximeter | 00002/SPO2/2 | B2 | Rad-8 | M73838 |  | 2014-06-12 | MASIMOcorporation | Grace Mfg.andamp;Trading co | sms | RCH | RCH-II/TNMSC/ENGG/E67/2014 Dt 5.3.14 | 2014-06-12 | 2019-06-11 | 68968 |  |  |  | 2014-09-12 | Working
116 | GUMMIDIPOONDI | PH meter | 00002/PHMT/1 | C | RAP-1GRTIOANPN | SN1250 |  | 2014-05-23 |  | RLT INSTRUMENTTION PVT LTD | SMS | TNHSP | TNHSP/TNMSC/AG87b/2013-1dated28.11.2013 | 2014-05-23 |  | 57353 |  |  |  | 2014-09-12 | Working
117 | GUMMIDIPOONDI | Haemoglobinometer | 00002/HBMT/1 | C |  | 2014011 |  | 2014-11-12 | BDI | solokrafts industries | MAINSTOR | TNHSP | TNHSP/TNMSC/ENGG/AG87b/2014 Dt 25.07.2014 | 2014-11-12 | 2015-11-11 | 9700 |  |  |  | 2014-09-12 | Working
118 | GUMMIDIPOONDI | Laryngoscope(Paediatric) | 00002/LAGP/1 | C | Pead |  |  | 1996-02-28 |  | Associated surgicals | OT | IPPV |  |  |  | 0 |  |  |  | 17-12-2010 | Condemned
119 | GUMMIDIPOONDI | A-Scan Biometer | 00002/ASB/1 | B | [5 empty] | In Nomed Medicals | Transfer to Pooneri |  |  |  |  | 0 |  |  |  | 17-12-2010 | To be Condemned
120 | GUMMIDIPOONDI | Keratometer | 00002/KER/1 | B |  |  |  | 2001-11-08 |  | Appasamy Associates | Transfer to Pooneri |  |  |  |  | 0 |  |  |  | 17-12-2010 | Working
121 | GUMMIDIPOONDI | Opthalmoscope Indirect | 00002/OPMSI/1 | C |  |  |  | 2009-01-24 |  | Suriya Surgicals | Store | TNMSC |  |  |  | 0 |  |  |  | 17-12-2010 | Working
122 | GUMMIDIPOONDI | Ultra Sonogram -MOBILE | 00002/IUSM/1 | B | F F Sonic |  |  | 1996-06-26 |  | Kody Elcot | Scan Room | IPPV |  |  |  | 0 |  |  |  | 17-12-2010 | Working
123 | GUMMIDIPOONDI | Electri centrifuger | 00002/CENT/1 | C | [7 empty] | PHC |  |  |  | 0 |  |  |  | 17-12-2010 | Working
124 | GUMMIDIPOONDI | Deep Freezer | 00002/DFRZR/1 | C |  |  |  | 1994-08-11 |  | JDHS | Transfer out to DDHS Sidapet |  |  |  |  | 0 |  |  |  | 17-12-2010 | Working
125 | GUMMIDIPOONDI | Glucometer | 00002/GLMT/1 | C |  |  |  | 2003-09-27 |  | Associated surgicals | Ward |  |  |  |  | 0 |  |  |  | 17-12-2010 | Condemned
126 | GUMMIDIPOONDI | Glucometer | 00002/GLMT/2 | C |  |  |  | 2003-09-27 |  | Associated surgicals | Store |  |  |  |  | 0 |  |  |  | 17-12-2010 | Condemned
127 | GUMMIDIPOONDI | Ice Lined Refrigerator | 00002/ILREF/1 | C |  |  |  | 1994-08-11 |  | JDHS | Transfer out to DDHS Sidapet |  |  |  |  | 0 |  |  |  | 17-12-2010 | Working
128 | GUMMIDIPOONDI | Refrigerator | 00002/REFR/2 | C | LG |  |  | 2007-10-03 |  | Sri Krish and CO | ICTC |  |  |  |  | 0 |  |  |  | 17-12-2010 | Working
129 | GUMMIDIPOONDI | Refrigerator | 00002/REFR/3 | C |  |  |  | 1996-03-21 |  | South India Surgicals | OP | IPPV |  |  |  | 0 |  |  |  | 17-12-2010 | Working
130 | GUMMIDIPOONDI | Refrigerator | 00002/REFR/4 | C |  |  |  | 1996-03-21 |  | South India Surgicals | OP | IPPV |  |  |  | 0 |  |  |  | 17-12-2010 | Working
131 | GUMMIDIPOONDI | Urine Analyser | 00002/URNA/1 | C |  |  |  | 2009-02-21 |  | Solocraft Industries | Store | DMS |  |  |  | 0 |  |  |  | 17-12-2010 | Working
132 | GUMMIDIPOONDI | Autoclave vertical single bin | 00002/ACV1/1 | C | 1 bin(V) |  |  | 2008-05-03 |  | Jupitor Manufacturing Works | Ward | TNHSP |  |  |  | 0 |  |  |  | 17-12-2010 | Working
133 | GUMMIDIPOONDI | Needle destroyer / Syringe Destroyer | 00002/NEED/3 | C |  |  |  | 2008-02-07 |  | Glo Life Care Equipments | OP | TNHSP |  |  |  | 0 |  |  |  | 17-12-2010 | Not Working
134 | GUMMIDIPOONDI | Autoclave vertical single bin | 00002/ACV1/2 | C | 1 bin(V) |  |  | 2008-05-03 |  | Jupitor Manufacturing Works | OP | TNHSP |  |  |  | 0 |  |  |  | 17-12-2010 | Working
135 | GUMMIDIPOONDI | Auto Clave HP Vertical (2 bin) | 00002/ACV2/1 | C | 16 x 24 |  |  | 2009-02-13 |  | Vishal Hospital Steel Furniture | Store | DMS |  |  |  | 0 |  |  |  | 17-12-2010 | Not Working
136 | GUMMIDIPOONDI | Auto Clave HP Vertical (2 bin) | 00002/ACV2/2 | C | 2 bin(V) |  |  | 2008-02-03 |  | Jupitor Manufacturing Works | OT | TNHSP |  |  |  | 0 |  |  |  | 17-12-2010 | Not Working
137 | GUMMIDIPOONDI | Auto Clave HP Vertical (2 bin) | 00002/ACV2/3 | C | Big |  |  | 1996-01-20 |  | Muthumee Surgicals | OT | IPPV |  |  |  | 0 |  |  |  | 17-12-2010 | Condemned
138 | GUMMIDIPOONDI | Auto Clave HP Vertical (2 bin) | 00002/ACV2/4 | C | High Pressure Stream Steriliser |  |  | 1997-07-01 |  |  | OT |  |  |  |  | 0 |  |  |  | 17-12-2010 | Condemned
139 | GUMMIDIPOONDI | Auto Clave HP Vertical (2 bin) | 00002/ACV2/5 | C | Medium |  |  | 1992-04-01 |  |  | OT | PHC |  |  |  | 0 |  |  |  | 17-12-2010 | Condemned
140 | GUMMIDIPOONDI | Auto Clave HP Vertical (2 bin) | 00002/ACV2/6 | C | Vertical |  |  | 2009-01-05 |  | Solocraft Industries | Store | DMS |  |  |  | 0 |  |  |  | 17-12-2010 | Working
141 | GUMMIDIPOONDI | Auto Clave HP Vertical (2 bin) | 00002/ACV2/7 | C | Vertical |  |  | 1992-04-01 |  |  | OP | PHC |  |  |  | 0 |  |  |  | 17-12-2010 | Condemned
142 | GUMMIDIPOONDI | Auto Clave HP Vertical (2 bin) | 00002/ACV2/8 | C | Vertical |  |  | 1992-04-01 |  |  | OP | PHC |  |  |  | 0 |  |  |  | 17-12-2010 | Condemned
143 | GUMMIDIPOONDI | Auto Clave HP Vertical (2 bin) | 00002/ACV2/9 | C | Vertical |  |  | 1992-04-01 |  |  | OP | PHC |  |  |  | 0 |  |  |  | 17-12-2010 | Condemned
144 | GUMMIDIPOONDI | Auto Clave HP Vertical (2 bin) | 00002/ACV2/10 | C |  |  |  | 1997-03-19 |  | Associated surgicals | OP |  |  |  |  | 0 |  |  |  | 17-12-2010 | Condemned
145 | GUMMIDIPOONDI | Auto Clave HP Vertical (2 bin) | 00002/ACV2/11 | C |  |  |  | 1997-03-19 |  | Associated surgicals | OP |  |  |  |  | 0 |  |  |  | 17-12-2010 | Condemned
146 | GUMMIDIPOONDI | Auto Clave HP Vertical (2 bin) | 00002/ACV2/12 | C |  |  |  | 1997-03-19 |  | Associated surgicals | OP |  |  |  |  | 0 |  |  |  | 17-12-2010 | Condemned
147 | GUMMIDIPOONDI | Focus lamp Ordinary | 00002/FOLP/1 | C |  |  |  | 1997-04-30 |  | Eagle Surgicals | OP |  |  |  |  | 0 |  |  |  | 17-12-2010 | Condemned
148 | GUMMIDIPOONDI | Focus lamp Ordinary | 00002/FOLP/2 | C |  |  |  | 1997-05-15 |  | General Surgicals | OP |  |  |  |  | 0 |  |  |  | 17-12-2010 | Condemned
149 | GUMMIDIPOONDI | Shadowless Lamp stand model | 00002/MOLT/1 | B | 4 in 1 |  |  | 2009-03-24 |  | Jupitor Manufacturing Works | Store | DMS |  |  |  | 0 |  |  |  | 17-12-2010 | Working
150 | GUMMIDIPOONDI | Shadowless Lamp stand model | 00002/MOLT/2 | B | Mobile |  |  | 2009-03-27 |  | Jupitor Manufacturing Works | Store | DMS |  |  |  | 0 |  |  |  | 17-12-2010 | Working
151 | GUMMIDIPOONDI | Shadowless Lamp stand model | 00002/MOLT/3 | B |  |  |  | 2009-05-18 |  | General Surgicals | Store | DMS |  |  |  | 0 |  |  |  | 17-12-2010 | Working
152 | GUMMIDIPOONDI | Shadowless Lamp stand model | 00002/MOLT/4 | B |  |  |  | 2009-05-18 |  | General Surgicals | Store | DMS |  |  |  | 0 |  |  |  | 17-12-2010 | Working
153 | GUMMIDIPOONDI | Shadowless Lamp stand model | 00002/MOLT/5 | B |  |  |  | 2008-10-02 |  | Jupitor Manufacturing Works | OT | TNHSP |  |  |  | 0 |  |  |  | 17-12-2010 | Working
154 | GUMMIDIPOONDI | Shadowless Lamp stand model | 00002/MOLT/6 | B |  |  |  | 2009-01-09 |  | Jupitor Manufacturing Works | OT | TNHSP |  |  |  | 0 |  |  |  | 17-12-2010 | Working
155 | GUMMIDIPOONDI | Shadowless Lamp stand model | 00002/MOLT/7 | B |  |  |  | 1997-08-20 |  |  | OT |  |  |  |  | 0 |  |  |  | 17-12-2010 | Condemned
156 | GUMMIDIPOONDI | Suction Apparatus - Electrical | 00002/SAEL/1 | C |  |  |  | 2009-05-18 |  | General Surgicals | OT | DMS |  |  |  | 0 |  |  |  | 17-12-2010 | Working
157 | GUMMIDIPOONDI | Suction Apparatus - Electrical | 00002/SAEL/2 | C |  |  |  | 2009-03-24 |  | Jupitor Manufacturing Works | OT | DMS |  |  |  | 0 |  |  |  | 17-12-2010 | Working
158 | GUMMIDIPOONDI | Suction Apparatus - Electrical | 00002/SAEL/3 | C |  |  |  | 2008-02-14 |  | Vin Bio tech | OT | TNHSP |  |  |  | 0 |  |  |  | 17-12-2010 | Working
159 | GUMMIDIPOONDI | Suction Apparatus - Electrical | 00002/SAEL/4 | C |  |  |  | 2009-02-13 |  | Vishal Hospital Steel Furniture | OT |  |  |  |  | 0 |  |  |  | 17-12-2010 | Working
160 | GUMMIDIPOONDI | Suction Apparatus - Electrical | 00002/SAEL/5 | C |  |  |  | 2009-02-13 |  | Vishal Hospital Steel Furniture | OT |  |  |  |  | 0 |  |  |  | 17-12-2010 | Working
161 | GUMMIDIPOONDI | Suction Apparatus - Electrical | 00002/SAEL/6 | C |  |  |  | 2009-02-13 |  | Vishal Hospital Steel Furniture | OT |  |  |  |  | 0 |  |  |  | 17-12-2010 | Working
162 | GUMMIDIPOONDI | Suction Apparatus - Electrical | 00002/SAEL/7 | C |  |  |  | 2009-02-13 |  | Vishal Hospital Steel Furniture | Store |  |  |  |  | 0 |  |  |  | 17-12-2010 | Working
163 | GUMMIDIPOONDI | Suction Apparatus - Electrical | 00002/SAEL/8 | C |  |  |  | 2009-02-13 |  | Vishal Hospital Steel Furniture | Store | TNHSP |  |  |  | 0 |  |  |  | 17-12-2010 | Working
164 | GUMMIDIPOONDI | Suction Apparatus - Electrical | 00002/SAEL/9 | C |  |  |  | 2009-02-13 |  | Vishal Hospital Steel Furniture | Store | TNHSP |  |  |  | 0 |  |  |  | 17-12-2010 | Working
165 | GUMMIDIPOONDI | Suction Apparatus - Electrical | 00002/SAEL/10 | C |  |  |  | 2009-02-13 |  | Vishal Hospital Steel Furniture | Store | TNHSP |  |  |  | 0 |  |  |  | 17-12-2010 | Working
166 | GUMMIDIPOONDI | Suction Apparatus - Electrical | 00002/SAEL/11 | C |  |  |  | 2009-02-13 |  | Vishal Hospital Steel Furniture | Store | TNHSP |  |  |  | 0 |  |  |  | 17-12-2010 | Working
167 | GUMMIDIPOONDI | Suction Apparatus - Electrical | 00002/SAEL/12 | C |  |  |  | 1996-02-26 |  |  | OT | IPPV |  |  |  | 0 |  |  |  | 17-12-2010 | Working
168 | GUMMIDIPOONDI | Suction Apparatus - Electrical | 00002/SAEL/13 | C |  |  |  | 1992-04-01 |  |  | Transfer out to GH - Poomallee | PHC |  |  |  | 0 |  |  |  | 17-12-2010 | Working
169 | GUMMIDIPOONDI | Suction Apparatus - Foot operated | 00002/SAFO/1 | B | Foot Operated |  |  | 1996-02-23 |  | Saberval Brothers | L R | IPPV |  |  |  | 0 |  |  |  | 17-12-2010 | Condemned
170 | GUMMIDIPOONDI | Sterilizer Medium (Instrument) | 00002/STMD/1 | C | 16x9 |  |  | 2008-04-17 |  | Suriya Surgicals | L W | TNHSP |  |  |  | 0 |  |  |  | 17-12-2010 | Working
171 | GUMMIDIPOONDI | Sterilizer Medium (Instrument) | 00002/STMD/2 | C | 16x9 |  |  | 2008-04-17 |  | Suriya Surgicals | OT | TNHSP |  |  |  | 0 |  |  |  | 17-12-2010 | Working
172 | GUMMIDIPOONDI | Steriliser Small (Instruments) | 00002/STSL/1 | C | 12 x 9 |  |  | 1992-01-04 |  |  | OP | PHC |  |  |  | 0 |  |  |  | 17-12-2010 | Condemned
173 | GUMMIDIPOONDI | Steriliser Small (Instruments) | 00002/STSL/2 | C | 12 x 9 |  |  | 1992-01-04 |  |  | OP | PHC |  |  |  | 0 |  |  |  | 17-12-2010 | Condemned
174 | GUMMIDIPOONDI | Steriliser Small (Instruments) | 00002/STSL/3 | C | 12x9 |  |  | 2008-04-17 |  | Suriya Surgicals | Store | TNHSP |  |  |  | 0 |  |  |  | 17-12-2010 | Working
175 | GUMMIDIPOONDI | Steriliser Small (Instruments) | 00002/STSL/4 | C | 12x9 |  |  | 2008-04-17 |  | Suriya Surgicals | Store | TNHSP |  |  |  | 0 |  |  |  | 17-12-2010 | Working
176 | GUMMIDIPOONDI | Operation Table Hydraulic Major | 00002/TAMA/1 | B2 | [5 empty] | General Surgicals | OT | DMS |  |  |  | 0 |  |  |  | 17-12-2010 | Condemned
177 | GUMMIDIPOONDI | Operation Table Hydraulic Major | 00002/TAMA/3 | B2 |  |  |  | 2009-03-19 |  | Jupitor Manufacturing Works | OT | DMS |  |  |  | 0 |  |  |  | 17-12-2010 | Working
178 | GUMMIDIPOONDI | Alpha Bed with motor | 00002/ABM/1 | C |  |  |  | 2003-09-27 |  | Associated surgicals | Store | DMRHS |  |  |  | 0 |  |  |  | 17-12-2010 | To be Condemned
179 | GUMMIDIPOONDI | Alpha Bed with motor | 00002/ABM/2 | C |  |  |  | 2003-09-27 |  | Associated surgicals | Store | DMRHS |  |  |  | 0 |  |  |  | 17-12-2010 | To be Condemned
180 | GUMMIDIPOONDI | Alpha Bed with motor | 00002/ABM/3 | C |  |  |  | 2007-06-28 |  | Jupitor Manufacturing Works | Store | DMandRHS |  |  |  | 0 |  |  |  | 17-12-2010 | To be Condemned
181 | GUMMIDIPOONDI | Computer | 00002/COMP/1 | C |  |  |  | 2007-10-30 |  | HCL Info Systems | ICTC | TANSACS |  |  |  | 0 |  |  |  | 17-12-2010 | Working
182 | GUMMIDIPOONDI | Nebuliser Adult | 00002/NEBA/1 | C |  |  |  | 1999-05-25 |  | Associated surgicals | Ward | DMandRHS |  |  |  | 0 |  |  |  | 17-12-2010 | Condemned
183 | GUMMIDIPOONDI | Nebuliser Adult | 00002/NEBA/2 | C |  |  |  | 2003-09-27 |  | Associated surgicals | Ward | DMandRHS |  |  |  | 0 |  |  |  | 17-12-2010 | Working
184 | GUMMIDIPOONDI | Nebuliser Adult | 00002/NEBA/3 | C |  |  |  | 1996-03-25 |  | Phoenix Medicals | OP | IPPV |  |  |  | 0 |  |  |  | 17-12-2010 | Condemned
185 | GUMMIDIPOONDI | Needle destroyer / Syringe Destroyer | 00002/NEED/1 | C |  |  |  | 2008-02-07 |  | Glo Life Care Equipments | OP | TNHSP |  |  |  | 0 |  |  |  | 17-12-2010 | Not Working
186 | GUMMIDIPOONDI | Needle destroyer / Syringe Destroyer | 00002/NEED/2 | C |  |  |  | 2008-02-07 |  | Glo Life Care Equipments | OP | TNHSP |  |  |  | 0 |  |  |  | 17-12-2010 | Working
187 | GUMMIDIPOONDI | Needle destroyer / Syringe Destroyer | 00002/NEED/4 | C |  |  |  | 2008-02-07 |  | Glo Life Care Equipments | OP | TNHSP |  |  |  | 0 |  |  |  | 17-12-2010 | Working
188 | GUMMIDIPOONDI | Needle destroyer / Syringe Destroyer | 00002/NEED/5 | C |  |  |  | 2008-02-07 |  | Glo Life Care Equipments | OP | TNHSP |  |  |  | 0 |  |  |  | 17-12-2010 | Condemned
189 | GUMMIDIPOONDI | Needle destroyer / Syringe Destroyer | 00002/NEED/6 | C |  |  |  | 2008-02-07 |  | Glo Life Care Equipments | OP | TNHSP |  |  |  | 0 |  |  |  | 17-12-2010 | Condemned
190 | GUMMIDIPOONDI | Needle destroyer / Syringe Destroyer | 00002/NEED/7 | C |  |  |  | 2003-06-28 |  | Linco Scientific India Ltd. | OP | DMS |  |  |  | 0 |  |  |  | 17-12-2010 | Working
191 | GUMMIDIPOONDI | Needle destroyer / Syringe Destroyer | 00002/NEED/8 | C |  |  |  | 2003-06-28 |  | Linco Scientific India Ltd. | store | DMS |  |  |  | 0 |  |  |  | 17-12-2010 | Working
192 | GUMMIDIPOONDI | Needle destroyer / Syringe Destroyer | 00002/NEED/9 | C |  |  |  | 2003-06-28 |  | Linco Scientific India Ltd. | store | DMS |  |  |  | 0 |  |  |  | 17-12-2010 | Working
193 | GUMMIDIPOONDI | Weighing Machine Electronic | 00002/WME/1 | C | Electronic |  |  | 2009-01-25 |  | Suriya Surgicals | Store | DMS |  |  |  | 0 |  |  |  | 17-12-2010 | Working
194 | GUMMIDIPOONDI | IR Lamp | 00002/IRLMP/1 | C | [6 empty] | Sidda |  |  |  |  | 0 |  |  |  | 17-12-2010 | Working
195 | GUMMIDIPOONDI | Formaline dispenser | 00002/FORD/1 | C |  |  |  | 2003-11-14 |  | South India Surgicals | Store | DMS |  |  |  | 0 |  |  |  | 17-12-2010 | Working
196 | GUMMIDIPOONDI | Formaline dispenser | 00002/FORD/2 | C |  |  |  | 2007-11-08 |  | Vibash Surgicals | OT | DMS |  |  |  | 0 |  |  |  | 17-12-2010 | Working
197 | GUMMIDIPOONDI | X.ray lobby single | 00002/XRLS/1 | C | [11 empty] | 0 |  |  |  | 17-12-2010 | Working
198 | GUMMIDIPOONDI | B.P.apparatus stand model | 00002/BPAS/1 | C | Box |  |  | 1992-04-01 |  |  | OP | From PHC |  |  |  | 0 |  |  |  | 17-12-2010 | Condemned
199 | GUMMIDIPOONDI | B.P.apparatus stand model | 00002/BPAS/2 | C | Stand |  |  | 1997-02-06 |  | Eagle Surgicals | OP | DMS |  |  |  | 0 |  |  |  | 17-12-2010 | Condemned
200 | GUMMIDIPOONDI | B.P.apparatus stand model | 00002/BPAS/3 | C | Stand |  |  | 1996-04-15 |  | Eagle Surgicals | L R | DMS |  |  |  | 0 |  |  |  | 17-12-2010 | Condemned
201 | GUMMIDIPOONDI | B.P.apparatus stand model | 00002/BPAS/4 | C | Stand |  |  | 2008-12-11 |  | Jupitor Manufacturing Works | Ward | TNHSP |  |  |  | 0 |  |  |  | 17-12-2010 | Working
202 | GUMMIDIPOONDI | B.P.apparatus stand model | 00002/BPAS/5 | C | Stand |  |  | 2008-12-11 |  | Jupitor Manufacturing Works | OP | TNHSP |  |  |  | 0 |  |  |  | 17-12-2010 | Working
203 | GUMMIDIPOONDI | B.P.apparatus stand model | 00002/BPAS/6 | C |  |  |  | 2001-05-07 |  | DD Medicals | Ward |  |  |  |  | 0 |  |  |  | 17-12-2010 | Condemned
204 | GUMMIDIPOONDI | B.P.apparatus stand model | 00002/BPAS/7 | C |  |  |  | 2003-03-31 |  | JDHS Thiruvallur | Ward |  |  |  |  | 0 |  |  |  | 17-12-2010 | Condemned
205 | GUMMIDIPOONDI | B.P.apparatus table model | 00002/BPAT/1 | C | Infant |  |  | 1996-04-15 |  | Associated surgicals | OT | IPPV |  |  |  | 0 |  |  |  | 17-12-2010 | Condemned
206 | GUMMIDIPOONDI | ECG machine ordinary | 00002/ECGO/1 | B | 108 T |  |  | 1998-03-20 |  | BPL india (P) Ltd. | X-Ray Dept. |  |  |  |  | 12151 |  |  |  | 17-12-2010 | Condemned
207 | GUMMIDIPOONDI | ECG machine ordinary | 00002/ECGO/2 | B |  |  |  | 2009-01-09 |  | Solocraft Industries | Transfer out to GH - Thiruvallur | DMS | 51190/Sandamp;P/1/08 dt /11/08 |  |  | 27000 |  |  |  | 17-12-2010 | Not Working
208 | GUMMIDIPOONDI | ECG machine ordinary | 00002/ECGO/3 | B |  |  |  | 2009-01-09 |  | Solocraft Industries | Transfer out to GH - Thiruvallur | DMS | 51190/Sandamp;P/1/08 dt 11/08 |  |  | 27000 |  |  |  | 17-12-2010 | Not Working
209 | GUMMIDIPOONDI | ECG machine ordinary | 00002/ECGO/4 | B |  |  |  | 2009-01-09 |  | Solocraft Industries | Transfer out to GH - Thiruvallur | DMS | 51190/Sandamp;P/1/08 dt /11/08 |  |  | 27000 |  |  |  | 17-12-2010 | Transferred to GH - THiruvallur
210 | GUMMIDIPOONDI | ECG machine ordinary | 00002/ECGO/5 | B |  |  |  | 2009-01-09 |  | Solocraft Industries | Transfer out to GH - Thiruvallur | DMS | 51190/Sandamp;P/1/08 dt /11/08 |  |  | 27000 |  |  |  | 17-12-2010 | Transferred to GH - THiruvallur
211 | GUMMIDIPOONDI | ECG machine ordinary | 00002/ECGO/6 | B |  |  |  | 2009-01-09 |  | Solocraft Industries | Transfer out to GH - Thiruvallur | DMS | 51190/Sandamp;P/1/08 dt /11/08 |  |  | 27000 |  |  |  | 17-12-2010 | Transferred to GH - THiruvallur
212 | GUMMIDIPOONDI | ECG machine ordinary | 00002/ECGO/7 | B |  |  |  | 2009-01-09 |  | Solocraft Industries | OP | DMS | 51190/Sandamp;P/1/08 dt /11/08 |  |  | 27000 |  |  |  | 17-12-2010 | Transferred to GH - THiruvallur
213 | GUMMIDIPOONDI | ECG machine ordinary | 00002/ECGO/8 | B |  |  |  | 2009-01-09 |  | Solocraft Industries | Ward | DMS | 51190/Sandamp;P/1/08 dt /11/08 |  |  | 27000 |  |  |  | 17-12-2010 | Transferred to GH - THiruvallur
214 | GUMMIDIPOONDI | ECG machine ordinary | 00002/ECGO/9 | B |  |  |  | 2009-01-09 |  | Solocraft Industries | Ward | DMS | 51190/Sandamp;P/1/08 dt /11/08 |  |  | 27000 |  |  |  | 17-12-2010 | Transfed to GH - Uthukottai
215 | GUMMIDIPOONDI | ECG machine ordinary | 00002/ECGO/10 | B |  |  |  | 2009-01-09 |  | Solocraft Industries | Camp | DMS | 51190/Sandamp;P/1/08 dt /11/08 |  |  | 27000 |  |  |  | 17-12-2010 | Transferred to GH - Thiruvottriyur
216 | GUMMIDIPOONDI | ECG machine ordinary | 00002/ECGO/11 | B |  |  |  | 2009-01-09 |  | Solocraft Industries | OP | DMS | 51190/Sandamp;P/1/08 dt /11/08 |  |  | 27000 |  |  |  | 17-12-2010 | Working
217 | GUMMIDIPOONDI | Infusion pump | 00002/INPM/1 | C | Akas 300 |  |  | 2007-03-24 |  | Aksh Medicals | Store | DMS | 103928/Sandamp;P/1/2006 dt |  |  | 24400 |  |  |  | 17-12-2010 | Working
218 | GUMMIDIPOONDI | Pulse Oximeter | 00002/SPO2/1 | B | Nonin |  |  | 1998-02-14 |  | Health Care India Pvt . Ltd. | OT | TNMSC | TNMSC/Equp/98 dt 14/11/98 |  |  | 34000 |  |  |  | 17-12-2010 | Condemned
219 | GUMMIDIPOONDI | Dental Chair | 00002/DECH/1 | B2 | [5 empty] | Confident Dental Equipments | Dental OP | TNMSC | 2537/TNMSC/ENGG/2007 |  |  | 99200 |  |  |  | 17-12-2010 | Working
220 | GUMMIDIPOONDI | Laryngoscope(Adult) | 00002/LAGA/1 | C |  |  |  | 1997-10-05 |  | Associated surgicals | OT | IPPV |  |  |  | 0 |  |  |  | 17-12-2010 | Condemned
221 | GUMMIDIPOONDI | Laryngoscope(Paediatric) | 00002/LAGP/2 | C | Neo tal |  |  | 1996-02-28 |  | Associated surgicals | OT | IPPV | 40/S2/ICB-I/95 dt 02/12/95 |  |  | 562 |  |  |  | 17-12-2010 | Condemned
222 | GUMMIDIPOONDI | Laryngoscope(Paediatric) | 00002/LAGP/3 | C | Neo tal |  |  | 2009-03-25 |  | Jupitor Manufacturing Works | Store | DMS |  |  |  | 3400 |  |  |  | 17-12-2010 | Working
223 | GUMMIDIPOONDI | Boyles apparatus with out Circle Abosrber | 00002/BAOCA/2 | B | Ohmeda |  |  | 1996-04-20 |  | BOC India | OT | IPPV |  |  |  | 0 |  |  |  | 17-12-2010 | Working
224 | GUMMIDIPOONDI | Boyles apparatus with out Circle Abosrber | 00002/BAOCA/3 | B | [6 empty] | Transfer out to PHC | PHC |  |  |  | 0 |  |  |  | 17-12-2010 | Condemned
225 | GUMMIDIPOONDI | Foetal Monitor | 00002/FAMON/1 | B |  |  |  | 2003-09-27 |  | Associated surgicals | L W | DMandRHS |  |  |  | 0 |  |  |  | 17-12-2010 | Condemned
226 | GUMMIDIPOONDI | Foetal Doppler | 00002/FDOP/1 | C |  |  |  | 1996-03-25 |  |  | L W |  |  |  |  | 0 |  |  |  | 17-12-2010 | Condemned
227 | GUMMIDIPOONDI | Phototherapy Unit | 00002/PHTU/1 | C |  |  |  | 1996-08-03 |  | Bet Medicals | L W | IPPV |  |  |  | 0 |  |  |  | 17-12-2010 | Working
228 | GUMMIDIPOONDI | Radiant Warmer | 00002/RAWR/1 | C | Phoenix |  |  | 1996-03-25 |  | Phoenix Medicals | L W | IPPV |  |  |  | 0 |  |  |  | 17-12-2010 | Condemned
229 | GUMMIDIPOONDI | Weighing machine adult | 00002/WTMA/1 | C | Adult |  |  | 1997-02-26 |  | Associated surgicals | OP | DMS |  |  |  | 0 |  |  |  | 17-12-2010 | Condemned
230 | GUMMIDIPOONDI | Weighing machine adult | 00002/WTMA/2 | C | Adult |  |  | 1997-02-26 |  | Associated surgicals | OT | DMS |  |  |  | 0 |  |  |  | 17-12-2010 | Condemned
231 | GUMMIDIPOONDI | Weighing machine adult | 00002/WTMA/3 | C | Adult |  |  | 1997-02-26 |  | Associated surgicals | OT | DMS |  |  |  | 0 |  |  |  | 17-12-2010 | Condemned
232 | GUMMIDIPOONDI | Weighing machine adult | 00002/WTMA/4 | C | Bathroom Type |  |  | 1992-01-04 |  |  | Store | PHC |  |  |  | 0 |  |  |  | 17-12-2010 | Condemned
233 | GUMMIDIPOONDI | Weighing machine adult | 00002/WTMA/5 | C | Bathroom Type |  |  | 1992-01-04 |  |  | Store | PHC |  |  |  | 0 |  |  |  | 17-12-2010 | Condemned
234 | GUMMIDIPOONDI | Weighing machine adult | 00002/WTMA/6 | C | Bathroom Type |  |  | 1992-01-04 |  |  | Store | PHC |  |  |  | 0 |  |  |  | 17-12-2010 | Condemned
235 | GUMMIDIPOONDI | Weighing machine adult | 00002/WTMA/7 | C | Bathroom Type |  |  | 1992-01-04 |  |  | Store | PHC |  |  |  | 0 |  |  |  | 17-12-2010 | Condemned
236 | GUMMIDIPOONDI | Weighing machine infant | 00002/WTMB/1 | C | Baby |  |  | 1999-02-21 |  | Associated surgicals | Store | DMS |  |  |  | 0 |  |  |  | 17-12-2010 | Condemned
237 | GUMMIDIPOONDI | Weighing machine infant | 00002/WTMB/2 | C | Baby |  |  | 1997-02-26 |  | Associated surgicals | L R | DMS |  |  |  | 0 |  |  |  | 17-12-2010 | Condemned
238 | GUMMIDIPOONDI | Refrigerator | 00002/REFR/1 | C | Electorlux |  |  | 2007-12-28 |  | Davey Pharma | OP | TNHSP |  |  | 2008-12-27 | 0 | AMC | 2011-02-28 | Davey Pharma | 17-12-2010 | Working
239 | GUMMIDIPOONDI | Operation Table Hydraulic Major | 00002/TAMA/2 | B2 | Jupiter 205 |  |  | 2008-10-02 |  | Jupitor Manufacturing Works | OT | TNHSP |  |  | 2009-10-01 | 0 | AMC | 2011-02-28 | Jupitor Manufacturing Works | 17-12-2010 | Working
240 | GUMMIDIPOONDI | Boyles apparatus with out Ventilator | 00002/BAOCA/1 | B | Compact |  |  | 2008-12-01 | L andamp; T | L andamp;T | OT | TNHSP |  |  | 2009-11-30 | 0 | AMC | 2011-02-28 | L andamp; T | 17-12-2010 | Working
241 | GUMMIDIPOONDI | X-ray Machine 100 mA | 00002/XRY100/1 | B |  |  |  | 1999-06-28 |  | Wipro GE Medical Systems Ltd. | X - Ray Room | DMS | 34853/CPII/1/99 DT 04/06/99. |  |  | 293270 | NO AMC |  |  | 17-12-2010 | Working
242 | Gummidipoondi | Cell Counter Electronic (AUTOMATIC) | [18 empty] | Working
243 | Gummidipoondi | Semi auto analyser | [18 empty] | Working
244 | Gummidipoondi | Semi auto analyser | [18 empty] | Working
245 | Gummidipoondi | Mannual Colposcope | [18 empty] | Working
246 | MADHAVARAM | Suction Apparatus - Electrical | 00003/SAEL/3 | C | [6 empty] | Ward |  |  |  |  | 0 |  |  |  | 17-12-2010 | Working
247 | MADHAVARAM | Mannual Colposcope | 00003/CALPM/1 | C |  |  |  | 2013-03-12 |  | south india surgical co ltd |  | TNHSP |  | 2013-03-28 | 2014-03-27 | 136500 |  |  |  | 26-4-2013 | Working
248 | MADHAVARAM | operation table | 00003/undefined/1 |  |  |  |  | 2008-12-08 |  |  | OT | TNHSP |  |  |  | 0 |  |  |  | 28-1-2011 | Working
249 | MADHAVARAM | ECG machine ordinary | 00003/ECGO/2 | B2 |  |  |  | 2012-12-08 |  | alpha medicals | IP | OTHERS |  | 2012-12-08 | 2013-12-12 | 30000 |  |  |  | 29-5-2013 | Working
250 | MADHAVARAM | B.P.apparatus table model | 00003/BPAT/5 | C |  |  |  | 2012-06-16 |  | madusudanan | ncd room | TNHSP |  | 2012-06-16 |  | 1251 |  |  |  | 29-5-2013 | Working
251 | MADHAVARAM | Suction Apparatus - Electrical | 00003/SAEL/7 | C |  |  |  | 2009-02-24 |  |  | IP | TNHSP |  |  |  | 0 |  |  |  | 28-1-2011 | Working
252 | MADHAVARAM | Operation Table Hydraulic Major | 00003/TAMA/2 | B2 |  |  |  | 2008-12-08 |  |  | ot | TNHSP |  |  |  | 0 |  |  |  | 2013-11-10 | Working
253 | MADHAVARAM | Printer | 00003/PRINT/2 | C | laser |  |  | 2009-03-03 | brother | lipi data system ltd | computer room | TNHSP |  | 2009-07-07 |  | 8500 |  |  |  | 2013-11-10 | Working
254 | MADHAVARAM | O2 Cylinder- A type | 00003/OCA/1 | C |  |  |  | 2009-03-04 |  | solokraft industries | OT | DMS |  |  |  | 4870 |  |  |  | 2013-08-11 | Working
255 | MADHAVARAM | N2O Cylinder - A type | 00003/N2OA/2 | C |  |  |  | 2009-03-04 |  | solo kraft industries | OT | DMS |  |  |  | 5250 |  |  |  | 2013-08-11 | Working
256 | MADHAVARAM | Stethoscope | 00003/STES/1 | C |  |  |  | 2009-03-25 |  | Jupiter Manufacturing Works | OT | DMS |  |  |  | 0 |  |  |  | 2013-11-11 | Working
257 | MADHAVARAM | O2 Cylinder- A type | 00003/OCA/2 | C |  |  |  | 2009-03-04 |  | solo kraft industries | OT | DMS |  |  |  | 4870 |  |  |  | 2013-08-11 | Working
258 | MADHAVARAM | O2 Cylinder- A type | 00003/OCA/3 | C |  |  |  | 2009-03-04 |  | solo kraft industries | OT | DMS |  |  |  | 4870 |  |  |  | 2013-08-11 | Working
259 | MADHAVARAM | O2 Cylinder- B type | 00003/OCB/2 | C |  |  |  | 2008-11-05 |  | jupiter manufacture | ip | TNHSP |  |  |  | 0 |  |  |  | 2013-08-11 | Working
260 | MADHAVARAM | O2 Cylinder- B type | 00003/OCB/3 | C |  |  |  | 2008-11-05 |  | jupier manufacture | post operative ward | TNHSP |  |  |  | 0 |  |  |  | 2013-08-11 | Working
261 | MADHAVARAM | N2O Cylinder - A type | 00003/N2OA/1 | C |  |  |  | 2009-03-04 |  | solo kraft industries | OT | DMS |  |  |  | 5250 |  |  |  | 2013-08-11 | Working
262 | MADHAVARAM | Shadowless Lamp stand model | 00003/MOLT/6 | B | with halogen bulb |  |  | 2009-03-25 |  |  | OT | DMS |  | 2009-03-25 |  | 40000 |  |  |  | 2013-02-12 | Working
263 | MADHAVARAM | N2O Cylinder - A type | 00003/N2OA/3 | C |  |  |  | 2009-02-12 |  | solo kraft industries | OT | DMS |  |  |  | 5250 |  |  |  | 2013-08-11 | Working
264 | MADHAVARAM | Shadowless Lamp stand model | 00003/MOLT/7 | B | single halogen bulb |  |  | 2013-03-27 |  |  |  | DMS |  |  |  | 26000 |  |  |  | 2013-02-12 | Working
265 | MADHAVARAM | O2 Cylinder- B type | 00003/OCB/1 | C |  |  |  | 2009-03-04 |  | solo kraft | labour ward | DMS |  |  |  | 4870 |  |  |  | 2013-08-11 | Working
266 | MADHAVARAM | B.P.apparatus table model | 00003/BPAT/7 | C |  |  |  | 2013-11-08 |  | chennaisurgial | ip | OTHERS |  |  |  | 1942 |  |  |  | 2013-03-12 | Working
267 | MADHAVARAM | B.P.apparatus dial model | 00003/BPAD/1 | C |  |  |  | 2013-11-08 |  | chennaisurgial | ncd | OTHERS |  | 2013-11-08 |  | 777 |  |  |  | 2013-03-12 | Working
268 | MADHAVARAM | Foetal Doppler | 00003/FDOP/1 | C |  |  |  | 2009-01-24 |  | carewell medical system | labourward | OTHERS |  | 2009-01-24 |  | 6760 |  |  |  | 2013-02-12 | Working
269 | MADHAVARAM | Inverter | 00003/INV/2 | C |  |  |  | 2013-11-08 |  | digitalpowerinvertter | postoperative ward | OTHERS |  | 2013-11-08 |  | 45725 |  |  |  | 2013-03-12 | Working
270 | MADHAVARAM | Stethoscope | 00003/STES/2 | C |  |  |  | 2012-04-04 |  | chennai surgicalsandamp;pharma | IP | OTHERS |  |  |  | 250 |  |  |  | 2013-02-12 | Working
271 | MADHAVARAM | Stethoscope | 00003/STES/4 | C |  |  |  | 2012-04-04 |  | CHENNAI SURGICAL | OP | OTHERS |  | 2012-04-04 |  | 250 |  |  |  | 2013-02-12 | Working
272 | MADHAVARAM | Stethoscope | 00003/STES/3 | C |  |  |  | 2012-04-04 |  | CHENNAI SURGICAL | op | OTHERS |  | 2012-04-04 |  | 250 |  |  |  | 2013-02-12 | Working
273 | MADHAVARAM | Stethoscope | 00003/STES/5 | C |  |  |  | 2012-04-04 |  | CHENNAI SURGICAL | OT | OTHERS |  |  |  | 250 |  |  |  | 2013-02-12 | Working
274 | MADHAVARAM | Binocular Mircroscope | 00003/BIMS/1 | B2 | BDI-13A |  |  | 2014-01-08 | B.D.I. Instrumentation (India) | Solokrafts Industries | laboratory |  | TNHSP/TNMSC/AG87c/2013 dt 22/10/2013 | 2014-02-07 | 2015-01-07 | 18600 |  |  |  | 29-1-2014 | Working
275 | MADHAVARAM | Stethoscope | 00003/STES/6 | C |  |  |  | 2012-04-04 |  | CHENNAI SURGICAL | POST OP WARD | OTHERS |  |  |  | 250 |  |  |  | 2013-02-12 | Working
276 | MADHAVARAM | Stethoscope | 00003/STES/7 | C |  |  |  | 2012-04-04 |  |  | LABOUR WARD | OTHERS |  |  |  | 250 |  |  |  | 2013-02-12 | Working
277 | MADHAVARAM | B.P.apparatus table model | 00003/BPAT/6 | C |  |  |  | 2013-11-08 |  | CHENNAISURGIALS | op | OTHERS |  | 2013-11-08 |  | 3885 |  |  |  | 2013-02-12 | Working
278 | MADHAVARAM | B.P.apparatus stand model | 00003/BPAS/1 | C | Stand | [5 empty] | OT |  |  |  |  | 0 |  |  |  | 17-12-2010 | Condemned
279 | MADHAVARAM | B.P.apparatus table model | 00003/BPAT/1 | C | Box | [5 empty] | OT |  |  |  |  | 0 |  |  |  | 17-12-2010 | Condemned
280 | MADHAVARAM | B.P.apparatus table model | 00003/BPAT/2 | C | Box | [5 empty] | L W |  |  |  |  | 0 |  |  |  | 17-12-2010 | Condemned
281 | MADHAVARAM | B.P.apparatus table model | 00003/BPAT/3 | C | Box | [5 empty] | Ward |  |  |  |  | 0 |  |  |  | 17-12-2010 | Condemned
282 | MADHAVARAM | B.P.apparatus table model | 00003/BPAT/4 | C | Box | [5 empty] | Ward |  |  |  |  | 0 |  |  |  | 17-12-2010 | Condemned
283 | MADHAVARAM | Infusion pump | 00003/INPM/1 | C | Akas |  |  | 2007-03-17 |  | Aksh Medicals | Ward | DMS |  |  |  | 0 |  |  |  | 17-12-2010 | Working
284 | MADHAVARAM | Infusion pump | 00003/INPM/2 | C | Akas |  |  | 2007-03-17 |  | Aksh Medicals | Ward | DMS |  |  |  | 0 |  |  |  | 17-12-2010 | Working
285 | MADHAVARAM | Ultra Sonogram -MOBILE | 00003/IUSM/1 | B | L and T Sota |  |  | 2003-01-24 |  | L andT | Scan Room |  |  |  |  | 0 |  |  |  | 17-12-2010 | Working
286 | MADHAVARAM | Glucometer | 00003/GLMT/1 | C | Glucocare |  |  | 2003-08-24 |  | Associated surgicals | Lab |  |  |  |  | 0 |  |  |  | 17-12-2010 | Condemned
287 | MADHAVARAM | Auto Clave HP Vertical (2 bin) | 00003/ACV2/1 | C |  |  |  | 1993-07-14 |  | Transferred form Vellyur | Ward |  |  |  |  | 0 |  |  |  | 17-12-2010 | Condemned
288 | MADHAVARAM | Auto Clave HP Vertical (2 bin) | 00003/ACV2/2 | C |  |  |  | 1984-01-11 |  |  | To Pothaturpet |  |  |  |  | 0 |  |  |  | 17-12-2010 | Condemned
289 | MADHAVARAM | Shadowless Lamp stand model | 00003/MOLT/1 | B |  |  |  | 1993-07-15 |  |  | OT |  |  |  |  | 0 |  |  |  | 17-12-2010 | Condemned
290 | MADHAVARAM | Suction Apparatus - Electrical | 00003/SAEL/1 | C | [6 empty] | Ward |  |  |  |  | 0 |  |  |  | 17-12-2010 | Condemned
291 | MADHAVARAM | Suction Apparatus - Electrical | 00003/SAEL/2 | C | [6 empty] | Ward |  |  |  |  | 0 |  |  |  | 17-12-2010 | Condemned
292 | MADHAVARAM | Operation Table Hydraulic Major | 00003/TAMA/1 | B2 |  |  |  | 1993-07-22 |  | Transferred form Vellyur | OT |  |  |  |  | 0 |  |  |  | 17-12-2010 | Condemned
293 | MADHAVARAM | Needle destroyer / Syringe Destroyer | 00003/NEED/1 | C | Microsil |  |  | 2003-07-14 |  | Linco Scientific India Ltd. | OP |  |  |  |  | 0 |  |  |  | 17-12-2010 | Working
294 | MADHAVARAM | Needle destroyer / Syringe Destroyer | 00003/NEED/2 | C | Microsil |  |  | 2003-07-14 |  | Linco Scientific India Ltd. | Ward |  |  |  |  | 0 |  |  |  | 17-12-2010 | Working
295 | MADHAVARAM | Needle destroyer / Syringe Destroyer | 00003/NEED/3 | C | Microsil |  |  | 2003-07-14 |  | Linco Scientific India Ltd. | Ward |  |  |  |  | 0 |  |  |  | 17-12-2010 | Working
296 | MADHAVARAM | Needle destroyer / Syringe Destroyer | 00003/NEED/4 | C | Reprospark | 7632 |  | 2008-07-01 |  | Glo Life Care Equipments | Ward | TNHSP | TNHSP/TNMSC/ENGG/BMWM1/08 dt 08/02/08 |  | 2009-06-30 | 755 |  |  |  | 17-12-2010 | Working
297 | MADHAVARAM | Needle destroyer / Syringe Destroyer | 00003/NEED/5 | C | Reprospark | 7631 |  | 2008-07-01 |  | Glo Life Care Equipments | Ward | TNHSP | TNHSP/TNMSC/ENGG/BMWM1/08 dt 08/02/08 |  | 2009-06-30 | 755 |  |  |  | 17-12-2010 | Not Working
298 | MADHAVARAM | Needle destroyer / Syringe Destroyer | 00003/NEED/6 | C | Reprospark | 7630 |  | 2008-07-01 |  | Glo Life Care Equipments | Ward | TNHSP | TNHSP/TNMSC/ENGG/BMWM1/08 dt 08/02/08 |  | 2009-06-30 | 755 |  |  |  | 17-12-2010 | Working
299 | MADHAVARAM | Needle destroyer / Syringe Destroyer | 00003/NEED/7 | C | Reprospark | 7629 |  | 2008-07-01 |  | Glo Life Care Equipments | Ward | TNHSP | TNHSP/TNMSC/ENGG/BMWM1/08 dt 08/02/08 |  | 2009-06-30 | 755 |  |  |  | 17-12-2010 | Condemned
300 | MADHAVARAM | Needle destroyer / Syringe Destroyer | 00003/NEED/8 | C | Reprospark | 7628 |  | 2008-07-01 |  | Glo Life Care Equipments | Ward | TNHSP | TNHSP/TNMSC/ENGG/BMWM1/08 dt 08/02/08 |  | 2009-06-30 | 755 |  |  |  | 17-12-2010 | Working
301 | MADHAVARAM | Needle destroyer / Syringe Destroyer | 00003/NEED/9 | C | Reprospark | 7627 |  | 2008-07-01 |  | Glo Life Care Equipments | Ward | TNHSP | TNHSP/TNMSC/ENGG/BMWM1/08 dt 08/02/2008 |  | 2009-06-30 | 755 |  |  |  | 17-12-2010 | Working
302 | MADHAVARAM | Printer | 00003/PRINT/1 | C |  |  |  | 2012-04-03 |  | SDK System | office |  |  | 2012-04-03 |  | 10300 |  |  |  | 26-4-2012 | Working
303 | MADHAVARAM | Diathermy Machine (Electric Cautery) | 00003/SDIA/1 | B |  |  |  | 2009-11-12 |  | Carewell medical system | OT |  |  |  |  | 26000 |  |  |  | 31-3-2012 | Working
304 | MADHAVARAM | Pulse Oximeter | 00003/SPO2/1 | B2 | 31DT |  |  | 2008-03-21 |  | advanced micronic device ltd | OT |  |  |  |  | 18000 |  |  |  | 31-3-2012 | Working
305 | MADHAVARAM | ECG machine ordinary | 00003/ECGO/1 | B2 | Cardio Fax |  |  | 2009-02-03 |  | Solocraft Industries | Ward | DMS | 51190/Sandamp;P/1/08 dt 10/11/08 | 2009-02-02 | 2012-02-02 | 27000 |  |  |  | 2011-09-12 | Working
306 | MADHAVARAM | Magnavision Lamp | 00003/MAGL/1 | C |  |  |  | 2011-03-19 |  | JUPITER MANUFACTURE | labour ward |  |  | 2011-03-19 |  | 4400 |  |  |  | 27-12-2011 | Working
307 | MADHAVARAM | LASER PRINTER | 00003/undefined/1 |  | HL525DN |  |  | 2009-03-03 | BROTHER | LIPI DATA SYSTEMS LTD | COMPUTER ROOM | TNHSP |  | 2009-05-07 |  | 8500 |  |  |  | 30-11-2011 | Working
308 | MADHAVARAM | Auto Clave HP Vertical (2 bin) | 00003/ACV2/3 | C |  |  |  | 2009-03-04 |  | SOLOCRAFT INDUSTRIES | OP | TNHSP |  |  | 2010-03-03 | 29800 |  |  |  | 30-11-2011 | Working
309 | MADHAVARAM | Auto Clave HP Vertical (2 bin) | 00003/ACV2/5 | C | 16x24 |  |  | 2009-02-24 |  | vishal hospital | ward | DMS |  |  |  | 16300 |  |  |  | 27-12-2011 | Working
310 | MADHAVARAM | Shadowless Lamp stand model | 00003/MOLT/4 | B |  |  |  | 2009-06-05 |  | GENEREL SURGICAL | OP | DMS |  |  |  | 5425 |  |  |  | 27-12-2011 | Working
311 | MADHAVARAM | Shadowless Lamp stand model | 00003/MOLT/5 | B |  |  |  | 2009-06-05 |  | GENERAL SURGICAL | labour ward | DMS |  |  |  | 5425 |  |  |  | 27-12-2011 | Working
312 | MADHAVARAM | Weighing machine infant | 00003/WTMB/1 | C | Infant |  |  | 2000-08-11 |  |  | Ward |  |  |  |  | 0 |  |  |  | 17-12-2010 | Working
313 | MADHAVARAM | Weighing machine adult | 00003/WTMA/1 | C |  |  |  | 2012-02-28 |  | ALAN MEDICAL andamp; LABORATORY | OP | TNHSP |  | 2012-02-28 |  | 627 |  |  |  | 2012-06-07 | Working
314 | MADHAVARAM | Electri centrifuger | 00003/CENT/1 | C | BDI-152 |  |  | 2012-05-07 |  | SOLOCRAFT | LAB | TNHSP |  |  |  | 5345 |  |  |  | 2012-07-07 | Working
315 | MADHAVARAM | Inverter | 00003/INV/1 | C |  |  |  | 2007-11-07 |  | victory power system | OT |  |  | 2007-11-07 |  | 13000 | NO AMC |  |  | 30-3-2012 | Working
316 | MADHAVARAM | Hematology analyser | 00003/HEMA/1 | B1 | kx-21 | sr.no.a3411 |  | 2014-03-18 | transasia bio-medicals ltd |  |  | TNMSC | 78217/sandamp;p/1/2013 dt.10.03.2014 |  |  | 0 | AMC |  |  | 2014-12-06 | Working
317 | MADHAVARAM | Foetal Doppler | 00003/FDOP/2 | C | A100H | A100H |  | 2014-05-16 | MEDI WAVES INC | MEDI WAVES INC | LABOUR WARD | TNMSC | 17240/TNMSC/ENGG/2014-15dt.16.05.2014 | 2014-09-26 | 2016-09-25 | 4650 | AMC |  |  | 2014-12-12 | Working
318 | MADHAVARAM | Cardiac Monitor | 00003/EBSM/1 | C | Microman Nxt |  |  | 2008-02-01 |  | Larsen andamp; Toubro Limited | OT | TNHSP |  |  |  | 0 | AMC | 2011-02-28 | Larsen andamp; Toubro Limited | 17-12-2010 | Working
319 | MADHAVARAM | Boyles apparatus with out Circle Abosrber | 00003/BAOCA/1 | B | Compact |  |  | 2008-01-21 | Larsen andamp; Toubro Limited | Larsen andamp; Toubro Limited | OT | TNHSP |  |  | 2009-01-20 | 0 | AMC | 2011-02-28 | Larsen andamp; Toubro Limited | 17-12-2010 | Working
320 | MADHAVARAM | Auto Clave HP Vertical (2 bin) | 00003/ACV2/7 | C |  |  |  | 2009-10-28 |  | Transfer from Thiruvallur GH | [5 empty] | 0 | AMC |  |  | 31-3-2012 | Working
321 | MADHAVARAM | Baby Incubators | 00003/BINC/1 | C | 3010R |  |  | 2008-10-06 |  | Madras Surgicals andamp; Chemicals | Ward | TNHSP | TNHSP/TNMSC/P2E3/2007 dt 11/09/2007 |  | 2009-10-05 | 47880 | AMC | 2011-02-28 | Madras Surgicals andamp; Chemicals | 17-12-2010 | Working
322 | MADHAVARAM | N2O Cylinder for Boyles | 00003/N2OB/1 | C |  |  |  | 2008-04-16 |  |  | OT | TNHSP |  |  |  | 0 | NO AMC |  |  | 28-1-2011 | Working
323 | MADHAVARAM | Suction Apparatus - Electrical | 00003/SAEL/4 | C |  |  |  | 2009-02-24 |  |  | ot | TNHSP |  |  |  | 0 | NO AMC |  |  | 28-1-2011 | Working
324 | MADHAVARAM | Suction Apparatus - Electrical | 00003/SAEL/5 | C |  |  |  | 2009-02-24 |  |  | ot | TNHSP |  |  |  | 0 | NO AMC |  |  | 28-1-2011 | Working
325 | MADHAVARAM | Suction Apparatus - Electrical | 00003/SAEL/6 | C |  |  |  | 2009-02-24 |  |  | post operative ward | TNHSP |  |  |  | 0 | NO AMC |  |  | 28-1-2011 | Working
326 | MADHAVARAM | Suction Apparatus - Electrical | 00003/SAEL/8 | C |  |  |  | 2009-02-24 |  |  | IP | DMS |  | 2009-02-24 |  | 4410 | NO AMC |  |  | 28-1-2011 | Working
327 | MADHAVARAM | Emergency Lamp | 00003/EML/1 | C |  |  |  | 2009-06-05 |  |  | OT | DMS |  | 2009-06-05 |  | 1968 | NO AMC |  |  | 28-1-2011 | To be Condemned
328 | MADHAVARAM | Magnavision Lamp | 00003/MAGL/1 | C |  |  |  | 2009-11-14 |  |  | labour ward | TNHSP |  |  |  | 3640 | NO AMC |  |  | 28-1-2011 | Working
329 | MADHAVARAM | Water Bath/Ultrasonic Water Bath | 00003/WBAT/1 | C | smi-143 | 1 |  | 2014-04-10 | s.m.scientific instruments pvt ltd | s.m.scientific instruments pvt~ltd |  | TNHSP |  |  |  | 8427 | NO AMC |  |  | 2014-07-06 | Working
330 | MADHAVARAM | Semi Auto analyser | 00003/ATAL/1 | B | AT1361013RBK | AT1361013RBK |  | 2014-02-27 | ROBONIK [INDIA] PVT LTD | ROBONIK [INDIA]PVT LTD |  |  | TNHSP/TNMSC/AG87/h/2013 |  |  | 50343 | NO AMC |  |  | 2014-08-07 | Working
331 | MADHAVARAM | PH meter | 00003/PHMT/1 | C | RPA-IGRTIOANPN | SN1251 |  | 2014-03-24 | RLT INSTRUMENTATION PVT LTD | RLT INSTRUMENTATION PVT LTD |  | TNHSP | TNHSP/TNMSC/AG87b/2013-Idated28.11.2013 | 2014-05-23 | 2015-03-04 | 0 | NO AMC |  |  | 2014-12-06 | Working
332 | MADHAVARAM | Multi Para Monitor | 00003/MPM/1 | B2 | G3D | G3D |  |  | TRANS HEALTH CARE INDIA PVT LTD | TRANS HEALTH CARE INDIA PRIVATE LIMITED |  | TNMSC | 17240/TNMSC/ENGG/2014-3 |  | 2017-07-15 | 0 | NO AMC |  |  | 17-7-2014 | Working
333 | MADHAVARAM | Haemoglobinometer | 00003/HBMT/1 | C | MAKE;BDI |  |  | 2014-09-27 | SOLOKRAFTS INDUSTRIS | SOLOKRAFTS INDISTRIES |  | TNHSP | TNHSP/TNMSC/AG87B/2014 DT.17.06.14 |  | 2015-07-25 | 10185 | NO AMC |  |  | 2014-12-12 | Working
334 | MADHAVARAM | Refrigerator | 00003/REFR/1 | C | Godrej | [5 empty] | to IPH Poomallee |  |  |  |  | 0 | NO AMC |  |  | 17-12-2010 | Working
335 | MADHAVARAM | oxygen cylinder | 00003/undefined/1 |  |  | 18347269 |  | 1984-11-01 |  |  | ward | TNMSC | 49/11 | 1984-11-01 |  | 3000 | NO AMC |  |  | 21-12-2010 | Working
336 | MADHAVARAM | Boyles apparatus with out Circle Abosrber | 00003/BAOCA/2 | B |  |  |  | 2000-10-26 |  | Transferred form Pooneri | OT |  |  |  |  | 0 | NO AMC |  |  | 17-12-2010 | Condemned
337 | MADHAVARAM | Urine Analyser | 00003/URNA/1 | C |  |  |  | 2009-03-08 |  |  | laboratary | DMS |  |  |  | 112000 | NO AMC |  |  | 28-1-2011 | Working
338 | MADHAVARAM | Computer | 00003/COMP/1 | C |  |  |  | 2009-04-13 |  | Bhed Leir Computer Systems | Computer Room | TNHSP | TNHSP/TNMSC/P1H/2009 dt 22/01/2009 | 2009-04-13 |  | 24890 | NO AMC |  |  | 28-1-2011 | Working
339 | MADHAVARAM | Suction Apparatus - Electrical | 00003/SAEL/9 | C | ASPIRATOR |  |  | 2009-06-05 | GENEREAL SURGICALS |  | op | DMS |  |  |  | 22000 | NO AMC |  |  | 13-2-2012 | Working
340 | MADHAVARAM | Suction Apparatus - Electrical | 00003/SAEL/10 | C | ASPIRATOR |  |  | 2009-06-05 |  | GENERAL SURGICALS | WARD | DMS |  | 2009-05-16 |  | 22000 | NO AMC |  |  | 29-3-2012 | Working
341 | MADHAVARAM | Suction Apparatus - Electrical | 00003/SAEL/11 | C | ASPIRATOR |  |  | 2009-06-05 |  | GENERAL SURGICALS | WARD | DMS |  |  |  | 22000 | NO AMC |  |  | 29-3-2012 | Working
342 | MADHAVARAM | Auto Clave HP Vertical (2 bin) | 00003/ACV2/8 | C |  |  |  | 2001-01-19 |  | Transfer from Thiruvallur GH | OT |  |  |  |  | 0 | NO AMC |  |  | 31-3-2012 | Working
343 | MADHAVARAM | Suction Apparatus - Electrical | 00003/SAEL/12 | C | ASPIRATOR |  |  | 2009-06-05 |  | General surgicals | LABOUR WARD | DMS |  |  |  | 22000 | NO AMC |  |  | 31-3-2012 | Working
344 | MADHAVARAM | Suction Apparatus - Electrical | 00003/SAEL/13 | C | ASPIRATOR |  |  | 2009-06-05 | GENERAL SURGICALS |  | OP | DMS |  |  |  | 22000 | NO AMC |  |  | 31-3-2012 | Working
345 | MADHAVARAM | Semi auto analyser | 00003/SEAA/1 | B2 |  |  |  | 2011-09-06 |  | Transfer from poneri gh | LAB |  |  |  |  | 0 | NO AMC |  |  | 31-3-2012 | Working
346 | MADHAVARAM | Weighing machine infant | 00003/WTMB/1 | C | BABY |  |  | 2008-10-14 |  | JUPITER MANUFACTURING WORKS | STORE | TNHSP |  |  | 2009-10-13 | 673 | NO AMC |  |  | 30-11-2011 | Working
347 | MADHAVARAM | Radiant Warmer | 00003/RAWR/1 | C | OCW |  |  | 2008-11-09 | PHOENEX | DATEX OHMEDA | STORE | TNHSP |  |  | 2009-11-08 | 18000 | NO AMC |  |  | 30-11-2011 | Working
348 | MADHAVARAM | Shadowless Lamp stand model | 00003/MOLT/2 | B |  |  |  | 2008-12-08 |  | JUPITAR MANUFACTURING WORKS | OT | TNHSP |  | 2008-12-01 |  | 12700 | NO AMC |  |  | 30-11-2011 | Working
349 | MADHAVARAM | Shadowless Lamp stand model | 00003/MOLT/3 | B |  |  |  | 2008-12-08 |  | JUPITER MANUFACTURING WORKS | OT | TNHSP |  | 2008-12-01 | 2009-12-01 | 12700 | NO AMC |  |  | 30-11-2011 | Working
350 | MADHAVARAM | Auto Clave HP Vertical (2 bin) | 00003/ACV2/4 | C |  |  |  | 2009-03-04 |  | SOLOCRAFT INDUSTRIES | LABOUR WARD | TNHSP |  |  | 2010-03-03 | 29800 | NO AMC |  |  | 30-11-2011 | Working
351 | MADHAVARAM | Sterilizer Medium (Instrument) | 00003/STMD/1 | C |  |  |  | 2008-10-14 |  | jupiter manufacturing works | labour ward | TNHSP |  |  |  | 1400 | NO AMC |  |  | 30-11-2011 | Working
352 | MADHAVARAM | Sterilizer Medium (Instrument) | 00003/STMD/2 | C |  |  |  | 2008-10-14 |  | JUPITER MANUFATURING WORKS | labour ward | TNHSP |  |  | 2009-10-13 | 1400 | NO AMC |  |  | 30-11-2011 | Working
353 | MADHAVARAM | B.P.apparatus stand model | 00003/BPAS/2 | C | STAND |  |  | 2008-12-08 |  | jupiter manufacturing works | OT | TNHSP |  |  |  | 1090 | NO AMC |  |  | 30-11-2011 | Working
354 | MADHAVARAM | B.P.apparatus stand model | 00003/BPAS/3 | C |  |  |  | 2008-12-08 |  | jupiter manufacturing works | post operative ward | TNHSP |  |  |  | 1090 | NO AMC |  |  | 30-11-2011 | Working
355 | MADHAVARAM | B.P.apparatus stand model | 00003/BPAS/4 | C | stand |  |  | 2008-12-08 |  | jupiter manufacturig works | labour ward | TNHSP |  |  |  | 1090 | NO AMC |  |  | 30-11-2011 | Working
356 | MADHAVARAM | B.P.apparatus stand model | 00003/BPAS/5 | C | stand |  |  | 2008-12-08 |  | jupiter manufacturing works | ANC ROOM | TNHSP |  |  |  | 1090 | NO AMC |  |  | 30-11-2011 | Not Working
357 | MADHAVARAM | B.P.apparatus stand model | 00003/BPAS/6 | C | stand |  |  | 2008-12-08 |  | jupiter manufacturing works | OP | TNHSP |  |  |  | 1090 | NO AMC |  |  | 30-11-2011 | Not Working
358 | MADHAVARAM | Auto Clave HP Vertical (2 bin) | 00003/ACV2/6 | C | 3kw |  |  | 2009-03-04 |  | solocraft | ward | DMS |  |  |  | 18600 | NO AMC |  |  | 27-12-2011 | Not Working
359 | MADHAVARAM | Alpha Bed with motor | 00003/ABM/1 | C | ORTNO123 |  |  | 2007-06-29 |  | JUPITER MANUFACTURING | WARD | DMS |  | 2007-06-15 |  | 6600 | NO AMC |  |  | 27-12-2011 | To be Condemned
360 | MADHAVARAM | Washing Machine | 00003/WASH/1 | B2 | fully automatic |  |  | 2008-03-27 |  | Anand andamp;co | post operative ward |  |  | 2008-03-27 |  | 11500 | NO AMC |  |  | 30-3-2012 | To be condemned
361 | MADHAVARAM |  | 00003/ACON/1 | C | window |  |  | 2007-11-21 |  | Anandandamp;co | OT |  |  | 2007-11-21 | 2008-11-20 | 18200 | NO AMC |  |  | 30-3-2012 | Working
362 | MADHAVARAM | Water Purifier | 00003/WATP/1 | B2 |  |  |  | 2007-12-18 |  | Aqua fresh | post operative ward |  |  | 2007-12-18 |  | 11000 | NO AMC |  |  | 30-3-2012 | Working
363 | PALLIPATTU | Foetal Doppler | 00004/FDOP/2 | C | A100H |  |  | 2014-09-19 | AEON TECHNOLOGY (P) LTD | MEDI WAVES INC DELHI |  | TNMSC | 17240/TNMSC/ENGG/2014-15 |  | 2018-05-15 | 4650 |  |  |  | 29-1-2015 | Working
364 | PALLIPATTU | Rotary Shaker | 00004/RMT/1 | C | BDI 149 |  |  | 2014-08-21 | B.D INSTRUMENTAL (INDIA) | SOLAKRAFTS INDUSTRIES CHENNAI |  | TNHSP | AG87R1(1)/2014-2 | 2014-08-29 | 2015-08-20 | 0 |  |  |  | 29-1-2015 | Working
365 | PALLIPATTU | Semi auto analyser | 00004/SEAA/3 | B2 | AT0801114RBK |  |  | 2015-01-23 | ROBIK PVT L T D | ROBNIK (INDIA) PVT LT D NAVI MUMBAI |  | TNMSC | 10075/TNMSC/ENGG/2013 |  |  | 44677 |  |  |  | 28-1-2015 | Working
366 | PALLIPATTU | Mannual Colposcope | 00004/CALPM/1 | C | ARI II - 1D |  |  | 2013-03-11 |  | South India Surgical Co. Ltd. | NCD Room | TNHSP | TNHSP/TNMSC/ENGG/AG 30/2011 dt 21/04/2012 |  | 2014-03-10 | 130000 |  |  |  | 2013-01-07 | Transferred
367 | PALLIPATTU | Refrigerator | 00004/REFR/1 | C | 195 (GL 1950ME4) | GL 195CLN 372R0378 |  | 2013-08-30 | LG |  | INJECTION ROOM | OTHERS |  | 2013-09-02 |  | 13150 |  |  |  | 2013-04-11 | Working
368 | PALLIPATTU | Semi auto analyser | 00004/SEAA/1 | B2 | 1907+ | 19072090 |  | 2012-10-03 |  |  | LAB |  |  |  |  | 0 |  |  |  | 15-11-2013 | Condemned
369 | PALLIPATTU | B.P.apparatus table model | 00004/BPAT/5 | C | DELUXE 35201 |  |  | 2013-09-23 | INDUSTRIAL ELECTRONIC PUNE | SREE VINAYAKA MEDICALS | OP WARD | RCH |  | 2013-09-25 | 2016-03-01 | 2200 |  |  |  | 20-11-2013 | Working
370 | PALLIPATTU | B.P.apparatus table model | 00004/BPAT/6 | C | DELUXE 35201 | 120 AUG.13 |  | 2013-09-24 | INDUSTRIAL ELECTRONIC PUNE | SREE VINAYAKA MEDICALS | OP WARD | RCH |  |  | 2016-03-01 | 2200 |  |  |  | 20-11-2013 | Working
371 | PALLIPATTU | Magnavision Lamp | 00004/MAGL/2 | C |  |  |  | 2011-03-17 |  | Jupeter Manufactering works |  | DRHM | 04R/NRHM/TNMSC/ENGG/2011 DT 12/02/2011 |  |  | 4400 |  |  |  | 2013-11-12 | Working
372 | PALLIPATTU | Magnavision Lamp | 00004/MAGL/3 | C |  |  |  | 2012-06-27 |  | Solokraft Industries | NCD CLINIC | TNHSP | TNHSP/TNMSC/CB/AG/31/2011 DT19/10/2011 |  |  | 6987 |  |  |  | 2013-11-12 | Working
373 | PALLIPATTU | Sterilizer Medium (Instrument) | 00004/STMD/1 | C |  |  |  | 2008-10-15 |  | Jupiter Manufacturer Coimbatur |  | TNHSP | TNHMS/TNMSC/ENGG/P3E17/2008 DT 1/08/2008 |  |  | 1400 |  |  |  | 2013-11-12 | Working
374 | PALLIPATTU | Sterilizer Medium (Instrument) | 00004/STMD/2 | C |  |  |  | 2008-10-15 |  | Jupiter manufacturer coimbatur | Dental op | TNHSP | TNHSP/TNMSC/ENGG P3 E 17/2008 DT 11/08/2008 |  |  | 1400 |  |  |  | 2013-11-12 | Working
375 | PALLIPATTU | Binocular Mircroscope | 00004/BIMS/3 | B2 | BDI-13A | 22682 |  | 2014-01-09 | B.D.I Instumentation | SOLOKRAFTS INDUSTRIES CHENNAI |  | TNHSP | TNHSP/TNMSC/AG87C/2012 DT 22/10/2013 |  | 2015-01-08 | 0 |  |  |  | 2014-09-01 | Working
376 | PALLIPATTU | Ultra Sonogram -MOBILE | 00004/IUSM/4 | B |  | 815467 |  | 2014-02-26 |  | SELECTRA LX |  | JDHS |  |  |  | 0 |  |  |  | 28-2-2014 | Working
377 | PALLIPATTU | Electric Calorimeter | 00004/CALO/1 | C |  |  |  | 2013-12-19 |  | C.J.Enterprises Arakonam |  | DRHM |  |  | 2014-12-18 | 8000 |  |  |  | 2014-06-02 | Working
378 | PALLIPATTU | Washing Machine | 00004/WASH/1 | B2 | 6515 |  |  | 2012-06-12 | whirpool | LINGSON Enterprises Sholingur | WARD | DRHM |  | 2012-06-12 | 2015-06-11 | 0 |  |  |  | 23-12-2013 | Working
379 | PALLIPATTU | Foetal Doppler | 00004/FDOP/1 | C |  |  |  | 2013-01-21 |  | SYSTEM Doppler and service chennai-19 | LABOUR WARD | DRHM |  | 2013-01-21 | 2014-01-20 | 0 |  |  |  | 23-12-2013 | Working
380 | PALLIPATTU | Blood Glucometer | 00004/BGM/1 | C |  |  |  | 2013-02-14 |  | Sri VInayaka MEDICALS Podaturpet | lab | DRHM |  | 2013-02-15 | 2014-02-14 | 960 |  |  |  | 23-12-2013 | Working
381 | PALLIPATTU | Nebuliser Adult | 00004/NEBA/1 | C |  |  |  | 2011-05-12 | OMEGA | FRUTECH (India ) CHENNAI-3 | WARD | DRHM |  | 2011-05-12 |  | 2652 |  |  |  | 23-12-2013 | Working
382 | PALLIPATTU | Refrigerator | 00004/REFR/2 | C | GL195CL4 | 309NRDB084050 |  | 2013-12-11 | LG | World coolers enterprises |  | DRHM |  | 2013-12-12 | 2015-12-11 | 0 |  |  |  | 23-12-2013 | Working
383 | PALLIPATTU | Hematology analyser | 00004/HEMA/1 | B1 | xp100 Advance version of kx21 | A3232 |  | 2014-03-04 | Transasia Bio medicals | Transasia Bio- Medicals Ltd Pondicherry - 605004 | Labouratary | DMS | 78217/Sandamp;P/1/2013-6 DT 12/02/2014 | 2014-03-04 | 2017-03-03 | 385319 |  |  |  | 2014-09-03 | Working
384 | PALLIPATTU | Multi Para Monitor | 00004/MPM/1 | B2 | G3D | G3DL60139 |  | 2014-07-11 | Genereal Meditech INc CHINA | Trans Health care India private LTD Chennai-600078 | Labour ward | TNMSC | 17240/TNMSC/ENGG/2014-3 | 2014-07-14 | 2017-07-13 | 60000 |  |  |  | 14-7-2014 | Working
385 | PALLIPATTU | Semi auto analyser | 00004/SEAA/2 | B2 | PRIETEST | AT1371013RBK |  | 2014-03-19 | ROBONIK INDIA PVT LTD | ROBONIK | LABOURATARY | TNMSC | 2350 | 2014-03-19 | 2017-03-18 | 0 |  |  |  | 20-3-2014 | Working
386 | PALLIPATTU | Water Bath/Ultrasonic Water Bath | 00004/WBAT/1 | C | SM I 143 | SM I-143 |  | 2014-05-20 | Jindal | Instrument pvt Ltd Delhi -92 | lab | TNMSC |  |  | 2016-05-19 | 8262 |  |  |  | 28-6-2014 | Working
387 | PALLIPATTU | Stethoscope | 00004/STES/1 | C | Microtone |  |  | 2014-11-27 | Microtone | Sree vinaya medicals podaturu pet | ward | OTHERS |  |  | 2015-11-26 | 750 |  |  |  | 23-12-2014 | Working
388 | PALLIPATTU | B.P.apparatus table model | 00004/BPAT/1 | C | Box |  |  | 2007-12-17 |  | Rama Agency | Ward | PWF |  |  |  | 0 |  |  |  | 17-12-2010 | Not Working
389 | PALLIPATTU | B.P.apparatus table model | 00004/BPAT/2 | C |  |  |  | 1996-04-22 |  | Eagle Surgicals | OP - 2 Ward - 1 |  |  |  |  | 0 |  |  |  | 17-12-2010 | Condemned
390 | PALLIPATTU | B.P.apparatus table model | 00004/BPAT/3 | C |  |  |  | 1996-04-22 |  | Eagle Surgicals | OP - 2 Ward - 1 |  |  |  |  | 0 |  |  |  | 17-12-2010 | Condemned
391 | PALLIPATTU | B.P.apparatus table model | 00004/BPAT/4 | C |  |  |  | 1996-04-22 |  | Eagle Surgicals | OP - 2 Ward - 1 |  |  |  |  | 0 |  |  |  | 17-12-2010 | Condemned
392 | PALLIPATTU | Infusion pump | 00004/INPM/1 | C | Akas |  |  | 2007-03-28 |  | Aksh Medicals | Store | DMS |  |  |  | 0 |  |  |  | 17-12-2010 | Working
393 | PALLIPATTU | Ultra Sonogram -MOBILE | 00004/IUSM/1 | B | F F Sonic |  |  | 1996-06-20 |  | Kody Elcot | Scan Room | IPPV |  |  |  | 0 |  |  |  | 17-12-2010 | Condemned
394 | PALLIPATTU | Ultra Sonogram -MOBILE | 00004/IUSM/2 | B | L and T Sota |  |  | 2003-03-20 |  | L andT | Scan Room | DMS |  |  |  | 0 |  |  |  | 17-12-2010 | Working
395 | PALLIPATTU | X-ray Machine 100 mA | 00004/XRY100/1 | B | Siemens 100mA |  |  | 1996-04-20 |  | Siemens India Ltd | X - Ray Room |  |  |  |  | 0 |  |  |  | 17-12-2010 | Working
396 | PALLIPATTU | Binocular Mircroscope | 00004/BIMS/1 | B2 | Binocular |  |  |  |  | DTO Poomallee | Lab |  |  |  |  | 0 |  |  |  | 17-12-2010 | To be Condemned
397 | PALLIPATTU | Binocular Mircroscope | 00004/BIMS/2 | B2 | Binocular BD Model |  |  | 2010-04-19 |  |  | Lab | Transfer |  |  |  | 0 |  |  |  | 17-12-2010 | Working
398 | PALLIPATTU | Glucometer | 00004/GLMT/1 | C |  |  |  | 2003-08-29 |  | Associated surgicals | Lab | DMS |  |  |  | 0 |  |  |  | 17-12-2010 | Condemned
399 | PALLIPATTU | Glucometer | 00004/GLMT/2 | C |  |  |  | 2003-08-29 |  | Associated surgicals | Lab | DMS |  |  |  | 0 |  |  |  | 17-12-2010 | Condemned
400 | PALLIPATTU | Urine Analyser | 00004/URNA/1 | C |  |  |  | 2009-02-24 |  | Solokrafts Industries | Lab | DMS |  |  |  | 0 |  |  |  | 17-12-2010 | Working
401 | PALLIPATTU | Autoclave vertical single bin | 00004/ACV1/1 | C | Mini |  |  | 1995-12-07 |  | JDHS Thiruvallur | OP | Transfer |  |  |  | 0 |  |  |  | 17-12-2010 | Condemned
402 | PALLIPATTU | Auto Clave HP Vertical (2 bin) | 00004/ACV2/1 | C | Vertical | 00004/ACV2/1 |  | 1996-04-25 |  | Muthumee Surgicals | OP |  |  |  |  | 0 |  |  |  | 17-12-2010 | Condemned
403 | PALLIPATTU | Shadowless Lamp stand model | 00004/MOLT/1 | B |  |  |  | 2009-05-15 |  | General Surgical company | Store | DMS |  |  |  | 0 |  |  |  | 17-12-2010 | Working
404 | PALLIPATTU | Shadowless Lamp stand model | 00004/MOLT/2 | B |  |  |  | 2009-05-15 |  | General Surgical company | Store | DMS |  |  |  | 0 |  |  |  | 17-12-2010 | Working
405 | PALLIPATTU | Shadowless Lamp stand model | 00004/MOLT/3 | B |  |  |  | 2009-05-15 |  | General Surgical company | Store | DMS |  |  |  | 0 |  |  |  | 17-12-2010 | Working
406 | PALLIPATTU | Shadowless Lamp stand model | 00004/MOLT/4 | B |  |  |  | 2008-08-12 |  | Jupiter Manufacturing Works | Store | TNHSP |  |  |  | 0 |  |  |  | 17-12-2010 | Working
407 | PALLIPATTU | Shadowless Lamp stand model | 00004/MOLT/5 | B |  |  |  | 2008-08-12 |  | Jupiter Manufacturing Works | Store | TNHSP |  |  |  | 0 |  |  |  | 17-12-2010 | Working
408 | PALLIPATTU | Shadowless Lamp stand model | 00004/MOLT/6 | B |  |  |  | 2008-08-12 |  | Jupiter Manufacturing Works | Store | TNHSP |  |  |  | 0 |  |  |  | 17-12-2010 | Working
409 | PALLIPATTU | Shadowless Lamp stand model | 00004/MOLT/7 | B |  |  |  | 2009-03-27 |  | Jupiter Manufacturing Works | Store | DMS |  |  |  | 0 |  |  |  | 17-12-2010 | Working
410 | PALLIPATTU | Suction Apparatus - Electrical | 00004/SAEL/1 | C | Electrical |  |  | 1996-04-25 |  | Leading india Lab | Ward |  |  |  |  | 0 |  |  |  | 17-12-2010 | Condemned
411 | PALLIPATTU | Suction Apparatus - Foot operated | 00004/SAFO/1 | B | Foot Type |  |  | 1996-02-27 |  | Saberval Brothers | Ward |  |  |  |  | 0 |  |  |  | 17-12-2010 | Condemned
412 | PALLIPATTU | Diathermy Machine (Electric Cautery) | 00004/SDIA/1 | B |  |  |  | 2007-07-07 |  | Jupiter Manufacturing Works | Store | DMS |  |  |  | 0 |  |  |  | 17-12-2010 | Working
413 | PALLIPATTU | Operation Table Hydraulic Major | 00004/TAMA/1 | B2 |  |  |  | 2008-08-12 |  | Jupiter Manufacturing Works | Store | TNHSP |  |  |  | 0 |  |  |  | 17-12-2010 | Working
414 | PALLIPATTU | Nebuliser Adult | 00004/NEBA/1 | C | Phoenix |  |  | 1996-03-29 |  | Phoenix Medicals | Ward |  |  |  |  | 0 |  |  |  | 17-12-2010 | Condemned
415 | PALLIPATTU | Nebuliser Adult | 00004/NEBA/2 | C |  |  |  | 1999-05-25 |  | Associated surgicals | Ward |  |  |  |  | 0 |  |  |  | 17-12-2010 | Condemned
416 | PALLIPATTU | Nebuliser Adult | 00004/NEBA/3 | C |  |  |  | 2003-08-29 |  | Associated surgicals | Ward | DMS |  |  |  | 0 |  |  |  | 17-12-2010 | Working
417 | PALLIPATTU | Needle destroyer / Syringe Destroyer | 00004/NEED/1 | C | Microsil |  |  | 2003-08-29 |  | Linco Scientific India Ltd. | Inj OP | DMS |  |  |  | 0 |  |  |  | 17-12-2010 | Working
418 | PALLIPATTU | Needle destroyer / Syringe Destroyer | 00004/NEED/2 | C | Microsil |  |  | 2003-08-29 |  | Linco Scientific India Ltd. | Ward | DMS |  |  |  | 0 |  |  |  | 17-12-2010 | Working
419 | PALLIPATTU | Needle destroyer / Syringe Destroyer | 00004/NEED/3 | C | Microsil |  |  | 2003-08-29 |  | Linco Scientific India Ltd. | Lab | DMS |  |  |  | 0 |  |  |  | 17-12-2010 | Not Working
420 | PALLIPATTU | Weighing Machine Electronic | 00004/WME/1 | C | Electronic Baby |  |  | 2009-01-23 |  | Suriya Surgical Industries | Ward | DMS |  |  |  | 0 |  |  |  | 17-12-2010 | Working
421 | PALLIPATTU | Foetal Monitor | 00004/FAMON/1 | B |  |  |  | 2003-08-29 |  | Associated surgicals | Ward | DMS |  |  |  | 0 |  |  |  | 17-12-2010 | Condemned
422 | PALLIPATTU | Phototherapy Unit | 00004/PHTU/1 | C |  |  |  | 1996-12-03 |  | Bet Medicals | Ward |  |  |  |  | 0 |  |  |  | 17-12-2010 | Working
423 | PALLIPATTU | Radiant Warmer | 00004/RAWR/1 | C | Phoenix |  |  | 1996-03-29 |  | Phoenix Medicals | Ward |  |  |  |  | 0 |  |  |  | 17-12-2010 | Working
424 | PALLIPATTU | Weighing machine infant | 00004/WTMB/1 | C | Baby |  |  | 2009-02-24 |  | Associated surgicals | Ward | DMS |  |  |  | 0 |  |  |  | 17-12-2010 | Working
425 | PALLIPATTU | Weighing machine infant | 00004/WTMB/3 | C | Baby |  |  | 2008-10-15 |  | Jupiter Manufacturing Works | Ward | TNHSP |  |  |  | 0 |  |  |  | 17-12-2010 | Working
426 | PALLIPATTU | ECG machine computerized | 00004/ECGC/1 | B | EDAN | 309035-M118017 100 80 |  | 2011-10-14 |  | Madras Surgicals andamp; Chemicals | X - Ray Room | TNHSP | TNHSP/TNMSC/ENGG/AG27/2011 dt 04/07/11 |  | 2012-10-13 | 0 | AMC |  |  | 15-12-2011 | Working
427 | PALLIPATTU | Alpha Bed with motor | 00004/ABM/1 | C | Associated | 00004/ABM/1 |  | 2003-08-29 |  | Associated surgicals | OP | DRHM | 45036/SDS/1/03 Dt.12.06.03 | 2003-08-29 | 2004-08-28 | 7760 | NO AMC |  |  | 17-12-2010 | To be Condemned
428 | PALLIPATTU | Centrifuge | 00004/COMC/1 | C | TCE15A | CFC4L2 |  | 2012-06-27 | SOLO KRAFTS INDUSRIES | TNHSP/TNMSC | LAB | TNHSP | AG29E | 2012-09-05 | 2015-04-04 | 5090 | NO AMC |  |  | 15-11-2013 | Working
429 | PALLIPATTU | Electric Calorimeter | 00004/CALO/2 | C | PRIETEST EASY LAB | PEL0961213RBK |  | 2014-03-19 | ROBONIK INDIA PVT LTD | ROBONIIK INDIA PVT LTD | LABOURATARY | TNMSC | 2235 | 2014-03-19 | 2017-03-18 | 0 | NO AMC |  |  | 20-3-2014 | Working
430 | PALLIPATTU | PH meter | 00004/PHMT/1 | C | RPA1GRT10ANPN | 1252 |  | 2014-05-30 | RLT Instrumentation Pvt Ltd chennai-24 | RLT Instrumentation pvt Ltd chennai- 24 | LAB | TNMSC |  |  | 2016-05-29 | 57353 | NO AMC |  |  | 28-6-2014 | Working
431 | PALLIPATTU | Pulse Oximeter | 00004/SPO2/1 | B2 | RAD-8 | M73839 |  | 2014-06-27 | MASIMO CORPORATION | Grace MFGandamp; Trading co New Delhi -49 | LABOUR WARD | TNMSC |  | 2014-06-27 | 2019-06-26 | 68968 | NO AMC |  |  | 28-6-2014 | Working
432 | PALLIPATTU | ECG machine ordinary | 00004/ECGO/1 | B | 61087 | AVMK8G8926 |  | 2008-08-08 |  | Keechery Enginering Co. | Ward | PWF |  | 2008-08-08 | 2009-08-07 | 24000 | NO AMC |  |  | 17-12-2010 | Working
433 | PALLIPATTU | Dental Chair | 00004/DECH/1 | B2 | Item Code DEN 097 | 00004/DECH/1 |  | 2008-03-18 |  | Confident dental equipments | Dental OP | TNMSC | 12537/TNMSC/ENGG/2007 Dt. 27.10.2007 | 2008-03-18 | 2009-03-18 | 99200 | NO AMC |  |  | 17-12-2010 | Working
434 | PALLIPATTU | Alpha Bed with motor | 00004/ABM/2 | C |  | 00004/ABM/2 |  | 2003-08-29 |  | Associated surgicals | Ward | DRHM | 45036/SDS/1/03 Dt.12.06.03 | 2003-08-29 | 2004-08-28 | 7760 | NO AMC |  |  | 17-12-2010 | To be Condemned
435 | PALLIPATTU | Alpha Bed with motor | 00004/ABM/3 | C | Jupiter | 00004/ABM/3 |  | 2007-07-07 |  | Jupiter Manufacturing Works | Ward | DRHM | 35047/SNP/1/07 Dt.27.04.07 | 2007-07-07 | 2008-07-06 | 6600 | NO AMC |  |  | 17-12-2010 | To be Condemned
436 | PALLIPATTU | Formaline dispenser | 00004/FORD/1 | C | 00004/FORD/1 | 00004/FORD/1 |  | 2003-11-20 |  | South India Surgicals | OPERATION THEATRE | DMS | 49216/EPD/1/03 Dt.25.06.03 |  |  | 0 | NO AMC |  |  | 17-12-2010 | Working
437 | PALLIPATTU | Boyles apparatus with out Circle Abosrber | 00004/BAOCA/1 | B | ECO Safe | 00004/BAOCA/1 |  | 2008-11-12 |  | Solokrafts Industries | OPERATION THEATRE | TNHSP | TNHSP/TNMSC/P3/E4/2008 Dt. 29.08.08 | 2008-11-12 | 2009-11-11 | 82000 | NO AMC |  |  | 17-12-2010 | Working
438 | PALLIPATTU | Suction Apparatus - Electrical | 00004/SAEL/3 | C | VISHAL | 00004/SAEL/3 |  | 2009-02-13 |  | VISHAL HOSPITAL STEEL | MALE WARD | TNHSP | 51190/SNP/1/08-2 Dt.10.11.08 | 2009-02-13 | 2010-02-13 | 4410 | NO AMC |  |  | 25-8-2012 | Working
439 | PALLIPATTU | Ultra Sonogram -MOBILE | 00004/IUSM/3 | B | logiq p3 | 57663 WS7 |  | 2009-09-25 | wipro GE | wiproGE Health Care | scan room | TNHSP | TNHSP/TNMSC/IEB/P3E24/09 Dt.20.05.09 | 2009-09-25 | 2011-09-24 | 674800 | NO AMC |  |  | 24-8-2012 | Transferred to GH - ooty
440 | PALLIPATTU | Auto Clave HP Vertical (2 bin) | 00004/ACV2/2 | C |  | 00004/ACV2/2 |  | 2009-05-12 |  | solokrafts industries | LABOUR WARD | TNHSP | TNHSP/TNMSC/P5E10/2008 Dt. 10.09.08 | 2009-05-12 | 2010-05-11 | 29800 | NO AMC |  |  | 24-8-2012 | Working
441 | PALLIPATTU | Suction Apparatus - Electrical | 00004/SAEL/4 | C | VISHAL | 00004/SAEL/4 |  | 2009-02-13 |  | VISHAL HOSPITAL STEEL | OPERATION THEATER | TNHSP | TNHSP/TNMSC/P3/E8/08 Dt.10.09.08 | 2009-02-13 | 2010-02-12 | 3900 | NO AMC |  |  | 25-8-2012 | Working
442 | PALLIPATTU | Auto Clave HP Vertical (2 bin) | 00004/ACV2/3 | C | HP Vertical (2 bin) | 00004/ACV2/3 |  | 2009-05-12 |  | SOLOKRAFTS INDUSTRIES | LABOUR WARD | TNHSP | TNHSP/TNMSC/P5E10-2008 Dt.12.09.08 | 2009-05-12 | 2010-05-11 | 29800 | NO AMC |  |  | 24-8-2012 | Working
443 | PALLIPATTU | Auto Clave HP Vertical (2 bin) | 00004/ACV2/4 | C | vertical | 00004/ACV2/4 |  | 2009-02-24 |  | solokrafts industries | operation theatre | TNHSP | 51190/SLP/1/09 Dt.19.11.08 | 2009-02-24 | 2010-02-23 | 0 | NO AMC |  |  | 25-8-2012 | Working
444 | PALLIPATTU | Suction Apparatus - Electrical | 00004/SAEL/5 | C | V ISHAL | 00004/SAEL/5 |  | 2009-02-13 |  | VISHAL HOSPITAL STEEL | OPERATION THEATER | TNHSP | TNHSP/TNMSC/P3/E8/08 Dt.10.09.08 | 2009-02-13 | 2010-02-12 | 3900 | NO AMC |  |  | 25-8-2012 | Working
445 | PALLIPATTU | Magnavision Lamp | 00004/MAGL/1 | C |  | 00004/MAGL/1 |  | 2009-10-06 |  | Saberwal Surgical Co | LABOUR WARD | DRHM | 04/NRHMS/HSP/TNMSC/2009-MV Dt-29.06.09 | 2009-10-06 | 2010-10-05 | 3500 | NO AMC |  |  | 24-8-2012 | Working
446 | PALLIPATTU | Auto Clave HP Vertical (2 bin) | 00004/ACV2/5 | C | VERTICAL | 00004/ACV2/5 |  | 2009-01-13 |  | SOLOKRAFTS INDUSTRIES | OPERATION THEATRE | TNHSP | 51190/SLP/1/09-Dt.19.11.08 | 2009-01-13 | 2010-02-12 | 18500 | NO AMC |  |  | 25-8-2012 | Working
447 | PALLIPATTU | Suction Apparatus - Electrical | 00004/SAEL/2 | C | JUPITER | 00004/SAEL/2 |  | 2009-02-17 |  | JUPITER MANUFACTUERES | FEMALE WARD | TNHSP | 47975/SLP/1/08 dDt.04.02.09 | 2009-02-17 | 2010-02-16 | 5500 | NO AMC |  |  | 25-8-2012 | Working
448 | PALLIPATTU | Laryngoscope(Adult) | 00004/LAGA/1 | C | JUPITER | 00004/LAGA/1 |  | 2008-02-18 |  | JUPITER MANUFACTURING | OP | TNHSP | 47975/SLP/1/08 Dt.04.02.09 | 2008-02-18 | 2009-02-17 | 3450 | NO AMC |  |  | 25-8-2012 | Working
449 | PAZHAVARKADU | Computer | 00005/COMP/1 | C |  |  |  | 2013-12-23 | HCL INFOSYSTEMS | HCL INFOSYSTEMS |  | TNHSP |  |  |  | 0 |  |  |  | 17-7-2014 | Working
450 | PAZHAVARKADU | Water Bath/Ultrasonic Water Bath | 00005/WBAT/1 | C | SMI - 143 |  |  | 2014-05-21 | Jindal | S.M. Scientific Instruments Pvt. Ltd. | Lab | TNHSP | TNHSP/TNMSC/AG87h(R)/2014 Dt. 10.04.2014 |  | 2015-05-20 | 8262 |  |  |  | 2014-05-09 | Working
451 | PAZHAVARKADU | Multi Para Monitor | 00005/MPM/1 | B2 | G3D | G3DL60191 |  | 2014-07-10 | General Meditech Inc | Trans Health Care India Private Limited | Store | TNMSC | 17240/TNMSC/ENGG/2014-3 | 2014-07-10 | 2017-07-09 | 60000 |  |  |  | 2014-05-09 | Working
452 | PAZHAVARKADU | Semi auto analyser | 00005/SEAA/1 | B2 | Prietest Touch | AT1391013RBK |  | 2014-03-24 | Robonik (India) Pvt. Ltd. | Robonik (India) Pvt. Ltd. | Lab | TNHSP | TNHSP/TNMSC/AG87h/2013 Dt. 31/12/2013 | 2014-03-24 | 2017-03-23 | 49356 |  |  |  | 2014-05-09 | Working
453 | PAZHAVARKADU | Cell Counter | 00005/CELC/1 | B2 | Sysmex | A3234 |  | 2014-02-27 | Supplier Name Transasia Bio_Medicals Ltd. | Transasia Bio_Medicals Ltd. | Lab | DMS | 78217/Sandamp;P/1/2013-5 Dt. 10/02/2014 | 2014-03-07 | 2017-03-06 | 385319 |  |  |  | 2014-05-09 | Working
454 | PAZHAVARKADU | Semi auto analyser | 00005/SEAA/2 | B2 | Prietest Touch | AT0810314RBK |  | 2014-03-24 | Robonik (India) Pvt. Ltd. | Robonik (India) Pvt. Ltd. | Lab | TNMSC | 10072/TNMSC/ENGG/2013 Dt. 05/03/2014 | 2014-03-24 | 2017-03-23 | 48426 |  |  |  | 2014-05-09 | Working
455 | PAZHAVARKADU | B.P.apparatus table model | 00005/BPAT/1 | C | Box |  |  | 2007-11-29 |  |  | Ward |  |  |  |  | 0 |  |  |  | 17-12-2010 | Working
456 | PAZHAVARKADU | B.P.apparatus table model | 00005/BPAT/2 | C | Box |  |  | 2007-11-29 |  |  | Ward |  |  |  |  | 0 |  |  |  | 17-12-2010 | Working
457 | PAZHAVARKADU | B.P.apparatus table model | 00005/BPAT/3 | C | Box |  |  | 2007-11-29 |  |  | Ward |  |  |  |  | 0 |  |  |  | 17-12-2010 | Working
458 | PAZHAVARKADU | B.P.apparatus table model | 00005/BPAT/4 | C |  |  |  | 2004-08-23 |  | From JD Office |  | From JD Office |  |  |  | 0 |  |  |  | 17-12-2010 | To be Condemned
459 | PAZHAVARKADU | Infusion pump | 00005/INPM/1 | C | Infu 300 UMAA1300 |  |  | 2007-03-30 |  | Akas Medicals | STORE | DMS | 103928/Sandamp;P/1/2006 |  | 2008-03-29 | 25376 |  |  |  | 17-12-2010 | Working
460 | PAZHAVARKADU | Stethoscope | 00005/STES/1 | C | [11 empty] | 0 |  |  |  | 17-12-2010 | Condemned
461 | PAZHAVARKADU | Ultra Sonogram -MOBILE | 00005/IUSM/1 | B | L and T Sota |  |  | 2004-01-21 |  | L andT | Tr out to GH ??? Ponneri | DMS |  |  |  | 0 |  |  |  | 17-12-2010 | Working
462 | PAZHAVARKADU | Glucometer | 00005/GLMT/1 | C | Glucocare |  |  | 2003-08-23 |  | Associated surgicals |  | DMS |  |  |  | 0 |  |  |  | 17-12-2010 | Condemned
463 | PAZHAVARKADU | Refrigerator | 00005/REFR/2 | C | Godrej |  |  | 2004-08-23 |  | From JD Office |  | From JD Office |  |  |  | 0 |  |  |  | 17-12-2010 | Working
464 | PAZHAVARKADU | Auto Clave HP Vertical (2 bin) | 00005/ACV2/1 | C |  |  |  | 2004-08-23 |  | JD OFFICE |  | From JD Office |  |  |  | 0 |  |  |  | 17-12-2010 | Not Working
465 | PAZHAVARKADU | Auto Clave HP Vertical (2 bin) | 00005/ACV2/2 | C |  |  |  | 2009-02-18 |  | VISHAL HOSP STE FURN MNFG CO | OT | DMS | 51190/Sandamp;P/1/2008 | 2009-02-18 | 2009-02-17 | 16300 |  |  |  | 17-12-2010 | Working
466 | PAZHAVARKADU | Auto Clave HP Vertical (2 bin) | 00005/ACV2/3 | C | 2 Bin TypeVERTICAL |  |  | 2008-02-22 |  | JUPITER MANUFACT WORKS | OT | TNMSC | TNHSP/TNMSC/P2E11/2007 | 2008-02-22 | 2009-02-21 | 32000 |  |  |  | 17-12-2010 | Working
467 | PAZHAVARKADU | Suction Apparatus - Electrical | 00005/SAEL/3 | C |  |  |  | 2009-02-18 |  | VISHAL HOSPITAL STEEL FURNITURE | MALE WARD | DMS | 51190/Sandamp;P/1/2008-2 |  | 2010-02-17 | 4410 |  |  |  | 17-12-2010 | Working
468 | PAZHAVARKADU | Suction Apparatus - Electrical | 00005/SAEL/4 | C |  |  |  | 2009-02-18 |  | VISHA HOSP MFNG CO | LABOUR WARD | DMS | TNHSP/TNMSC/P3E8/2008 | 2009-02-18 | 2010-02-17 | 3900 |  |  |  | 17-12-2010 | Working
469 | PAZHAVARKADU | Suction Apparatus - Electrical | 00005/SAEL/5 | C |  |  |  | 2009-02-18 |  | VISHA HOSP MFNG CO | FEMALE WARD | DMS | TNHSP/TNMSC/P3E8/08 10-09-08 | 2009-02-18 | 2010-02-17 | 3900 |  |  |  | 17-12-2010 | Working
470 | PAZHAVARKADU | Suction Apparatus - Electrical | 00005/SAEL/6 | C |  |  |  | 2009-02-18 |  | VISHA HOSP STE MNFG CO | MALE WARD | DMS | TNHSP/TNMSC/P3E8/2008 | 2009-02-18 | 2010-02-17 | 3900 |  |  |  | 17-12-2010 | Working
471 | PAZHAVARKADU | Suction Apparatus - Electrical | 00005/SAEL/7 | C |  |  |  | 2009-02-18 |  | VISHAL HOSP STE MNFG CO | OT | DMS | TNHSP/TNMSC/P3E8/2008 10-9-08 | 2009-02-18 | 2010-02-17 | 3900 |  |  |  | 17-12-2010 | Working
472 | PAZHAVARKADU | Diathermy Machine (Electric Cautery) | 00005/SDIA/1 | B |  |  |  | 2008-11-24 | SURYA SURGICAL INDUST | DMS | Store | DMS | DMRHS-51190/Sandamp;P/1/2008 |  | 2011-11-23 | 191984 |  |  |  | 17-12-2010 | Working
473 | PAZHAVARKADU | Alpha Bed with motor | 00005/ABM/1 | C | ORT 123 |  |  | 2007-06-30 |  | Jupiter Manufacturing Works |  | DMS |  |  |  | 0 |  |  |  | 17-12-2010 | To be Condemned
474 | PAZHAVARKADU | Computer | 00005/COMP/1 | C | Acer |  |  | 2009-03-28 |  |  | Office | TNHSP |  |  |  | 0 |  |  |  | 17-12-2010 | Working
475 | PAZHAVARKADU | Needle destroyer / Syringe Destroyer | 00005/NEED/1 | C | Microsil |  |  | 2003-07-17 |  | Linco Scientific India Ltd. | lab | DMS | 42147/Sandamp;P/1/2003 26/05/2003 | 2003-07-17 | 2004-07-16 | 2444 |  |  |  | 17-12-2010 | Not Working
476 | PAZHAVARKADU | Needle destroyer / Syringe Destroyer | 00005/NEED/2 | C | Reprospark |  |  | 2008-03-07 |  | Glo Life Care | Ward | TNHSP |  |  |  | 0 |  |  |  | 17-12-2010 | Not Working
477 | PAZHAVARKADU | Needle destroyer / Syringe Destroyer | 00005/NEED/3 | C | Reprospark |  |  | 2008-03-07 |  | Glo Life Care | Ward | TNHSP |  |  |  | 0 |  |  |  | 17-12-2010 | Working
478 | PAZHAVARKADU | Needle destroyer / Syringe Destroyer | 00005/NEED/4 | C | Reprospark |  |  | 2008-03-07 |  | Glo Life Care | Ward | TNHSP |  |  |  | 0 |  |  |  | 17-12-2010 | Working
479 | PAZHAVARKADU | Needle destroyer / Syringe Destroyer | 00005/NEED/5 | C | Reprospark |  |  | 2008-03-07 |  | Glo Life Care | Ward | TNHSP |  |  |  | 0 |  |  |  | 17-12-2010 | Working
480 | PAZHAVARKADU | Needle destroyer / Syringe Destroyer | 00005/NEED/6 | C | Reprospark |  |  | 2008-03-07 |  | Glo Life Care | Store | TNHSP |  |  |  | 0 |  |  |  | 17-12-2010 | Working
481 | PAZHAVARKADU | Needle destroyer / Syringe Destroyer | 00005/NEED/7 | C | Reprospark |  |  | 2008-03-07 |  | Glo Life Care | Store | TNHSP |  |  |  | 0 |  |  |  | 17-12-2010 | Working
482 | PAZHAVARKADU | Needle destroyer / Syringe Destroyer | 00005/NEED/8 | C | Reprospark |  |  | 2008-03-07 |  | Glo Life Care | Store | TNHSP |  |  |  | 0 |  |  |  | 17-12-2010 | Working
483 | PAZHAVARKADU | Printer | 00005/PRINT/1 | C | Laser |  |  | 2009-06-03 |  |  | Office | TNHSP |  |  |  | 0 |  |  |  | 17-12-2010 | Working
484 | PAZHAVARKADU | UPS | 00005/UPS/1 | C |  |  |  | 2009-04-30 |  |  | Office | TNHSP |  |  |  | 0 |  |  |  | 17-12-2010 | Working
485 | PAZHAVARKADU | Weighing Machine Electronic | 00005/WME/1 | C | Electronic |  |  | 2009-01-14 |  | Suriya Surgical | Ward | DMS |  |  |  | 0 |  |  |  | 17-12-2010 | Working
486 | PAZHAVARKADU | Radiant Warmer | 00005/RAWR/1 | C | OCW/00 | 2912 |  | 2008-08-11 |  | Datex Ohemada | Ward | TNHSP |  | 2008-12-10 |  | 0 |  |  |  | 17-12-2010 | Working
487 | PAZHAVARKADU | Weighing machine adult | 00005/WTMA/1 | C | Adult |  |  | 2004-08-23 |  | From JD Office |  | From JD Office |  |  |  | 0 |  |  |  | 17-12-2010 | Working
488 | PAZHAVARKADU | Weighing machine adult | 00005/WTMA/2 | C |  |  |  | 2007-11-29 |  |  | Ward |  |  |  |  | 0 |  |  |  | 17-12-2010 | Working
489 | PAZHAVARKADU | Sterilizer Medium (Instrument) | 00005/STMD/1 | C |  |  |  | 2008-10-14 | JUBITER MANUFACTURING WORK | TNMSC | LABOUR WARD | TNMSC | TNHSP/TNMSC/ENGG/P3E17/2008 |  | 2010-10-13 | 1400 |  |  |  | 22-9-2012 | Working
490 | PAZHAVARKADU | Magnavision Lamp | 00005/MAGL/1 | C |  |  |  | 2009-10-23 |  | SABERWAL SURGICAL CO (P) LTD | LABOUR andamp; NEONATALAL WARD | TNMSC | 04/NRHM/HSP/TNMSC/2009-MV |  | 2011-10-22 | 3500 |  |  |  | 22-9-2012 | Working
491 | PAZHAVARKADU | Emergency Lamp | 00005/EML/1 | C |  |  |  | 2009-03-14 |  | UNI-PHARM (INDIA) | STORE | TNMSC | 78102/Sandamp;P/1/07/DT -03.02.2009 |  | 2011-03-13 | 1968 |  |  |  | 22-9-2012 | To be Condemned
492 | PAZHAVARKADU | Operation Table Hydraulic Major | 00005/TAMA/2 | B2 |  |  |  | 2007-12-29 | JUPITER MANUFACT WORKS | TNHSP/TNMSC/P2E6/2007 | OT | TNHSP |  | 2007-12-29 | 2008-12-28 | 53000 |  |  |  | 24-9-2012 | Working
493 | PAZHAVARKADU | Electric Calorimeter | 00005/CALO/1 | C |  | 802085 |  |  | Beacon Diacognastic Pvt. Ltd |  | Lab |  |  |  |  | 0 | AMC |  |  | 25-9-2013 | Working
494 | PAZHAVARKADU | ECG machine computerized | 00005/ECGC/1 | B | Edan SE 300 | SE300B5A020702572 |  | 2008-11-02 |  | Madras Surgicals and Chemicals | Ward | TNHSP | TNHSP/TNMSC/P2E12/2007-2 |  | 2009-11-01 | 47580 | AMC | 2011-02-28 | Madras Surgicals and Chemicals | 17-12-2010 | Working
495 | PAZHAVARKADU | Refrigerator | 00005/REFR/1 | C | Electrolux |  |  | 2007-12-29 |  | Davey Pharma | Store | TNHSP |  |  | 2008-12-28 | 0 | AMC | 2011-02-28 | Davey Pharma | 17-12-2010 | Working
496 | PAZHAVARKADU | Suction Apparatus - Electrical | 00005/SAEL/1 | C | 7A 230 |  |  | 2008-02-14 |  | Vin Bio Tech | OT | TNHSP | TNHSP/TNMSC/P2E18/2007 | 2008-02-14 | 2009-02-13 | 4148 | AMC |  |  | 17-12-2010 | Working
497 | PAZHAVARKADU | Shadowless Lamp stand model | 00005/MOLT/2 | B |  |  |  | 2008-02-02 |  | JUPITOR MANUFACTURING WORKS | MAIN STORE | TNMSC | TNHSP/TNMSC/P2E17/2007 | 2008-02-02 |  | 13220 | AMC |  | JUPITOR MANUFACTURING WORKS | 24-9-2012 | Working
498 | PAZHAVARKADU | Binocular Mircroscope | 00005/BIMS/1 | B2 | BDI-13A | 22546 |  | 2014-01-02 | M/S BDI Instrumentation (India) | solokrafts industries | laboratory | TNHSP | TNHSPTNMSC/AG87c/2013 DT. 22.10.2013 | 2014-01-02 | 2015-01-01 | 18600 | NO AMC |  |  | 2014-04-02 | Working
499 | PAZHAVARKADU | Urine Analyser | 00005/URNA/1 | C | LABUREADERPLUS | 901000755 |  | 2009-03-02 | 77ELEKRONIKA KTF | SOLOKRAFTS INDUSTRIES | Lab | DMS | 511909/Sandamp;P/1/2008~10.11.08 | 2009-03-02 | 2010-03-01 | 16480 | NO AMC |  |  | 17-12-2010 | Working
500 | PAZHAVARKADU | Suction Apparatus - Electrical | 00005/SAEL/2 | C | 7A 230 |  |  | 2008-02-14 |  | Vin Bio Tech | OT | TNHSP | TNHSP/TNMSC/P2E18/2007 | 2008-02-14 | 2009-02-13 | 4148 | NO AMC |  |  | 17-12-2010 | Working
501 | PAZHAVARKADU | Shadowless Lamp stand model | 00005/CSSL/1 | B |  |  |  | 2008-12-01 |  | JUPITOR MANUFACTURING WORKS | OT | TNMSC | TNHSP/TNMSC/P3E3/2008 | 2008-12-01 |  | 12700 | NO AMC |  |  | 14-9-2012 | Working
502 | PAZHAVARKADU | ECG machine computerized | 00005/ECGC/2 | B | EDAN SE3 | 309035-M11801710160 |  | 2011-09-23 |  | MADRAS SURGICAL andamp; CHEMIICALS | WARD | TNMSC | TNHSP/TNMSC/ENGG/AG27/2011 |  |  | 36637 | NO AMC |  |  | 24-9-2012 | Not Working
503 | PAZHAVARKADU | Magnavision Lamp | 00005/MAGL/2 | C | FRAME HOLDING LENS MADE OF METAL |  |  | 2011-03-18 |  | JUPITOR MANUFACTURING WORKS | LABOUR WARD | TNMSC | 04R/NRHM/TNMSC/ENGG/2011 | 2011-03-18 | 2012-03-17 | 4400 | NO AMC |  |  | 24-9-2012 | Working
504 | PAZHAVARKADU | Printer | 00005/COMP/1 | C | TVSE HD 250 GOLD | JBU3FE001528 |  | 2010-12-23 |  | HCL INFOSYSTEMS LTD | OFFICE ROOM | TNHSP | 2000059406/1000042960 | 2010-12-23 | 2011-12-22 | 72785 | NO AMC |  |  | 24-9-2012 | Working
505 | PAZHAVARKADU | Colposcope | [18 empty] | Transferred
506 | PODADDURPET | Mannual Colposcope | 00006/CALPM/1 | C | ARI II-1D |  |  | 2013-03-11 | M/S.Ari Technology(Group) Co.Ltd~ Cina As per tender specification and your bid. | SOUTH INDIA SURGICAL CO.LTD. | NCD ROOM | TNHSP | G H 55 DATE ; 23.04.2012 |  | 2014-03-10 | 136500 |  |  |  | 22-3-2013 | Working
507 | PODADDURPET | Semi auto analyser | 00006/SEAA/1 | B2 | PRIETIEST TOUCH | AT0800314RBK |  | 2014-03-21 |  | ROBONIK (INDA) PVT.LTD. | LABORATARY | TNMSC | REF NO 10072/TNMSC/ENGG/2013 |  |  | 49356 |  |  |  | 2014-03-10 | Working
508 | PODADDURPET | PH meter | 00006/PHMT/1 | C | RPA-1GRTI0ANPN | SN1253 |  | 2014-05-30 | RLT INSTRUMENTATION | RLT INSTRUMENTATION PVT LTD | LABORATORY | TNMSC | TNHSP/TNMSC/AG87b-2013 -1DATED 28.11.2013. |  |  | 57353 |  |  |  | 2014-03-10 | Working
509 | PODADDURPET | Cell Counter Electronic (AUTOMATIC) | 00006/CLCN/1 | B | xp-100 advance version of kx21 | A3236 |  | 2014-03-03 | sysmex | Transasia | Gh podaturpet | DMS | 78217/sandamp;p/1/2013-4 | 2014-03-04 | 2017-03-03 | 385319 |  |  |  | 2014-09-10 | Working
510 | PODADDURPET | Electric Calorimeter | 00006/CALO/1 | C | PRIETIEST EASYLAB | PEL0971213RBK |  | 2014-03-21 |  | ROBONIK(iNDIA) PVT LIMITED | LAB | TNMSC |  |  |  | 20302 |  |  |  | 2014-09-10 | Working
511 | PODADDURPET | Electric Shaker | 00006/ESH/1 | C | BDI149 | 2014080847 |  | 2014-08-21 | B.D.INSTRUMENTTATION (INDIA) | SOLOKRAFTSX INDUSTRIES | LAB | TNMSC | AG87FC(R)/2104-2 |  |  | 32200 |  |  |  | 2014-09-10 | Working
512 | PODADDURPET | Water Bath/Ultrasonic Water Bath | 00006/WBAT/1 | C | SMI-143 | SMI-143 |  | 2014-05-20 | JINDAL | S.M SCIENTIFIC INSTRUMENTS | LAB | TNMSC | TNHSP/TNMSC/AG87H(R)/2014 DATED 10/04/2014 |  |  | 8262 |  |  |  | 2014-09-10 | Working
513 | PODADDURPET | Semi auto analyser | 00006/SEAA/2 | B2 | PRIETIEST TOUCH | AT1381013RBK |  | 2014-02-27 | ROBONIK | ROBONIK INDIA PVT LIMITED | LAB | TNMSC | TNHSP/TNMSC/AG87H/2103 DT.31/12/2013 | 2014-03-19 | 2017-03-18 | 49356 |  |  |  | 2014-09-10 | Working
514 | PODADDURPET | Needle destroyer / Syringe Destroyer | 00006/NEED/1 | C | NIL SHARPS |  |  | 2014-09-24 | ARVS EQUIPMENTS PVT LTD | SOLOKRAFTS INDUSTRIES |  | TNMSC | 20533/ICWM/TNMSC/ENGG/2014-1 DT.23/05/2014 |  |  | 9756 |  |  |  | 2014-09-10 | Working
515 | PODADDURPET | ECG machine ordinary | 00006/ECGO/1 | B |  |  |  | 2001-08-29 |  | Trans Health Care | S-N |  |  |  |  | 0 |  |  |  | 17-12-2010 | Condemned
516 | PODADDURPET | Mono cular Microscope | 00006/MOMS/1 | C |  |  |  | 2001-02-24 |  | DD TB | L-T |  |  |  |  | 0 |  |  |  | 17-12-2010 | Condemned
517 | PODADDURPET | Auto Clave HP Vertical (2 bin) | 00006/ACV2/4 | C |  |  |  | 2001-01-09 |  | From PHC | S-N |  |  |  |  | 0 |  |  |  | 17-12-2010 | Condemned
518 | PODADDURPET | Auto Clave HP Vertical (2 bin) | 00006/ACV2/5 | C |  |  |  | 2001-01-24 |  | Tr In from GH - Madavaram | S-N |  |  |  |  | 0 |  |  |  | 17-12-2010 | Condemned
519 | PODADDURPET | Auto Clave HP Vertical (2 bin) | 00006/ACV2/6 | C | Vishal | 6/ACV2/6 |  | 2009-02-17 |  | Vishal Steel Furniture Manu | S-N | TNHSP | 51190/92P/1/2008-10/11/2008 | 2009-02-17 | 2010-02-16 | 16300 |  |  |  | 17-12-2010 | Working
520 | PODADDURPET | Sterilizer Medium (Instrument) | 00006/STMD/4 | C |  |  |  | 2008-07-22 |  | Tr In from GH - Thiruvallur | S-N |  |  |  |  | 0 |  |  |  | 17-12-2010 | Working
521 | PODADDURPET | Alpha Bed with motor | 00006/ABM/1 | C |  |  |  | 2007-06-30 |  | Jupiter Manufacturing Works | Store | DMS |  |  |  | 0 |  |  |  | 17-12-2010 | To be Condemned
522 | PODADDURPET | Needle destroyer / Syringe Destroyer | 00006/NEED/6 | C | RETROSPARK | 7662 |  | 2008-06-19 |  | Glo Life Care | Store | TNHSP | TNHSP/TNMSC/ENGG/BMWM1/2007-06.11.2007 |  | 2009-06-18 | 755 |  |  |  | 17-12-2010 | Not Working
523 | PODADDURPET | Needle destroyer / Syringe Destroyer | 00006/NEED/7 | C | LINCO | 6/NEED/07 |  | 2003-07-14 |  | Linco Scientific Instruments | S-N | TNHSP |  |  | 2004-07-13 | 0 |  |  |  | 17-12-2010 | Working
524 | PODADDURPET | Weighing machine adult | 00006/WTMA/1 | C |  |  |  | 2008-09-08 |  | Jupiter Manufacturing Works | S-N |  |  |  |  | 0 |  |  |  | 17-12-2010 | Working
525 | PODADDURPET | Weighing machine infant | 00006/WTMB/1 | C | Baby |  |  | 2008-10-15 |  | Jupiter Manufacturing Works | OP |  |  |  |  | 0 |  |  |  | 17-12-2010 | Working
526 | PODADDURPET | Weighing machine infant | 00006/WTMB/2 | C | Baby |  |  | 2008-10-15 |  | Jupiter Manufacturing Works | OP |  |  |  |  | 0 |  |  |  | 17-12-2010 | Working
527 | PODADDURPET | Weighing machine adult | 00006/WTMA/2 | C | PRESTIGE | 6/WTMA/2 |  | 2011-12-16 | HARDIK MEDITECH | ALAN MEDICALS | L W | TNHSP | TNHSP/TNMSC/ENGG/AG24/2011~ Dt 9.12.2011 | 2011-12-16 | 2012-12-15 | 598 |  |  |  | 23-8-2012 | Working
528 | PODADDURPET | Foetal Doppler | 00006/FDOP/1 | C | A100H | 1093 |  | 2014-09-19 | AEON TECHNOLOGY P. LTD. | MEDI WAVES INC. | LABOUR WARD | TNMSC | 17240/TNMSC/ENGG/2014-15 DATE-16.05.2014 |  | 2017-09-18 | 9300 | AMC |  |  | 2014-03-10 | Working
529 | PODADDURPET | Binocular Mircroscope | 00006/BIMS/1 | B2 | BDI-13A | 22498 |  | 2014-01-07 |  | SOLOKRAFTS INDUSTRIES | LABORATORY | TNMSC | TNHSP/TNMSC/AG87G/2013~2210~2013 |  | 2015-01-06 | 18600 | AMC |  |  | 2014-03-10 | Working
530 | PODADDURPET | Refrigerator | 00006/REFR/1 | C | 170 Ltr | 925040046 |  | 2007-12-23 | ELECTROLEX | Davey Pharma andamp; Surgical | OP | TNHSP | TNHSP/TNMSC/ENGG/P2G5/2007-17.09.2007 | 2007-12-23 | 2008-12-22 | 10816 | AMC | 2011-02-28 | Davey Pharma | 17-12-2010 | Working
531 | PODADDURPET | Baby Incubators | 00006/BINC/1 | C | 3010R | 6/BINC/1 |  | 2007-11-29 | Nice Neo Tech | Madras Surgicals andamp; Chemicals | transfered to thiruvallur GH | TNHSP | TNHSP/TNMSC/ENGG/P2E3/2007-11.09.2007 | 2007-11-29 | 2008-11-28 | 47880 | AMC | 2011-02-28 | Madras Surgicals andamp; | 17-12-2010 | Working
532 | PODADDURPET | Radiant Warmer | 00006/RAWR/1 | C | Nice 2007S | 711866 |  | 2007-11-29 |  | Madras Surgicals andamp; Chemicals | L W | TNHSP | TNHSP/TNMSC/ENGG/P2E3/2007-11.09.2007 | 2007-11-29 | 2008-11-28 | 18387 | AMC | 2011-02-28 | Madras Surgicals andamp; Chemicals | 17-12-2010 | Working
533 | PODADDURPET | ECG machine computerized | 00006/ECGC/1 | B | CARDIART 6108T | AUMK8F8811 |  | 2008-08-08 | BPL | Medic India Kerchery Eng. Co. | S-N | TNMSC | 144/SRM/CPC/TNMSC/2006-15/6/2007 | 2008-08-08 | 2009-08-07 | 24000 | NO AMC |  |  | 17-12-2010 | Working
534 | PODADDURPET | Infusion pump | 00006/INPM/1 | C | AI300 | E03070454 |  | 2007-03-28 |  | Akas Medical Equipments | LW | DMS | 103928/Sandamp;P/1/2006 | 2007-03-28 | 2008-03-27 | 24400 | NO AMC |  |  | 17-12-2010 | Working
535 | PODADDURPET | Ultra Sonogram -MOBILE | 00006/IUSM/1 | B | SONATA | 356516 |  | 2004-01-20 |  | Larsen andamp; Tubro Ltd. | Transfer to Thiruttani | TNHSP |  |  | 2005-01-24 | 0 | NO AMC |  |  | 17-12-2010 | Working
536 | PODADDURPET | Refrigerator | 00006/REFR/2 | C | ERI 190L 180Ltr | 51501939 |  | 2005-05-27 |  | Universal Traders~ Sholingur. | OP | TNHSP |  | 2005-05-27 | 2006-05-26 | 0 | NO AMC |  |  | 17-12-2010 | Working
537 | PODADDURPET | Auto Clave HP Vertical (2 bin) | 00006/ACV2/1 | C | 2 Bin Vertical | 6/ACV2/1 |  | 2009-02-13 |  | Solocrafts Industries | Inj OP | TNHSP | TNHSP/TNMSC/P3E10/2008~ 10.09.2008 | 2009-02-13 | 2010-02-12 | 29800 | NO AMC |  |  | 17-12-2010 | Working
538 | PODADDURPET | Auto Clave HP Vertical (2 bin) | 00006/ACV2/2 | C | 2 Bin Vertical | 6/ACV2/2 |  | 2009-02-13 |  | Solocrafts Industries | S-N | TNHSP | TNHSP/TNMSC/P3E10/2008~ 10.09.2008 | 2009-02-13 | 2010-02-12 | 29800 | NO AMC |  |  | 17-12-2010 | Working
539 | PODADDURPET | Auto Clave HP Vertical (2 bin) | 00006/ACV2/3 | C | 2 Bin Vertical | 6/ACV2/3 |  | 2009-02-13 |  | Solocrafts Industries | S-N | TNHSP | TNHSP/TNMSC/P3E10/2008~ 10.09.2008 | 2009-02-13 | 2010-02-12 | 29800 | NO AMC |  |  | 17-12-2010 | Working
540 | PODADDURPET | Auto Clave HP Vertical (2 bin) | 00006/ACV2/7 | C | Vishal Steel | 6/ACV2/7 |  | 2009-02-17 |  | Vishal Steel Furniture Manu | Store | TNHSP | 51190/92P/1/2008-10/11/2008 | 2009-02-17 | 2010-02-16 | 16300 | NO AMC |  |  | 17-12-2010 | Working
541 | PODADDURPET | Shadowless Lamp stand model | 00006/MOLT/1 | B |  | 6/MOLT/1 |  | 2008-08-12 |  | Jupiter Manufacturing Works | transferet to thiruvallur gh | TNHSP |  | 2008-08-12 | 2009-08-11 | 0 | NO AMC |  |  | 17-12-2010 | Working
542 | PODADDURPET | Shadowless Lamp stand model | 00006/MOLT/2 | B |  | 6/MOLT/2 |  | 2008-08-12 |  | Jupiter Manufacturing Works | transfered to thiruvallur gh |  |  | 2008-08-12 | 2009-08-11 | 0 | NO AMC |  |  | 17-12-2010 | Working
543 | PODADDURPET | Shadowless Lamp stand model | 00006/MOLT/3 | B | Jupiter | 6/MOLT/3 |  | 2008-08-12 |  | Jupiter Manufacturing Works | transfered to thirvallur gh |  |  |  |  | 0 | NO AMC |  |  | 17-12-2010 | Working
544 | PODADDURPET | Sterilizer Medium (Instrument) | 00006/STMD/1 | C | MEDIUM | 6/STMD/1 |  | 2008-10-15 |  | Jupiter Manufacturing Works | Store | TNHSP | TNHSP/TNMSC/ENGG/P3E17/2008-11.08.2008 | 2008-10-15 | 2010-10-14 | 1400 | NO AMC |  |  | 17-12-2010 | Working
545 | PODADDURPET | Sterilizer Medium (Instrument) | 00006/STMD/2 | C | MEDIUM | 00006/STMD/2 |  | 2008-10-15 |  | Jupiter Manufacturing Works | Store | TNHSP | TNHSP/TNMSC/ENGG/P3E17/2008-11.08.2008 | 2008-10-15 | 2009-10-14 | 1400 | NO AMC |  |  | 17-12-2010 | Working
546 | PODADDURPET | Sterilizer Medium (Instrument) | 00006/STMD/3 | C | MEDIUM | 6/STMD/3 |  | 2008-10-15 |  | Jupiter Manufacturing Works | Store | TNHSP | TNHSP/TNMSC/ENGG/P3E17/2008-11.08.2008 | 2008-10-15 | 2009-10-14 | 1400 | NO AMC |  |  | 17-12-2010 | Working
547 | PODADDURPET | Operation Table Hydraulic Major | 00006/TAMA/1 | B2 | JUPITER 205 | 6/TAMA/1 |  | 2008-12-01 |  | Jupiter Manufacturing Works | transfered to thiruvallur GH | TNHSP | TNHSP/TNMSC/P3E3/2008-29.08.2008 | 2008-12-01 | 2009-11-30 | 51400 | NO AMC |  |  | 17-12-2010 | Working
548 | PODADDURPET | Needle destroyer / Syringe Destroyer | 00006/NEED/1 | C | RETROSPARK | 7657 |  | 2008-06-13 |  | Glo Life Care | Store | TNHSP | TNHSP/TNMSC/ENGG/BMWM1/2007-06.11.2007 | 2008-06-13 | 2009-06-12 | 755 | NO AMC |  |  | 17-12-2010 | Working
549 | PODADDURPET | Needle destroyer / Syringe Destroyer | 00006/NEED/2 | C | RETROSPARK | 7658 |  | 2008-06-13 |  | Glo Life Care | Store | TNHSP | TNHSP/TNMSC/ENGG/BMWM1/2007-06.11.2007 | 2008-06-13 | 2009-06-12 | 755 | NO AMC |  |  | 17-12-2010 | Working
550 | PODADDURPET | Needle destroyer / Syringe Destroyer | 00006/NEED/3 | C | RETROSPARK | 7659 |  | 2008-06-13 |  | Glo Life Care | Store | TNHSP | TNHSP/TNMSC/ENGG/BMWM1/2007-06.11.2007 | 2008-06-13 | 2009-06-12 | 755 | NO AMC |  |  | 17-12-2010 | Working
551 | PODADDURPET | Needle destroyer / Syringe Destroyer | 00006/NEED/4 | C | RETROSPARK | 7600 |  | 2008-06-19 |  | Glo Life Care | Store | TNHSP | TNHSP/TNMSC/ENGG/BMWM1/2007-06.11.2007 |  | 2009-06-18 | 755 | NO AMC |  |  | 17-12-2010 | Working
552 | PODADDURPET | Needle destroyer / Syringe Destroyer | 00006/NEED/5 | C | RETROSPARK | 7661 |  | 2008-06-19 |  | Glo Life Care | Store | TNHSP | TNHSP/TNMSC/ENGG/BMWM1/2007-06.11.2007 |  | 2009-07-18 | 755 | NO AMC |  |  | 17-12-2010 | Working
553 | PODADDURPET | Weighing Machine Electronic | 00006/WME/1 | C | 6/wme/1 | PAE 026 |  | 2009-01-23 |  | Suriya Surgicals Industries | S-N | DRHM | 51190/Sandamp;P/1/2008~ Dt 10.11.08 | 2009-01-23 | 2010-01-22 | 10920 | NO AMC |  |  | 17-12-2010 | Working
554 | PODADDURPET | Boyles apparatus with out Circle Abosrber | 00006/BAOCA/1 | B | Eco Safe~ HCP | 70908 |  | 2008-11-07 |  | Solocrafts Industries | transfered to thiruvallur gh | TNHSP | TNHSP/TNMSC/P2E4/2008-28.08.2008 |  | 2009-11-06 | 85280 | NO AMC |  |  | 17-12-2010 | Transferred to GH - Thiruvallur
555 | PODADDURPET | Magnavision Lamp | 00006/MAGL/1 | C |  |  |  | 2011-03-17 |  | Jupiter Manufacturing Works | Ward | DRHM | 04R/NRHM/TNMSC/ENGG/2011 dt 12/02/11 |  | 2014-03-16 | 0 | NO AMC |  |  | 31-1-2012 | Working
556 | PODADDURPET | Magnavision Lamp | 00006/MAGL/1 | C |  |  |  | 2009-08-29 |  | Madras Surgicals andamp; Chemicals |  | DRHM | 04/NRHM/HSP/TNMSC/2009-MVK | 2009-08-29 | 2012-08-28 | 4450 | NO AMC |  |  | 17-12-2010 | Working
557 | PODADDURPET | Magnavision Lamp | 00006/MAGL/2 | C | Meditech |  |  | 2009-10-03 |  | Saberwal Surgicals Co. (p) Ltd. | Store | DRHM | 04/NRHM/HSP/TNMSC/2009-MV Dt. 29.06.200904/NRHM/HSP/TNMSC/2009-MV Dt. 29.06.2009 |  | 2012-10-02 | 3640 | NO AMC |  |  | 17-12-2010 | Working
558 | PODADDURPET | Ultra Sonogram -MOBILE | 00006/IUSM/2 | B | CHISON 600A | 6AP -1112007 |  | 2012-05-03 |  | SURIYA SURGICALS | SCAN ROOM | TNHSP |  | 2012-05-08 | 2015-05-07 | 272950 | NO AMC |  |  | 23-8-2012 | Working
559 | PODADDURPET | B.P.apparatus stand model | 00006/BPAT/1 | C | stand | 6/BPAS/1 |  | 2008-10-14 |  | Jupiter Manufacturing Works |  | TNHSP | TNHSP/TNMSC/P3E16/2008-28.08.2008 | 2008-10-14 | 2009-10-13 | 1090 | NO AMC |  |  | 23-8-2012 | Working
560 | PODADDURPET | B.P.apparatus stand model | 00006/BPAS/1 | C | STAND | 6/BPAS/2 |  | 2008-10-14 |  | Jupiter Manufacturing Works | Inj room | TNHSP | TNHSP/TNMSC/P3E16/2008-28.08.2008 | 2008-10-14 | 2009-10-13 | 1090 | NO AMC |  |  | 23-8-2012 | Working
561 | PODADDURPET | B.P.apparatus stand model | 00006/BPAS/3 | C | STAND | 6/BPAS/3 |  | 2008-10-14 |  | Jupiter Manufacturing Works | OP | TNHSP | TNHSP/TNMSC/P3E16/2008-28.08.2008 | 2008-10-14 | 2009-10-13 | 0 | NO AMC |  |  | 23-8-2012 | Working
562 | PODADDURPET | Suction Apparatus - Electrical | 00006/SAEL/1 | C | Heavy Duty Cabin Type | 6/SAEL/1 |  | 2009-02-13 |  | Vishal Steel Furniture Manu | Labour Ward | TNHSP | TNHSP/TNMSC/P3E8/2008-10.09.2008 | 2009-02-13 | 2010-02-12 | 3900 | NO AMC |  |  | 23-8-2012 | Working
563 | PODADDURPET | Suction Apparatus - Electrical | 00006/SAEL/2 | C | Heavy Duty Cabin Type | 6/SAEL/2 |  | 2009-02-13 |  | Vishal Steel Furniture Manu | OT | TNHSP | TNHSP/TNMSC/P3E8/2008-10.09.2008 | 2009-02-13 | 2010-02-12 | 3900 | NO AMC |  |  | 23-8-2012 | Working
564 | PODADDURPET | Electri centrifuger | 00006/CENT/1 | C | BDI 152 | 6/CENT/1 |  | 2012-01-14 |  | Solocrafts Industries | LAB | TNHSP | TNHSP/TNMSC/AG29E/2011~ Dt 04.10.2011 | 2012-01-14 | 2014-01-13 | 5345 | NO AMC |  |  | 23-8-2012 | Working
565 | PONNERI | Electri centrifuger | 00007/CENT/3 | C |  |  |  | 1996-01-23 |  | Associated Surgicals | Store | DMS |  |  |  | 0 |  |  |  | 17-12-2010 | Working
566 | PONNERI | Nebuliser Adult | 00007/NEBA/5 | C |  |  |  | 2014-12-13 | PHILIPS | DELIGHT SURGICAL | CASULTY | OTHERS |  | 2013-12-13 |  | 2450 |  |  |  | 23-2-2015 | Working
567 | PONNERI | B.P.apparatus table model | 00007/BPAT/23 | C |  |  |  | 2014-10-14 | DIAMOND | DELIGHT SURGICAL | NCD CLINIC andamp; LABOUR WARD | OTHERS |  | 2014-10-14 |  | 19500 |  |  |  | 23-2-2015 | Working
568 | PONNERI | Binocular Mircroscope | 00007/BIMS/7 | B2 | BDI-13A |  |  | 2014-01-02 | B.D.I Instrumentation (India) | Solokraft Industries | Lab | TNHSP | TNHSP/TNMSC/AG87c/2013 dt 22/10/2013 | 2014-01-07 | 2015-01-06 | 18600 |  |  |  | 2014-08-10 | Working
569 | PONNERI | ECG machine computerized | 00007/ECGC/3 | B | cardio care 2000(EKG 2000) | ENO400212 |  | 2014-11-19 | BIONET CO LTD | ALPHA MEDICAL SYSTEMS | OPD andamp;CASUALTY | OTHERS |  | 2014-11-19 |  | 65000 |  |  |  | 23-11-2014 | Working
570 | PONNERI | Pulse Oximeter | 00007/SPO2/6 | B2 | RAD 8 | REF 9190 REF 22042 |  | 2014-12-31 | MASIMO CORPORATION | INDIAN MEDICAL SYSTEM AND TECHNOLOGIES | MAIN STORE | TNMSC | 108 |  | 2019-12-30 | 68950 |  |  |  | 2015-07-01 | Working
571 | PONNERI | Suction Apparatus - Electrical(Hivacuam) | 00007/SAHV/2 | B2 | VISHAL 035 |  |  | 2012-02-27 | Vishal Hospital Furniture mfg p.ltd | Vishal Hospital Furniture mfg.p.ltd | OPD INJ | TNHSP | TNHSP/TNMSC/ENGG/AG73e/2010~DT.22/09/2011 | 2012-02-27 | 2013-02-26 | 4920 |  |  |  | 22-4-2012 | Working
572 | PONNERI | Suction Apparatus - Electrical(Hivacuam) | 00007/SAHV/3 | B2 | VISHAL 035 |  |  | 2012-02-27 | Vishal Hospital Furniture Mfg.p.ltd | Vishal Hospital Furniture Mfg.p.lid | L/W | TNHSP | TNHSP/TNMSC/ENGG/AG73e/2010~22/09/2011 | 2012-02-27 | 2013-02-26 | 4920 |  |  |  | 22-4-2012 | Working
573 | PONNERI | Printer | 00007/PRINT/1 | C | TVSE HD 250 GOLD PRINTER |  |  | 2011-01-11 | HCL iNFOSYSTEMS lTD~PUDUCHERRY | HCL iNFOSYSTEMS LTD~PUDUCHERRY | OPD~MFW~ST~DISP~L/W~OT | TNHSP | TNHSP/ELCOT/ICB/COMP~7/12/2010 | 2011-01-11 |  | 106383 |  |  |  | 23-4-2012 | Working
574 | PONNERI | Computer | 00007/COMP/1 | C | HCL AA1FO183P | VIDE INVOICE COPY |  | 2011-01-11 | HCL INFOSYSTEMS LTD~PUDUCHERRY | HCL Infosdystems LTDPuducherry | ST~DISP~MFW~OP~OT~L/W~LAB | TNHSP | TNHSP/ELCOT/ICB/COMP~7/12/2010 | 2011-01-11 |  | 546658 |  |  |  | 24-4-2012 | Working
575 | PONNERI | B.P.apparatus stand model | 00007/BPAS/1 | C | Stand |  |  | 2008-07-12 |  | Jupiter Manufacturing Works | OT | TNHSP |  |  |  | 0 |  |  |  | 17-12-2010 | Working
576 | PONNERI | B.P.apparatus stand model | 00007/BPAS/2 | C | Stand |  |  | 2008-07-12 |  | Jupiter Manufacturing Works | L W | TNHSP |  |  |  | 0 |  |  |  | 17-12-2010 | Working
577 | PONNERI | B.P.apparatus stand model | 00007/BPAS/3 | C | Stand |  |  | 2008-07-12 |  | Jupiter Manufacturing Works | Store | TNHSP |  |  |  | 0 |  |  |  | 17-12-2010 | Working
578 | PONNERI | B.P.apparatus stand model | 00007/BPAS/4 | C | Stand |  |  | 2008-07-12 |  | Jupiter Manufacturing Works | Store | TNHSP |  |  |  | 0 |  |  |  | 17-12-2010 | Working
579 | PONNERI | B.P.apparatus stand model | 00007/BPAS/5 | C | Stand |  |  | 2008-07-12 |  | Jupiter Manufacturing Works | Store | TNHSP |  |  |  | 0 |  |  |  | 17-12-2010 | Working
580 | PONNERI | B.P.apparatus table model | 00007/BPAT/1 | C | Box |  |  | 2007-08-23 |  | Alan Medical and Laboratories Products | Sida OP | LP |  |  |  | 0 |  |  |  | 17-12-2010 | Condemned
581 | PONNERI | B.P.apparatus table model | 00007/BPAT/2 | C | Box |  |  | 2007-08-23 |  | Alan Medical and Laboratories Products | L W | LP |  |  |  | 0 |  |  |  | 17-12-2010 | Condemned
582 | PONNERI | B.P.apparatus table model | 00007/BPAT/3 | C | Box |  |  | 2007-03-27 |  | Associated Surgicals | Dental OP | LP |  |  |  | 0 |  |  |  | 17-12-2010 | Condemned
583 | PONNERI | B.P.apparatus table model | 00007/BPAT/4 | C | Box |  |  | 2007-03-27 |  | Associated Surgicals | OT | LP |  |  |  | 0 |  |  |  | 17-12-2010 | Condemned
584 | PONNERI | B.P.apparatus table model | 00007/BPAT/5 | C | Box |  |  | 2007-03-27 |  | Associated Surgicals | OP | LP |  |  |  | 0 |  |  |  | 17-12-2010 | Condemned
585 | PONNERI | B.P.apparatus table model | 00007/BPAT/6 | C | Box |  |  | 2007-03-27 |  | Associated Surgicals | F W | LP |  |  |  | 0 |  |  |  | 17-12-2010 | Condemned
586 | PONNERI | B.P.apparatus table model | 00007/BPAT/7 | C | Box |  |  | 2008-06-24 |  | M C Dalal | OT | LP |  |  |  | 0 |  |  |  | 17-12-2010 | Working
587 | PONNERI | B.P.apparatus table model | 00007/BPAT/8 | C | Box |  |  | 2008-06-24 |  | M C Dalal | OP | LP |  |  |  | 0 |  |  |  | 17-12-2010 | Working
588 | PONNERI | B.P.apparatus table model | 00007/BPAT/9 | C | Box |  |  | 2008-06-24 |  | M C Dalal | F W | LP |  |  |  | 0 |  |  |  | 17-12-2010 | Working
589 | PONNERI | B.P.apparatus table model | 00007/BPAT/10 | C | Box |  |  | 2008-06-24 |  | M C Dalal | L W | LP |  |  |  | 0 |  |  |  | 17-12-2010 | Working
590 | PONNERI | B.P.apparatus table model | 00007/BPAT/11 | C | Box |  |  | 2008-06-24 |  | M C Dalal | Store | LP |  |  |  | 0 |  |  |  | 17-12-2010 | Working
591 | PONNERI | B.P.apparatus table model | 00007/BPAT/12 | C | Box |  |  | 2008-06-24 |  | M C Dalal | Store | LP |  |  |  | 0 |  |  |  | 17-12-2010 | Working
592 | PONNERI | B.P.apparatus table model | 00007/BPAT/13 | C | Box |  |  | 2008-06-24 |  | M C Dalal | Store | LP |  |  |  | 0 |  |  |  | 17-12-2010 | Working
593 | PONNERI | B.P.apparatus table model | 00007/BPAT/14 | C | Box |  |  | 2008-06-24 |  | M C Dalal | Store | LP |  |  |  | 0 |  |  |  | 17-12-2010 | Working
594 | PONNERI | ECG machine ordinary | 00007/ECGO/1 | B |  |  |  | 2009-10-01 |  | Solokraft Industries | Store | SandP |  |  |  | 0 |  |  |  | 17-12-2010 | Condemned
595 | PONNERI | ECG machine ordinary | 00007/ECGO/2 | B | [5 empty] | _ |  | DDHS |  |  |  | 0 |  |  |  | 17-12-2010 | Condemned
596 | PONNERI | Pulse Oximeter | 00007/SPO2/1 | B |  |  |  | 2004-06-02 |  | GH - Pallipet | OT | DMS |  |  |  | 0 |  |  |  | 17-12-2010 | Working
597 | PONNERI | Pulse Oximeter | 00007/SPO2/3 | B |  |  |  | 1998-12-14 |  | Trans Health Care India | OT | Transfer |  |  |  | 0 |  |  |  | 17-12-2010 | Condemned
598 | PONNERI | Syringe Pump | 00007/SYRP/1 | B | Samtronic India in. co. Ltd. - ST 6700 | 37838D128 |  | 2010-11-15 |  | Trans Health Care India Pvt. Ltd. |  | RCH |  |  |  | 0 |  |  |  | 17-12-2010 | Working
599 | PONNERI | Syringe Pump | 00007/SYRP/2 | B | Samtronic India in. co. Ltd. - ST 6700 | 37822D128 |  | 2010-11-15 |  | Trans Health Care India Pvt. Ltd. |  | RCH |  |  |  | 0 |  |  |  | 17-12-2010 | Working
600 | PONNERI | Dental Chair | 00007/DECH/1 | B2 | With Unit |  |  | 2008-05-08 |  | Confident Dental Equipments | Dental OP | TNMSC |  |  |  | 0 |  |  |  | 17-12-2010 | Working
601 | PONNERI | Laryngoscope(Adult) | 00007/LAGA/1 | C | Adult |  |  | 2009-03-24 |  | Jupiter Manufacturing Works | OT | SandP |  |  |  | 0 |  |  |  | 17-12-2010 | Working
602 | PONNERI | Laproscope Double Puncture | 00007/LDP/1 | C | Dubble |  |  | 2008-06-13 |  | Vishal Hospital and Furniture | OT | DD F W |  |  |  | 0 |  |  |  | 17-12-2010 | Working
603 | PONNERI | Operating Microscope(Eye) | 00007/OMS/1 | B |  |  |  | 2001-08-21 |  | GH - Thiruttani | OT | Transfer |  |  |  | 0 |  |  |  | 17-12-2010 | Working
604 | PONNERI | Operating Microscope(Eye) | 00007/OMS/2 | B |  |  |  | 2001-04-10 |  | Sri Sankara Health Center | OT | Dotion |  |  |  | 0 |  |  |  | 17-12-2010 | Working
605 | PONNERI | Opthalmoscope Indirect | 00007/OPMSI/1 | C |  |  |  | 2009-01-23 |  | Suriya Surgicals | Store | SandP |  |  |  | 0 |  |  |  | 17-12-2010 | Working
606 | PONNERI | Slit Lamp | 00007/SLIT/2 | C |  |  |  | 2009-02-28 |  | GH ??? Madavaram | OT | Transfer |  |  |  | 0 |  |  |  | 17-12-2010 | Working
607 | PONNERI | Ultra Sonogram -MOBILE | 00007/IUSM/1 | B | FF Sonic |  |  | 1996-03-30 |  | Kody Elcot | L W |  |  |  |  | 0 |  |  |  | 17-12-2010 | Condemned
608 | PONNERI | Ultra Sonogram -MOBILE | 00007/IUSM/2 | B |  |  |  | 2009-07-01 |  | GH ??? Policat | Scan Room | Transfer |  |  |  | 0 |  |  |  | 17-12-2010 | Working
609 | PONNERI | X-ray Machine 50 mA(Mobile) | 00007/XRY50/1 | B | 50 mA |  |  | 1905-05-23 |  | _ | X - Ray Dept |  |  |  |  | 0 |  |  |  | 17-12-2010 | Working
610 | PONNERI | Binocular Mircroscope | 00007/BIMS/1 | B2 | Bino |  |  | 1996-08-13 |  | _ | Lab | DDHS |  |  |  | 0 |  |  |  | 17-12-2010 | Condemned
611 | PONNERI | Binocular Mircroscope | 00007/BIMS/2 | B2 | Bino |  |  | 1998-06-23 |  | Associated Surgicals | Lab | DMS |  |  |  | 0 |  |  |  | 17-12-2010 | Condemned
612 | PONNERI | Binocular Mircroscope | 00007/BIMS/3 | B2 | Bino |  |  | 2001-01-22 |  | Dots TB Center | Lab | Transfer |  |  |  | 0 |  |  |  | 17-12-2010 | Condemned
613 | PONNERI | Binocular Mircroscope | 00007/BIMS/4 | B2 | Bino |  |  | 2009-06-20 |  | Solocraft Industries | Store | TNHSP |  |  |  | 0 |  |  |  | 17-12-2010 | Working
614 | PONNERI | Binocular Mircroscope | 00007/BIMS/5 | B2 | Bino |  |  | 2009-06-20 |  | Solocraft Industries | Store | TNHSP |  |  |  | 0 |  |  |  | 17-12-2010 | Working
615 | PONNERI | Binocular Mircroscope | 00007/BIMS/6 | B2 | Compond |  |  | 2002-12-14 |  | Associated Surgicals | BSC | DMS |  |  |  | 0 |  |  |  | 17-12-2010 | Condemned
616 | PONNERI | Blood Bank Refrigerator | 00007/BLDR/1 | B | Remi BR - 40 |  |  | 1999-01-12 |  | Remi Instruments | GH - Thiruvallur | DMS |  |  |  | 0 |  |  |  | 17-12-2010 | Working
617 | PONNERI | Blood Bank Refrigerator | 00007/BLDR/2 | B |  |  |  | 2009-05-22 |  | GH ??? Arakom | B B | Transfer |  |  |  | 0 |  |  |  | 17-12-2010 | Working
618 | PONNERI | Electri centrifuger | 00007/CENT/1 | C | 8 Bucket |  |  | 2009-06-20 |  | Solocraft Industries | Store | TNHSP |  |  |  | 0 |  |  |  | 17-12-2010 | Working
619 | PONNERI | Electri centrifuger | 00007/CENT/2 | C |  |  |  | 2009-09-29 |  | Associated Surgicals | BB | DMS |  |  |  | 0 |  |  |  | 17-12-2010 | Working
620 | PONNERI | Distilled water stills | 00007/DWSL/1 | C |  |  |  | 1998-05-23 |  | Gu Enterprices | Store | DMS |  |  |  | 0 |  |  |  | 17-12-2010 | Working
621 | PONNERI | Glucometer | 00007/GLMT/1 | C |  |  |  | 2003-08-16 |  | Associated Surgicals | Store |  |  |  |  | 0 |  |  |  | 17-12-2010 | Condemned
622 | PONNERI | Glucometer | 00007/GLMT/2 | C |  |  |  | 2003-08-16 |  | Associated Surgicals | Store |  |  |  |  | 0 |  |  |  | 17-12-2010 | Condemned
623 | PONNERI | Hot Air oven | 00007/HAOV/1 | C |  |  |  | 2009-06-20 |  | Solocraft Industries | Store | TNHSP |  |  |  | 0 |  |  |  | 17-12-2010 | Working
624 | PONNERI | Ice Lined Refrigerator | 00007/ILREF/1 | C | MK - 142 |  |  |  |  | _ |  | DMS |  |  |  | 0 |  |  |  | 17-12-2010 | Working
625 | PONNERI | Lab Incubator | 00007/INCU/1 | C |  |  |  | 1998-11-23 |  | MC Dalal Agencies | Store | DMS |  |  |  | 0 |  |  |  | 17-12-2010 | Working
626 | PONNERI | Lab Incubator | 00007/INCU/2 | C |  |  |  | 1999-08-03 |  | MC Dalal Agencies | Store | DMS |  |  |  | 0 |  |  |  | 17-12-2010 | Working
627 | PONNERI | Lab Incubator | 00007/INCU/3 | C |  |  |  | 2009-06-20 |  | Solocraft Industries | Store | TNHSP |  |  |  | 0 |  |  |  | 17-12-2010 | Working
628 | PONNERI | Refrigerator | 00007/REFR/1 | C | 175 Lts |  |  | 2005-06-11 |  | Vasanth and Co | ICTC |  |  |  |  | 0 |  |  |  | 17-12-2010 | Working
629 | PONNERI | Refrigerator | 00007/REFR/4 | C |  |  |  | 2009-03-25 |  | From Lab | Store | Transfer |  |  |  | 0 |  |  |  | 17-12-2010 | Working
630 | PONNERI | Semi auto analyser | 00007/SEAA/1 | B2 |  |  |  | 1999-04-01 |  | Ranboxy Lab | GH - Uthukottai | DMS |  |  |  | 0 |  |  |  | 17-12-2010 | Condemned
631 | PONNERI | Semi auto analyser | 00007/SEAA/2 | B2 |  |  |  | 2009-04-24 |  | Robonic India Pvt. Ltd | LAB | TNHSP |  |  |  | 0 |  |  |  | 17-12-2010 | Transferred to GH - Madavaram
632 | PONNERI | Semi auto analyser | 00007/SEAA/4 | B2 | RX - 50 | TN10J010 |  | 2010-10-14 |  | Microlab Instruments | [5 empty] | 0 |  |  |  | 17-12-2010 | Working
633 | PONNERI | Urine Analyser | 00007/URNA/1 | C |  |  |  | 2009-02-03 |  | Solokraft Industries | Store | SandP |  |  |  | 0 |  |  |  | 17-12-2010 | Working
634 | PONNERI | Urine Analyser | 00007/URNA/2 | C |  |  |  | 2009-02-03 |  | Solokraft Industries | LAB | SandP |  |  |  | 0 |  |  |  | 17-12-2010 | Working
635 | PONNERI | Rotor / Shaker | 00007/VDRL/1 | C |  |  |  | 2001-03-20 |  | Remi Motors Pvt. Ltd. | Store | DMS |  |  |  | 0 |  |  |  | 17-12-2010 | Working
636 | PONNERI | Water bath | 00007/WBAT/1 | C |  |  |  | 1997-04-11 |  |  | Store | DDHS |  |  |  | 0 |  |  |  | 17-12-2010 | Working
637 | PONNERI | Water bath | 00007/WBAT/2 | C |  |  |  | 1999-08-09 |  | Dalal Agencies | Store | DMS |  |  |  | 0 |  |  |  | 17-12-2010 | Working
638 | PONNERI | Autoclave vertical single bin | 00007/ACV1/1 | C | 1 Bin Vertical |  |  | 2008-05-03 |  | Jupiter Manufacturing Works | L W | TNHSP |  |  |  | 0 |  |  |  | 17-12-2010 | Working
639 | PONNERI | Autoclave vertical single bin | 00007/ACV1/2 | C | 1 Bin Vertical |  |  | 2008-05-03 |  | Jupiter Manufacturing Works | OP | TNHSP |  |  |  | 0 |  |  |  | 17-12-2010 | Working
640 | PONNERI | Autoclave vertical single bin | 00007/ACV1/3 | C | 11x9 |  |  | 2009-02-03 |  | Solokraft Industries | Store | SandP |  |  |  | 0 |  |  |  | 17-12-2010 | Working
641 | PONNERI | Autoclave vertical single bin | 00007/ACV1/4 | C | 12 x 20 |  |  | 2000-07-28 |  | Alan Medical and Laboratories Products | OT | DMS |  |  |  | 0 |  |  |  | 17-12-2010 | To be Condemned
642 | PONNERI | Auto Clave HP Vertical (2 bin) | 00007/ACV2/1 | C | 16x24 |  |  | 2009-02-17 |  | Vishal Hospital and Furniture | Store | SandP |  |  |  | 0 |  |  |  | 17-12-2010 | Working
643 | PONNERI | Auto Clave HP Vertical (2 bin) | 00007/ACV2/2 | C | 2 Bin Vertical |  |  | 2008-02-03 |  | Jupiter Manufacturing Works | OT | TNHSP |  |  |  | 0 |  |  |  | 17-12-2010 | Working
644 | PONNERI | Auto Clave HP Vertical (2 bin) | 00007/ACV2/3 | C | 2 Bin Vertical |  |  | 2008-02-03 |  | Jupiter Manufacturing Works | Store | TNHSP |  |  |  | 0 |  |  |  | 17-12-2010 | Working
645 | PONNERI | Auto Clave HP Vertical (2 bin) | 00007/ACV2/4 | C | 2 Bin Vertical |  |  | 2008-02-03 |  | Jupiter Manufacturing Works | Store | TNHSP |  |  |  | 0 |  |  |  | 17-12-2010 | Working
646 | PONNERI | Auto Clave HP Vertical (2 bin) | 00007/ACV2/5 | C | 2 Bin Vertical |  |  | 2008-02-03 |  | Jupiter Manufacturing Works | Store | TNHSP |  |  |  | 0 |  |  |  | 17-12-2010 | Working
647 | PONNERI | Auto Clave HP Vertical (2 bin) | 00007/ACV2/6 | C | 2 Bin Vertical |  |  | 2008-02-03 |  | Jupiter Manufacturing Works | Store | TNHSP |  |  |  | 0 |  |  |  | 17-12-2010 | Working
648 | PONNERI | Auto Clave HP Vertical (2 bin) | 00007/ACV2/7 | C | 2 Bin Vertical |  |  | 2009-02-03 |  | Solokraft Industries | Store | TNHSP |  |  |  | 0 |  |  |  | 17-12-2010 | Working
649 | PONNERI | Auto Clave HP Vertical (2 bin) | 00007/ACV2/8 | C | 2 Bin Vertical |  |  | 2009-02-03 |  | Solokraft Industries | Store | TNHSP |  |  |  | 0 |  |  |  | 17-12-2010 | Working
650 | PONNERI | Auto Clave HP Vertical (2 bin) | 00007/ACV2/9 | C | 2 Bin Vertical |  |  | 2009-02-03 |  | Solokraft Industries | Store | TNHSP |  |  |  | 0 |  |  |  | 17-12-2010 | Working
651 | PONNERI | Auto Clave HP Vertical (2 bin) | 00007/ACV2/10 | C | 2 Bin Vertical |  |  | 2009-02-03 |  | Solokraft Industries | Store | TNHSP |  |  |  | 0 |  |  |  | 17-12-2010 | Working
652 | PONNERI | Auto Clave HP Vertical (2 bin) | 00007/ACV2/11 | C |  |  |  | 1998-06-23 |  | Associated Surgicals | OP | DMS |  |  |  | 0 |  |  |  | 17-12-2010 | Condemned
653 | PONNERI | Focus lamp Ordinary | 00007/FOLP/1 | C |  |  |  | 1997-05-16 |  | General Surgicals | Cond. Store | DMS |  |  |  | 0 |  |  |  | 17-12-2010 | Condemned
654 | PONNERI | Shadowless Lamp stand model | 00007/MOLT/1 | B |  |  |  | 2009-03-24 |  | Jupiter Manufacturing Works | OT | SandP |  |  |  | 0 |  |  |  | 17-12-2010 | Working
655 | PONNERI | Shadowless Lamp stand model | 00007/MOLT/2 | B |  |  |  | 2009-03-27 |  | Jupiter Manufacturing Works | Store | SandP |  |  |  | 0 |  |  |  | 17-12-2010 | Working
656 | PONNERI | Shadowless Lamp stand model | 00007/MOLT/3 | B | MOBILE 18" STAND MODEL | 00007/MOLT/3 |  | 2008-02-09 |  | Jupiter Manufacturing Works | OT | TNHSP | TNHSP/TNMSC/P2E17/2007/30.10.2007 | 2008-02-09 | 2009-02-08 | 13749 |  |  |  | 17-12-2010 | Working
657 | PONNERI | Shadowless Lamp stand model | 00007/MOLT/9 | B |  |  |  | 2008-07-12 |  | Jupiter Manufacturing Works | Store | TNHSP |  |  |  | 0 |  |  |  | 17-12-2010 | Working
658 | PONNERI | Suction Apparatus - Electrical | 00007/SAEL/8 | C | Cabnet |  |  | 2009-02-17 |  | Vishal Hospital and Furniture | Store | SandP |  |  |  | 0 |  |  |  | 17-12-2010 | Working
659 | PONNERI | Suction Apparatus - Electrical | 00007/SAEL/9 | C | Cabnet |  |  | 2009-02-17 |  | Vishal Hospital and Furniture | Store | SandP |  |  |  | 0 |  |  |  | 17-12-2010 | Working
660 | PONNERI | Suction Apparatus - Electrical | 00007/SAEL/10 | C | Cabnet |  |  | 2009-02-17 |  | Vishal Hospital and Furniture | Store | SandP |  |  |  | 0 |  |  |  | 17-12-2010 | Working
661 | PONNERI | Suction Apparatus - Electrical | 00007/SAEL/11 | C | Cabnet |  |  | 2009-02-17 |  | Vishal Hospital and Furniture | Store | SandP |  |  |  | 0 |  |  |  | 17-12-2010 | Working
662 | PONNERI | Suction Apparatus - Electrical | 00007/SAEL/12 | C | Cabnet |  |  | 2009-02-17 |  | Vishal Hospital and Furniture | Store | SandP |  |  |  | 0 |  |  |  | 17-12-2010 | Working
663 | PONNERI | Suction Apparatus - Electrical | 00007/SAEL/13 | C | Cabnet |  |  | 2009-02-17 |  | Vishal Hospital and Furniture | Store | SandP |  |  |  | 0 |  |  |  | 17-12-2010 | Working
664 | PONNERI | Suction Apparatus - Electrical | 00007/SAEL/14 | C |  |  |  | 2009-03-24 |  | Jupiter Manufacturing Works | Store | SandP |  |  |  | 0 |  |  |  | 17-12-2010 | Working
665 | PONNERI | Suction Apparatus - Electrical | 00007/SAEL/15 | C |  |  |  | 2006-10-08 |  | Vishal Hospital and Furniture | OT | HMF |  |  |  | 0 |  |  |  | 17-12-2010 | Working
666 | PONNERI | Suction Apparatus - Electrical | 00007/SAEL/16 | C |  |  |  | 2009-02-17 |  | Vishal Hospital and Furniture | F W | TNHSP |  |  |  | 0 |  |  |  | 17-12-2010 | Working
667 | PONNERI | Suction Apparatus - Electrical | 00007/SAEL/17 | C |  |  |  | 2009-02-17 |  | Vishal Hospital and Furniture | Store | TNHSP |  |  |  | 0 |  |  |  | 17-12-2010 | Working
668 | PONNERI | Suction Apparatus - Electrical | 00007/SAEL/18 | C |  |  |  | 2009-02-17 |  | Vishal Hospital and Furniture | Store | TNHSP |  |  |  | 0 |  |  |  | 17-12-2010 | Working
669 | PONNERI | Suction Apparatus - Electrical | 00007/SAEL/19 | C |  |  |  | 2009-02-17 |  | Vishal Hospital and Furniture | Store | TNHSP |  |  |  | 0 |  |  |  | 17-12-2010 | Working
670 | PONNERI | Suction Apparatus - Electrical | 00007/SAEL/20 | C |  |  |  | 2009-02-17 |  | Vishal Hospital and Furniture | Store | TNHSP |  |  |  | 0 |  |  |  | 17-12-2010 | Working
671 | PONNERI | Suction Apparatus - Electrical | 00007/SAEL/21 | C |  |  |  | 2009-02-17 |  | Vishal Hospital and Furniture | Store | TNHSP |  |  |  | 0 |  |  |  | 17-12-2010 | Working
672 | PONNERI | Suction Apparatus - Electrical | 00007/SAEL/22 | C |  |  |  | 2009-02-17 |  | Vishal Hospital and Furniture | Store | TNHSP |  |  |  | 0 |  |  |  | 17-12-2010 | Working
673 | PONNERI | Suction Apparatus - Electrical | 00007/SAEL/23 | C |  |  |  | 2009-02-17 |  | Vishal Hospital and Furniture | Store | TNHSP |  |  |  | 0 |  |  |  | 17-12-2010 | Working
674 | PONNERI | Suction Apparatus - Electrical(Hivacuam) | 00007/SAHV/1 | B | Surgical Aspirator Vacuum Set |  |  | 2009-05-18 |  | General Surgicals | Store | SandP |  |  |  | 0 |  |  |  | 17-12-2010 | Working
675 | PONNERI | Sterilizer Medium (Instrument) | 00007/STMD/1 | C | 16x9 |  |  | 2008-04-17 |  | Suriya Surgicals | OT | TNHSP |  |  |  | 0 |  |  |  | 17-12-2010 | Working
676 | PONNERI | Steriliser Small (Instruments) | 00007/STSL/1 | C | 12x9 |  |  | 2008-04-17 |  | Suriya Surgicals | Store | TNHSP |  |  |  | 0 |  |  |  | 17-12-2010 | Working
677 | PONNERI | Steriliser Small (Instruments) | 00007/STSL/2 | C | 12x9 |  |  | 2008-04-17 |  | Suriya Surgicals | Store | TNHSP |  |  |  | 0 |  |  |  | 17-12-2010 | Working
678 | PONNERI | Steriliser Small (Instruments) | 00007/STSL/3 | C | 12x9 |  |  | 2008-04-17 |  | Suriya Surgicals | Store | TNHSP |  |  |  | 0 |  |  |  | 17-12-2010 | Working
679 | PONNERI | Steriliser Small (Instruments) | 00007/STSL/4 | C | 12x9 |  |  | 2008-04-17 |  | Suriya Surgicals | Store | TNHSP |  |  |  | 0 |  |  |  | 17-12-2010 | Working
680 | PONNERI | Steriliser Small (Instruments) | 00007/STSL/5 | C |  |  |  | 2008-10-14 |  | Jupiter Manufacturing Works | Dental OP | TNHSP |  |  |  | 0 |  |  |  | 17-12-2010 | Working
681 | PONNERI | Steriliser Small (Instruments) | 00007/STSL/6 | C |  |  |  | 2008-10-14 |  | Jupiter Manufacturing Works | OT | TNHSP |  |  |  | 0 |  |  |  | 17-12-2010 | Working
682 | PONNERI | Steriliser Small (Instruments) | 00007/STSL/7 | C |  |  |  | 2008-10-14 |  | Jupiter Manufacturing Works | Store | TNHSP |  |  |  | 0 |  |  |  | 17-12-2010 | Working
683 | PONNERI | Steriliser Small (Instruments) | 00007/STSL/8 | C |  |  |  | 2008-10-14 |  | Jupiter Manufacturing Works | Store | TNHSP |  |  |  | 0 |  |  |  | 17-12-2010 | Working
684 | PONNERI | Operation Table Hydraulic Major | 00007/TAMA/1 | B2 |  |  |  | 1997-05-15 |  | General Surgicals | OT | TNMSC |  |  |  | 0 |  |  |  | 17-12-2010 | Working
685 | PONNERI | Operating table Orthopedic | 00007/TAOR/1 | B | with Ortho Attachement |  |  | 2009-03-20 |  | Vibash | OT | SandP |  |  |  | 0 |  |  |  | 17-12-2010 | Working
686 | PONNERI | Alpha Bed with motor | 00007/ABM/1 | C |  |  |  | 2001-08-09 |  | Associated Surgicals | M W | DMS |  |  |  | 0 |  |  |  | 17-12-2010 | To be Condemned
687 | PONNERI | Alpha Bed with motor | 00007/ABM/2 | C |  |  |  | 2003-08-16 |  | Associated Surgicals | Store | DMS |  |  |  | 0 |  |  |  | 17-12-2010 | To be Condemned
688 | PONNERI | Alpha Bed with motor | 00007/ABM/3 | C |  |  |  | 2003-08-16 |  | Associated Surgicals | Store | DMS |  |  |  | 0 |  |  |  | 17-12-2010 | To be Condemned
689 | PONNERI | Generator | 00007/GEN/2 | C | [5 empty] | Honda | [5 empty] | 0 |  |  |  | 17-12-2010 | Working
690 | PONNERI | Generator | 00007/GEN/3 | C | [5 empty] | Yamaha | [5 empty] | 0 |  |  |  | 17-12-2010 | Working
691 | PONNERI | Nebuliser Adult | 00007/NEBA/1 | C |  |  |  | 1995-05-25 |  | Associated Surgicals | OT | DMS |  |  |  | 0 |  |  |  | 17-12-2010 | Condemned
692 | PONNERI | Needle destroyer / Syringe Destroyer | 00007/NEED/1 | C |  |  |  | 2008-02-07 |  | Glo Life Care Equipments | OP | TNHSP |  |  |  | 0 |  |  |  | 17-12-2010 | Working
693 | PONNERI | Needle destroyer / Syringe Destroyer | 00007/NEED/2 | C |  |  |  | 2008-02-07 |  | Glo Life Care Equipments | M W | TNHSP |  |  |  | 0 |  |  |  | 17-12-2010 | Working
694 | PONNERI | Needle destroyer / Syringe Destroyer | 00007/NEED/3 | C |  |  |  | 2008-02-07 |  | Glo Life Care Equipments | Dental OP | TNHSP |  |  |  | 0 |  |  |  | 17-12-2010 | Working
695 | PONNERI | Needle destroyer / Syringe Destroyer | 00007/NEED/4 | C |  |  |  | 2008-02-07 |  | Glo Life Care Equipments | OT | TNHSP |  |  |  | 0 |  |  |  | 17-12-2010 | Working
696 | PONNERI | Needle destroyer / Syringe Destroyer | 00007/NEED/5 | C |  |  |  | 2008-02-07 |  | Glo Life Care Equipments | LAB | TNHSP |  |  |  | 0 |  |  |  | 17-12-2010 | Condemned
697 | PONNERI | Needle destroyer / Syringe Destroyer | 00007/NEED/6 | C |  |  |  | 2008-02-07 |  | Glo Life Care Equipments | Store | TNHSP |  |  |  | 0 |  |  |  | 17-12-2010 | Condemned
698 | PONNERI | Needle destroyer / Syringe Destroyer | 00007/NEED/7 | C |  |  |  | 2005-06-04 |  | Linco Scientific Instruments | ICTC |  |  |  |  | 0 |  |  |  | 17-12-2010 | Condemned
699 | PONNERI | Weighing Machine Electronic | 00007/WME/1 | C | Electronic |  |  | 2009-01-21 |  | Suriya Surgicals | L W | SandP |  |  |  | 0 |  |  |  | 17-12-2010 | Working
700 | PONNERI | Weighing Machine Electronic | 00007/WME/2 | C | Electronic |  |  | 2009-01-21 |  | Suriya Surgicals | Store | SandP |  |  |  | 0 |  |  |  | 17-12-2010 | Working
701 | PONNERI | Formaline dispenser | 00007/FORD/1 | C |  |  |  | 2003-11-12 |  | South India Surgicals | OT | DMS |  |  |  | 0 |  |  |  | 17-12-2010 | Working
702 | PONNERI | Boyles apparatus with out Circle Abosrber | 00007/BAOCA/1 | B |  |  |  | 1997-03-27 |  | BOC India Ltd. | OT |  |  |  |  | 0 |  |  |  | 17-12-2010 | Working
703 | PONNERI | Boyles apparatus with out Circle Abosrber | 00007/BAOCA/2 | B |  |  |  | 2008-11-14 |  | Solokraft Industries | OT | TNHSP |  |  |  | 0 |  |  |  | 17-12-2010 | Working
704 | PONNERI | Nebuliser Adult | 00007/NEBA/3 | C | NEW LIFE |  |  | 2012-02-27 | Vishal Hospital mfg.P.Ltd | Vishal Hospital mfg.P.Ltd | ST-1~M/W-1 | TNHSP | p/TNMSC/ENGG/AG73e/2010~22/09/2011 | 2012-02-27 | 2013-02-26 | 1300 |  |  |  | 24-4-2012 | Working
705 | PONNERI | Nebuliser Adult | 00007/NEBA/4 | C | NEW LIFE |  |  | 2012-02-27 | Vishal Hospital Mfg.P.Ltd | Vishal Hospital Mfg.P.Ltd | Store-1 | TNHSP | TNHSP/TNMSC/ENGGAG73e/2010~22/09/2011 | 2012-02-27 | 2013-02-26 | 1300 |  |  |  | 24-4-2012 | Working
706 | PONNERI | Focus lamp Ordinary | 00007/FOLP/3 | C |  |  |  | 2011-01-08 |  | General Surgical Co. (I) Pvt. Ltd. | L W | RCH | RCH-II/TNMSC/ENGG/4538/2010-2 dt 06/10/10 | 2011-01-10 | 2012-01-07 | 4750 |  |  |  | 16-9-2011 | Working
707 | PONNERI | Focus lamp Ordinary | 00007/FOLP/4 | C |  |  |  | 2011-01-08 |  | General Surgical Co(I) P Ltd | Eye OT | RCH | RCH-II/TNMSC/ENGG/4538/2010-2 DT-6/10/2010 | 2011-01-10 | 2012-01-07 | 4750 |  |  |  | 16-9-2011 | Working
708 | PONNERI | Focus lamp Ordinary | 00007/FOLP/5 | C |  |  |  | 2011-01-08 |  | General Surgical co (I) P Ltd | Store | RCH | RCH-II/TNMSC/ENGG/4538/2010-2 DT 6/10/2010 | 2011-01-10 | 31/7/2012 | 4750 |  |  |  | 16-9-2011 | Working
709 | PONNERI | Laryngoscope fibreoptic ENT | 00007/LYFO/1 | B2 |  |  |  | 2010-12-20 |  | South India Surgical Co Ltd | Store | RCH | RCH-II/TNMSC/ENGG/4538/2010-7 DT 6/10/2010 |  | 2011-12-19 | 2400 |  |  |  | 16-9-2011 | Working
710 | PONNERI | Laryngoscope fibreoptic ENT | 00007/LYFO/2 | B2 |  |  |  | 2010-12-20 |  | South India Surgical Co LTD | Store | RCH | RCH-II/TNMSC/ENGG/4538/2010-7 DT 6/10/2010 |  | 2011-12-19 | 2400 |  |  |  | 16-9-2011 | Working
711 | PONNERI | Weighing Machine Electronic | 00007/WME/1 | C |  |  |  | 2011-01-13 |  | Jupiter Mfg wORKS | Store | RCH | RCH-II/TNMSC/ENGG/4538/2010-3 dt 6/10/2010 |  | 2012-01-12 | 2300 |  |  |  | 16-9-2011 | Working
712 | PONNERI | Haemoglobinometer | 00007/HBMT/1 | C |  |  |  | 2011-09-07 | B.D.Instrumentation (India) | Solokrafts Industries | Lab | RCH | RCH-II/TNMSC/ENGG/4538/2010-6 dt 6/10/2010 | 2011-09-07 | 2013-09-06 | 4300 |  |  |  | 16-9-2011 | Working
713 | PONNERI | Haemoglobinometer | 00007/HBMT/2 | C |  |  |  | 2011-09-07 | B.D. Instrumentation (India) | Solokrafts Industries | Lab | RCH | RCH-II//ENGG/4538/2010-6 dt 6/10/2010 | 2011-09-07 | 2013-09-06 | 4300 |  |  |  | 16-9-2011 | Working
714 | PONNERI | Haemoglobinometer | 00007/HBMT/3 | C |  |  |  | 2011-09-07 | B.D. Instrumentation India | Solokrafts Industries | Store | RCH | RCH-II/TNMSC/ENGG/4538/2010-6 dt 6/10/2010 | 2011-09-07 | 2013-09-06 | 4300 |  |  |  | 16-9-2011 | Working
715 | PONNERI | Haemoglobinometer | 00007/HBMT/4 | C |  |  |  | 2011-09-07 | B.D.Instrumentation (India) | Solokrafts Industries | Store | RCH | RCH-II/TNMSC/ENGG/4538/2010-6 dt 6/10/2010 | 2011-09-07 | 2013-09-06 | 4300 |  |  |  | 16-9-2011 | Working
716 | PONNERI | Weighing Machine Electronic | 00007/WME/2 | C |  |  |  | 2011-01-13 |  | Jupiter Mfg works | Store | RCH | RCH-II/TNMSC/ENGG/4538/2010-3 DT 6/10/2010 | 2011-01-13 | 2012-01-12 | 2300 |  |  |  | 17-9-2011 | Working
717 | PONNERI | Electric Calorimeter | 00007/CALO/1 | C | Model No 1000 |  |  | 2011-03-18 | Advance Scientific andamp; Surgical Co | Jupiter Mfg Works | Lab | RCH | RCH-II/TNMSC/ENGG/4538/2010-5 DT 6/10/2010 | 2011-03-18 | 2012-03-17 | 5300 |  |  |  | 17-9-2011 | Working
718 | PONNERI | Magnavision Lamp | 00007/MAGL/1 | C |  |  |  | 2011-03-18 |  | Jupiter Mfg Works | Store | DRHM | 04R/NRHM/TNMSC/ENGG/2011 DT 12/2/2011 | 2011-03-18 | 2012-03-17 | 4400 |  |  |  | 17-9-2011 | Working
719 | PONNERI | Nebuliser Adult | 00007/NEBA/1 | C |  |  |  | 2011-05-24 |  | British Pharma | Female Ward |  |  |  |  | 1800 |  |  |  | 17-9-2011 | Working
720 | PONNERI | Nebuliser Adult | 00007/NEBA/2 | C |  |  |  | 2011-05-25 |  | British Pharma | Labour Ward |  |  |  |  | 1800 |  |  |  | 17-9-2011 | Working
721 | PONNERI | Defibrillator with Monitor | 00007/DEFI/2 | B2 |  | 39777379 |  | 2011-09-20 |  | MIITI Electronics P Ltd~Pondicherry | Store | TNHSP | TNHSP/TNMSC/ENGG/AG736/2010~ Dt 26/04/2011 | 2011-09-20 | 2012-09-19 | 200000 |  |  |  | 2011-03-10 | Working
722 | PONNERI | Cardiac Monitor | 00007/EBSM/2 | C |  | 1109004 |  | 2011-09-20 |  | MITI Electronics P Ltd Pondicherry | Store | TNHSP | TNHSP/TNMSC/ENGG/AG736/2010 Dt 26/04/2011 | 2011-09-20 | 2012-09-19 | 30000 |  |  |  | 2011-03-10 | Working
723 | PONNERI | Cardiac Monitor | 00007/EBSM/3 | C |  | 1109005 |  | 2011-09-20 |  | MIITI Electronics Pltd Pondicherry | Store | TNHSP | TNHSP/TNMSC/ENGG/AG736/2010~ Dt 26/04/2011 | 2011-09-20 | 2012-09-19 | 30000 |  |  |  | 2011-03-10 | Working
724 | PONNERI | ECG machine computerized | 00007/ECGC/2 | B | CARDIPA 400 | C400111223 |  | 2011-09-20 |  | Miti Electronics P Ltd Pondicherry | Casuality | TNHSP | TNHSP/TNMSC/ENGG/AG736/2010 Dt 26/04/2011 | 2011-09-20 | 2012-09-19 | 40000 |  |  |  | 2011-03-10 | Working
725 | PONNERI | Pulse Oximeter with NIB.P | 00007/POBP/1 | B2 | MD200A |  |  | 2011-05-09 | Beijing Choice Electronic | Trans Healthcare India P Ltd~ Chennai | Store | TNHSP | TNHSP/TNMSC/ENGG/AG73d/2010 Dt 1/3/2011 | 2011-05-09 | 2012-05-08 | 13950 |  |  |  | 2011-03-10 | Working
726 | PONNERI | Pulse Oximeter with NIB.P | 00007/POBP/2 | B2 |  |  |  | 2011-05-09 |  | Trans Healthcare India P Ltd Chennai | Store | TNHSP | TNHSP/TNMSC/ENGG/AG73d/2010~Dt 1/3/2011 | 2011-05-09 | 2012-05-08 | 13950 |  |  |  | 2011-03-10 | Working
727 | PONNERI | Pulse Oximeter | 00007/SPO2/4 | B2 | MD200A |  |  | 2011-05-09 | Beijing Choice Electronic | Trans Healthcare P Ltd Chennai | LW | TNHSP | TNHSP/TNMSC/ENGG/AG73d/2010 Dt 1/3/2011 | 2011-05-09 | 2012-05-08 | 13950 |  |  |  | 2011-03-10 | Working
728 | PONNERI | Pulse Oximeter | 00007/SPO2/5 | B2 | MD200A |  |  | 2011-05-09 | Beijing Choice Electronic | Trans Healthcare India PLtd | OT | TNHSP | TNHSP/TNMSC/ENGG/AG73d/2010 Dt1/3/2011 | 2011-05-09 | 2012-05-08 | 13950 |  |  |  | 2011-03-10 | Working
729 | PONNERI | Weighing Machine-Suspension | 00007/WEIM/1 | C | Prestige Model- AIWA |  |  | 2012-02-09 | HARDIK MEDI TECH~delhi 110009 | Alan Medical andamp;Laboratory Products | store | TNHSP | TNHSP/TNMSC/ENGG/AG24/2011~9.12.2011 | 2012-02-09 | 2014-02-08 | 598 |  |  | Alan Medical andamp; Laboratory Products | 2012-12-02 | Working
730 | PONNERI | Infusion Pump/Infusion Syringe Pump/Insulin Syringe Pump | 00007/INPM/5 | C |  | MP1ALH276 |  | 2011-11-03 | Schiller Healthcare India P Ltd | Schiller Health Care India P Ltd | Poison Treatment Center | TNHSP | TNHSP/TNMSC/AG16/2010 Dt 1/7/2011 | 2012-02-17 | 2015-02-16 | 25900 |  |  | Schiller Health Care India P Ltd | 30-11-2011 | Working
731 | PONNERI | Infusion Pump/Infusion Syringe Pump/Insulin Syringe Pump | 00007/INPM/6 | C | ST6000 |  |  | 2011-08-17 |  | Transhealthcare Pltd | Store | TNHSP | TNHSP/TNMSC/AG15/2011~ 1.7.2011 | 2011-08-17 | 2012-08-16 | 25200 |  |  |  | 30-11-2011 | Working
732 | PONNERI | Ventilators (Adult) | 00007/VENA/1 | B2 | LTV1000 | A48793 |  | 2011-06-14 | Carefusion Inc USA | Transhealthcare India p.ltd | OT | TNHSP | TNHSP/TNMSC/ENGG/AG73a/2010~25.4.11 | 2011-06-14 | 2012-06-13 | 420300 |  |  |  | 30-11-2011 | Not Working
733 | PONNERI | Ultra Sonogram -MOBILE | 00007/IUSM/3 | B | SONATA | 3S6350 |  | 2011-03-19 | Landamp;T | GH.Pallipattu Landamp;T | LW | OTHERS |  | 2011-03-19 |  | 0 |  |  |  | 30-11-2011 | Not Working
734 | PONNERI | Laryngoscope(Adult) | 00007/LAGA/1 | C |  |  |  | 2011-01-13 |  | Jupiter Mfg Works | Store | RCH | RCH-II/TNMSC/ENGG/4538/2010-3~6.10.2010 |  |  | 801 |  |  |  | 30-11-2011 | Working
735 | PONNERI | Laryngoscope(Adult) | 00007/LAGA/2 | C |  |  |  | 2011-01-13 |  | Jupiter Mfg.Works~Coimbatore | Store | RCH | RCH-II/TNMSC/ENGG/4538/2010-3~6.10.2010 | 2011-01-13 |  | 801 |  |  |  | 30-11-2011 | Working
736 | PONNERI | B.P.apparatus stand model | 00007/BPAS/6 | C |  |  |  | 2011-04-11 |  | Jayem Enterprises~Ambattur | Store | RCH | RCH-II/TNMSC/ENGG/4538/2011~10.2.2011 | 2011-04-11 | 2012-04-10 | 6240 |  |  |  | 30-11-2011 | Working
737 | PONNERI | B.P.apparatus stand model | 00007/BPAS/7 | C |  |  |  | 2011-04-11 |  | Jayam Enterprises~ Ambattur | Store | RCH | RCH-II/TNMSC/ENGG/4538/2011~10.2.2011 | 2011-04-11 | 2012-04-10 | 6240 |  |  |  | 30-11-2011 | Working
738 | PONNERI | B.P.apparatus stand model | 00007/BPAS/8 | C |  |  |  | 2011-04-11 |  | Jayem Enterprises~Ambattur | Store | RCH | RCH-II/TNMSC/ENGG/4538/2011~10.2.2011 | 2011-04-11 | 2012-04-10 | 6240 |  |  |  | 30-11-2011 | Working
739 | PONNERI | B.P.apparatus stand model | 00007/BPAS/9 | C |  |  |  | 2011-04-11 |  | Jayem Enterprises~Ambattur | Store | RCH | RCH-II/TNMSC/ENGG/4538/2011~10.2.2011 | 2011-04-11 | 2012-04-10 | 6240 |  |  |  | 30-11-2011 | Not Working
740 | PONNERI | Foetal Monitor | 00007/FAMON/1 | B |  |  |  | 2003-08-16 |  | Associated Surgicals | L W |  |  |  |  | 0 |  |  |  | 17-12-2010 | Condemned
741 | PONNERI | Phototherapy Unit | 00007/PHTU/3 | C |  |  |  | 1996-03-08 |  | Bet Medicals | L W |  |  |  |  | 0 |  |  |  | 17-12-2010 | Working
742 | PONNERI | Radiant Warmer | 00007/RAWR/3 | C | Open Care OCW ??? 100 |  |  | 2008-09-12 |  | Datex Ohemada | L W | TNHSP |  |  |  | 0 |  |  |  | 17-12-2010 | Working
743 | PONNERI | Radiant Warmer | 00007/RAWR/4 | C | Open Care OCW ??? 100 |  |  | 2008-09-12 |  | Datex Ohemada | L W | TNHSP |  |  |  | 0 |  |  |  | 17-12-2010 | Working
744 | PONNERI | Radiant Warmer | 00007/RAWR/5 | C | Phoenix |  |  | 1996-03-25 |  | Phoenix Medical Systems | L W |  |  |  |  | 0 |  |  |  | 17-12-2010 | Condemned
745 | PONNERI | B.P.apparatus table model | 00007/BPAT/22 | C |  |  |  |  | DIAMOND | DELIGHT SURGICALS | NCD CLINIC | OTHERS |  |  |  | 2450 | AMC |  |  | 23-2-2015 | Working
746 | PONNERI | Binocular Mircroscope | 00007/BIMS/8 | B2 | BDI13A | BDI/13A |  | 2014-01-02 | BDI INSTRUMENTATION INDIA | SOLOKRAFTS INDUSTRIES | LABORATORY | TNHSP | TNHSP/TNMSC/AG87C/2013-22102013 | 2014-03-05 |  | 18600 | AMC |  |  | 23-2-2015 | Working
747 | PONNERI | Pulse Oximeter | 00007/SPO2/7 | B2 | RAD8 | M73835 |  | 2014-05-30 | GRACE MFG andamp; TRADING andamp; CO | GRACE MFG andamp; TRADING andamp; CO | OPERATION THEATRE | TNMSC | RCH-II/TNMSC/ENGGE67/2014 | 2014-05-30 | 2019-05-29 | 68968 | AMC |  |  | 23-2-2015 | Working
748 | PONNERI | Multi Para Monitor | 00007/MPM/1 | B2 | G3D | G3D |  | 2014-07-10 | GENERAL MEDI TECH INC CHINA | TRANS HEALTH CARE | STORE | TNMSC | 17240/TNMSC/ENGG2014-3 | 2014-07-10 |  | 189000 | AMC |  |  | 23-2-2015 | Working
749 | PONNERI | Mortuary Coller | 00007/MRCL/1 | B2 | 2-BODY RACK |  |  | 2014-07-21 | eakcon systems pvt Ltd | EAKCON SYSTEMS PVT.LTD | MO | TNMSC | 42083(R)/TNMSC/ENGG/2013 | 2014-07-21 |  | 290000 | AMC |  |  | 21-2-2015 | Working
750 | PONNERI | Infant Warmer / Neonatal Warmer/Infant Open Care system | 00007/IFW/1 | B2 | NIce 2007S Male NIce Neotech |  |  | 2015-02-06 | NIce Neotech | Madras Surgicals andamp; Chemicals | NIccu | TNMSC | 114/TNMSC/ENGG/2013-1 | 2015-02-06 |  | 56600 | AMC |  |  | 21-2-2015 | Working
751 | PONNERI | Infusion pump | 00007/INPM/2 | C | JMS - OT 701 |  |  | 2007-11-09 |  | South India Surgicals | L W | TNHSP |  |  | 2008-11-08 | 0 | AMC | 2011-06-30 | South India Surgicals | 17-12-2010 | Working
752 | PONNERI | Baby Incubator | 00007/undefined/1 |  | 3010R |  |  | 2008-02-02 |  | Madras surgicals And Chemicals |  | TNHSP |  |  |  | 49795 | AMC |  | Madras surgicals and Chemicals | 22-12-2010 | Working
753 | PONNERI | Cardiac Monitor with defibrillator | 00007/DEFI/1 | C |  | US00452241 |  | 2007-12-29 |  | Madras Surgical andamp; Chemicals | OT | TNHSP | TNHSP/TNMSC/P2E12/2007-1/ 20.11.07 | 2007-12-29 | 2008-12-28 | 176633 | AMC | 2011-02-28 | Madras Surgicals | 17-12-2010 | Working
754 | PONNERI | Cardiac Monitor | 00007/EBSM/1 | C | Microman Nxt | X07T0124 |  | 2008-01-24 | Larsen andamp; Toubro Limited | Larsen andamp; Toubro Limited | OT | TNHSP | TNHSP/TNMSC/P2E9/2007/11.09.07 | 2008-01-24 | 2009-01-23 | 27810 | AMC | 2011-02-28 | L | 17-12-2010 | Working
755 | PONNERI | ECG machine computerized | 00007/ECGC/1 | B | EDAN SE 300 | SE300B5A0207C2590 |  | 2008-01-24 |  | Madras Surgical andamp; Chemicals | X - Ray Dept | TNHSP | TNHSP/TNMSC/P2E12/2007-2 / 28.11.07 | 2008-01-24 | 2009-01-23 | 47580 | AMC | 2011-02-28 | Madras Surgicals andamp; Chemicals | 17-12-2010 | Working
756 | PONNERI | Infusion pump | 00007/INPM/3 | C | JMS - OT 701 | 15558 |  | 2007-09-11 |  | South India Surgicals | OT | TNHSP | TNHSP/TNMSC/P2E16/2007 Dt. 16/07/07 | 2007-09-11 | 2008-09-10 | 49750 | AMC | 2011-06-30 | South India Surgical | 17-12-2010 | Working
757 | PONNERI | Pulse Oximeter | 00007/SPO2/2 | B | Stellar - P | S07P25157 |  | 2008-01-24 | Larsen andamp; Toubro Limited | Larsen andamp; Toubro Limited | OT | TNHSP | TNHSP/TNMSC/P2E9/2007/11.09.07 | 2008-01-24 | 2011-01-23 | 34763 | AMC | 2011-02-28 | Landamp;T | 17-12-2010 | Working
758 | PONNERI | Refrigerator | 00007/REFR/2 | C | Electrolux | 74509640 |  | 2007-12-28 |  | Davey Pharma | LAB | TNHSP | TNMSC/TNHSP/P2G5/2007/17.09.07 | 2007-12-28 | 2008-12-27 | 10816 | AMC | 2011-02-28 | Davey Pharma | 17-12-2010 | Working
759 | PONNERI | Refrigerator | 00007/REFR/3 | C | Electrolux | 74509642 |  | 2007-12-28 |  | Davey Pharma | OT | TNHSP | TNMSC/TNHSP/P2G5/2007/17.09.07 | 2007-12-28 | 2008-12-27 | 10816 | AMC | 2011-02-28 | Davey Pharma | 17-12-2010 | Working
760 | PONNERI | Semi auto analyser | 00007/SEAA/3 | B2 | Pretest Touch | AT021080 |  | 2007-10-17 |  | Robonic India Pvt. Ltd | LAB | TNHSP |  | 2007-10-17 | 2008-10-16 | 69422 | AMC | 2011-02-28 | Robonik | 17-12-2010 | Not Working
761 | PONNERI | Operation Table Hydraulic Major | 00007/TAMA/3 | B2 | Jupiter 205 | 00007/TAMA/3 |  | 2008-02-09 | Jupiter Manufacturing Works | Jupiter Manufacturing Works | OT | TNHSP | TNHSP/TNMSC/P2E6/2007/11.09.07 | 2008-02-09 | 2009-02-08 | 55120 | AMC | 2011-02-28 | Jupiter Manufacturing Works | 17-12-2010 | Working
762 | PONNERI | Operation Table Hydraulic Major | 00007/TAMA/4 | B2 | Jupiter 205 | 00007/TAMA/4 |  | 2008-02-09 | Jupiter Manufcturing Works | Jupiter Manufacturing Works | OT | TNHSP | TNHSP/TNMSC/P2E6/2007/11.09.07 | 2008-02-09 | 2009-02-08 | 55120 | AMC | 2011-02-28 | Jupiter Manufacturing Works | 17-12-2010 | Working
763 | PONNERI | Operation Table Hydraulic Major | 00007/TAMA/5 | B2 | Jupier 205 |  |  | 2008-07-12 | Jupiter Manufacturing Works | Jupiter Manufacturing Works | OT | TNHSP |  |  | 2009-07-11 | 0 | AMC | 2011-02-28 | Jupiter Manufcturing Works | 17-12-2010 | Working
764 | PONNERI | Generator | 00007/GEN/1 | C | EXK 2800S | 925432 ~ C0705913 |  | 2007-08-09 | Honda | Fermier Engineers (P) Ltd. | OT | TNHSP | TNHSP/TNMSC/ENGG/P206/2007 Dt18.07.07 | 2007-08-09 | 2008-09-08 | 50626 | AMC | 2011-02-28 | Fermier | 17-12-2010 | Working
765 | PONNERI | Boyles apparatus with Ventilator | 00007/VEN/1 | B | COMPACT AC20 | AC-2-1207-007 |  | 2008-01-24 | Lansen andamp; Toubro Limited | Lansen andamp; Toubro Limited | OT | TNHSP | TNHSP/TNMSC/P2E2/2007-08/13.06.07 | 2008-01-24 | 2009-01-23 | 292520 | AMC | 2011-02-28 | L andamp; T | 17-12-2010 | Working
766 | PONNERI | Focus lamp Ordinary | 00007/FOLP/2 | C |  |  |  | 2011-01-08 |  | General Surgical Co (I) Pvt. Ltd. | L W | RCH | RCH-II/TNMSC/ENGG/4538/2010 dt 06/10/10 | 2011-01-10 | 2012-01-07 | 4750 | AMC |  |  | 16-9-2011 | Working
767 | PONNERI | Baby Incubators | 00007/BINC/1 | C | 3010R | 8010968 |  | 2008-02-01 | Nice Neo Tech | Madras Surgical andamp; Chemicals | L W | TNHSP | TNHSP/TNMSC/P2E3/2007/11.09.07 | 2008-02-01 | 2009-01-31 | 49795 | AMC | 2011-02-28 | Madras Surgical andamp; Chemicals | 17-12-2010 | Working
768 | PONNERI | Baby Incubators | 00007/BINC/2 | C | 3010R | 8010969 |  | 2008-02-01 |  | Madras Surgicals andamp; Chemicals | Store | TNHSP | TNHSP/TNMSC/P2E3/2007/11.09.07 | 2008-02-01 | 2009-01-31 | 49795 | AMC | 2011-02-28 | Madras Surgicals andamp; Chemicals | 17-12-2010 | Working
769 | PONNERI | Phototherapy Unit | 00007/PHTU/1 | C | Nice Neo Tech | 711922 |  | 2008-02-01 |  | Madras Surgical andamp; Chemicals | L W | TNHSP | TNHSP/TNMSC/P2E10/2007/18.09.07 | 2008-02-01 | 2009-01-31 | 10670 | AMC | 2011-02-28 | Madras Surgicals | 17-12-2010 | Working
770 | PONNERI | Phototherapy Unit | 00007/PHTU/2 | C | Nice Neo Tech | 711925 |  | 2008-02-01 |  | Madras Surgical andamp; Chemicals | Store | TNHSP | TNHSP/TNMSC/P2E10/2007/18.09.07 | 2008-02-01 | 2009-01-31 | 10670 | AMC | 2011-02-28 | Madras Surgicals andamp; Chemicals | 17-12-2010 | Working
771 | PONNERI | Radiant Warmer | 00007/RAWR/1 | C | Nice 2007S | 7121332 |  | 2008-02-01 | Nice Neo Tech | Madras Surgical andamp; Chemicals | L W | TNHSP | TNHSP/TNMSC/P2E10/2007/18.09.07 | 2008-02-01 | 2009-01-31 | 18387 | AMC | 2011-02-28 | Madras Surgicals andamp; Chemicals | 17-12-2010 | Working
772 | PONNERI | Radiant Warmer | 00007/RAWR/2 | C | Nice 2007S | 7121315 |  | 2008-02-01 | Nice Neo Tech | Madras Surgical andamp; Chemicals | L W | TNHSP | TNHSP/TNMSC/P2E10/2007/18.09.07 | 2008-02-01 | 2009-01-31 | 18387 | AMC | 2011-02-28 | Madras Surgicals | 17-12-2010 | Working
773 | PONNERI | Mannual Colposcope | 00007/CALPM/1 | C | 15ARI II-1D |  |  | 2013-03-18 |  | South India Surgical Co. Ltd.~ | NCD ROOM | TNHSP | TNHSP/TNMSC/ENGG/AG30/2011 dt. 21.04.2012 | 2013-02-18 | 2014-03-17 | 0 | CAMC |  | Soth India Surgical Co. Ltd.~ | 17-9-2013 | Working
774 | PONNERI | Cardiac Monitor | 00007/EBSM/4 | C | G3H | G3HAK0092 |  | 2013-11-11 | General Meditech Inc. | Trans Health Care India Private Limited | Store | TNHSP | TNHSP/TNMSC/AG73b(R)/2013 dt25/09/2013 | 2013-11-18 | 2014-11-17 | 45000 | NO AMC |  |  | 2013-05-12 | Working
775 | PONNERI | Ultra Sonogram -MOBILE | 00007/IUSM/4 | B | 600A | 6AP- 1112002 |  | 2012-03-28 | Chison Medical Imaging Co.Ltd | Surya Surgical Industries | L/W | TNMSC | 2684/TNMSC/ENGG/2011~DT;11/11/2011 | 2012-03-28 | 2015-03-27 | 272950 | NO AMC |  |  | 22-4-2012 | Working
776 | PONNERI | B.P.apparatus table model | 00007/BPAT/15 | C | NAMATT | 00007/BPAT/15 |  | 2007-11-30 |  | Madras Surgical andamp; Chemicals | Store | TNHSP | TNHSP/TNMSC/P2E22/2007/ 03.09.07 | 2007-11-30 | 2008-11-29 | 551 | NO AMC |  |  | 17-12-2010 | Condemned
777 | PONNERI | B.P.apparatus table model | 00007/BPAT/16 | C | NAMATT | 00007/BPAT/16 |  | 2007-11-30 |  | Madras Surgical andamp; Chemicals | Store | TNHSP | TNHSP/TNMSC/P2E22/2007/03.09.07 | 2007-11-30 | 2008-11-29 | 551 | NO AMC |  |  | 17-12-2010 | Condemned
778 | PONNERI | B.P.apparatus table model | 00007/BPAT/17 | C | NAMATT | 00007/BPAT/17 |  | 2007-11-30 |  | Madras Surgical andamp; Chemicals | Store | TNHSP | TNHSP/TNMSC/P2E22/2007/03.09.07 | 2007-11-30 | 2008-11-29 | 551 | NO AMC |  |  | 17-12-2010 | Condemned
779 | PONNERI | Infusion pump | 00007/INPM/1 | C | AKAS INFU 300 | PUMPPUMAAI300 |  | 2007-03-24 |  | Akas Medical Equipments | OT | SandP | 103928/SNP/1/2006 Dt. 07/03/07 | 2007-03-24 | 2008-03-23 | 25376 | NO AMC |  |  | 17-12-2010 | Working
780 | PONNERI | Infusion pump | 00007/INPM/2 | C | 52OT701 | 15523 |  | 2007-09-11 |  | South India Surgicals | L W | TNHSP | TNHSP/TNMSC/P2E16/2007/16.07.2007 | 2007-09-11 | 2008-09-10 | 49750 | NO AMC |  |  | 17-12-2010 | Working
781 | PONNERI | Laryngoscope(Adult) | 00007/LAGA/2 | C | Vibash | 00007/LAGA/2 |  | 2007-09-17 |  | Vibash | OT | TNHSP | TNHSP/TNMSC/EMGG/PLE26/07/29.06.07 | 2007-09-17 | 2008-09-16 | 546 | NO AMC |  |  | 17-12-2010 | Working
782 | PONNERI | Laryngoscope(Adult) | 00007/LAGA/3 | C | Vibash | 00007/LAGA/3 |  | 2007-09-17 |  | Vibash | Store | TNHSP | TNHSP/TNMSC/ENGG/P2E26/07/29.06.07 | 2007-09-17 | 2008-09-16 | 546 | NO AMC |  |  | 17-12-2010 | Working
783 | PONNERI | A-Scan Biometer | 00007/ASB/1 | B |  | 00007/ASB/1 |  | 2001-08-21 |  | GH - Thiruvallur | OT | Transfer |  |  |  | 0 | NO AMC |  |  | 17-12-2010 | To be Condemned
784 | PONNERI | Keratometer | 00007/KER/1 | B |  | 00007/KER/1 |  | 2007-08-14 |  | Transfer from GH Gumidipoondi | Eye Dept | Transfer |  |  |  | 0 | NO AMC |  |  | 17-12-2010 | Working
785 | PONNERI | Slit Lamp | 00007/SLIT/1 | C |  | 00007/SLIT/1 |  | 2007-08-14 |  | TRANSFER FROM GH Gumidipoondi | Eye Dept | Transfer |  |  |  | 0 | NO AMC |  |  | 17-12-2010 | Working
786 | PONNERI | Shadowless Lamp stand model | 00007/MOLT/4 | B | MOBILE 18" STAND MODEL | 00007/MOLT/4 |  | 2008-02-09 |  | Jupiter Manufacturing Works | Store | TNHSP | TNHSP/TNMSC/P2E17/2007/30.10.2007 | 2008-02-09 | 2009-02-08 | 13749 | NO AMC |  |  | 17-12-2010 | Working
787 | PONNERI | Shadowless Lamp stand model | 00007/MOLT/5 | B | MOBILE 18" STAND | 00007/MOLT/5 |  | 2008-02-09 |  | Jupiter Manufacturing Works | Store | TNHSP | TNHSP/TNMSC/P2E17/2007/30.10.2007 |  | 2009-02-08 | 13749 | NO AMC |  |  | 17-12-2010 | Working
788 | PONNERI | Shadowless Lamp stand model | 00007/MOLT/6 | B | MOBILE 18" STAND | 00007/MOLT/6 |  | 2008-02-09 |  | Jupiter Manufacturing Works | Store | TNHSP | TNHSP/TNMSC/P2E17/2007/30.10.2007 | 2008-02-09 | 2009-02-08 | 13749 | NO AMC |  |  | 17-12-2010 | Working
789 | PONNERI | Shadowless Lamp stand model | 00007/MOLT/7 | B | MOBILE 18" STAND | 00007/MOLT/7 |  | 2008-02-09 |  | Jupiter Manufacturing Works | Store | TNHSP | TNHSP/TNMSC/P2E17/2007/30.10.2007 | 2008-02-09 | 2009-02-08 | 13749 | NO AMC |  |  | 17-12-2010 | Working
790 | PONNERI | Shadowless Lamp stand model | 00007/MOLT/8 | B | MOBILE 18" STAND | 00007/MOLT/8 |  | 2008-02-09 |  | Jupiter Manufacturing Works | Store | TNHSP | TNHSP/TNMSC/P2E17/2007/30.10.07 | 2008-02-09 | 2009-02-08 | 13749 | NO AMC |  |  | 17-12-2010 | Working
791 | PONNERI | Suction Apparatus - Electrical | 00007/SAEL/1 | C | 7A- 23D | 00007/SAEL/1 |  | 2008-02-14 |  | Vin Bio Tech | OT | TNHSP | TNHSP/TNMSC/P2E18/2007/30.10.07 | 2008-02-14 | 2009-02-13 | 4314 | NO AMC |  |  | 17-12-2010 | Working
792 | PONNERI | Suction Apparatus - Electrical | 00007/SAEL/2 | C | 7A- 23D | 00007/SAEL/2 |  | 2008-02-14 |  | Vin Bio Tech | L W | TNHSP | TNHSP/TNMSC/P2E18/2007/30.10.07 | 1998-02-14 | 2009-02-13 | 4314 | NO AMC |  |  | 17-12-2010 | Working
793 | PONNERI | Suction Apparatus - Electrical | 00007/SAEL/3 | C | 7A- 23D | 00007/SAEL/3 |  | 2008-02-14 |  | Vin Bio Tech | F W | TNHSP | TNHSP/TNMSC/P2E18/2007/30.10.07 | 2008-02-14 | 2009-02-13 | 4314 | NO AMC |  |  | 17-12-2010 | Working
794 | PONNERI | Suction Apparatus - Electrical | 00007/SAEL/4 | C | 7A- 23D | 00007/SAEL/4 |  | 2008-02-14 |  | Vin Bio Tech | Store | TNHSP | TNHSP/TNMSC/P2E18/2007/30.10.07 | 2008-02-14 | 2009-02-13 | 4314 | NO AMC |  |  | 17-12-2010 | Working
795 | PONNERI | Suction Apparatus - Electrical | 00007/SAEL/5 | C | 7A- 23D | 00007/SAEL/5 |  | 2008-02-14 |  | Vin Bio Tech | Store | TNHSP | TNHSP/TNMSC/P2E18/2007/30.10.07 | 2008-02-14 | 2009-02-13 | 4314 | NO AMC |  |  | 17-12-2010 | Working
796 | PONNERI | Suction Apparatus - Electrical | 00007/SAEL/6 | C | 7A- 23D | 00007/SAEL/6 |  | 2008-02-14 |  | Vin Bio Tech | Store | TNHSP | TNHSP/TNMSC/P2E18/2007/30.10.07 | 2008-02-14 | 2009-02-13 | 4314 | NO AMC |  |  | 17-12-2010 | Working
797 | PONNERI | Suction Apparatus - Electrical | 00007/SAEL/7 | C | 7A- 23D | 00007/SAEL/7 |  | 2008-02-14 |  | Vin Bio Tech | Store | TNHSP | TNHSP/TNMSC/P2E18/2007/30.10.07 | 2008-02-14 | 2009-02-13 | 4314 | NO AMC |  |  | 17-12-2010 | Working
798 | PONNERI | Diathermy Machine (Electric Cautery) | 00007/SDIA/1 | B | OBS026 |  |  | 2007-07-02 |  | Jupiter Manufacturing Works | OT | SandP | 35047/Sandamp;P/1/2007 Dt.27/04/07 | 2007-07-02 | 2008-07-01 | 18720 | NO AMC |  |  | 17-12-2010 | Working
799 | PONNERI | Operation Table Hydraulic Major | 00007/TAMA/2 | B2 | Jupiter | 00007/TAMA/2 |  | 2008-02-09 |  | Jupiter Manufacturing Works | OT | TNHSP | TNHSP/TNMSC/P2E6/2007/11.09.07 | 2008-02-09 | 2009-02-08 | 55120 | NO AMC |  |  | 17-12-2010 | Working
800 | PONNERI | Alpha Bed with motor | 00007/ABM/4 | C | ORT123 | 00007/ABM/4 |  | 2007-07-02 |  | Jupiter Manufacturing Works | Store | SandP | 35047/Sandamp;P/1/2007 Dt.27.04.07 | 2007-07-02 | 2008-07-01 | 6864 | NO AMC |  |  | 17-12-2010 | To be Condemned
801 | PONNERI | Nebuliser Adult | 00007/NEBA/2 | C | JMW | 00007/NEBA/2 |  | 2007-08-03 |  | Jupiter Manufacturing Works | L W | TNHSP | TNMSC/P2E23/TNHSP/200/29.6.07 | 2007-08-03 | 2008-08-02 | 1310 | NO AMC |  |  | 17-12-2010 | Working
802 | PONNERI | X.ray lobby single | 00007/XRLS/1 | C |  | 00007/XRLS/1 |  | 2007-03-26 |  | Solokraft Industries | X - Ray Dept | LP | local purchase |  |  | 832 | NO AMC |  |  | 17-12-2010 | Working
803 | PONNERI | X.ray lobby single | 00007/XRLS/2 | C | Solokraft | 00007/XRLS/2 |  | 2007-03-26 |  | Solokraft Industries | X - Ray Dept | LP | LP |  | 2008-03-25 | 832 | NO AMC |  |  | 17-12-2010 | Working
804 | PONNERI | Weighing machine adult | 00007/WTMA/1 | C | Adult | 00007/WTMA/1 |  | 2007-11-30 |  | Madras Surgical andamp; Chemicals | FW Dept. | TNHSP | TNHSP/TNMSC/P2E28/2007/03.09.07 | 2007-11-30 | 2008-11-29 | 458 | NO AMC |  |  | 17-12-2010 | Working
805 | PONNERI | Stethoscope | 00007/STES/1 | C | MIICO | 00007/STES/1 |  | 2012-02-27 |  | VISHAL HOSPITAL FURNITURE | FW DEPT | TNHSP | TNHSP/TNMSC/ENGG/AG73E/2010 DT;22/09/2011 | 2012-02-27 | 2013-02-26 | 120 | NO AMC |  |  | 2012-05-09 | Working
806 | PONNERI | Stethoscope | 00007/STES/2 | C | MIICO | 00007/STES/2 |  | 2012-02-27 |  | VISHAL HOSPITAL FURNITURE MFG | STORE | TNHSP | ST/351/2011-12~DT;27/02/2012 | 2012-02-27 | 2013-02-26 | 120 | NO AMC |  |  | 2012-05-09 | Working
807 | PONNERI | B.P.apparatus table model | 00007/BPAT/21 | C | MIICO BOX TYPE | 00007/BPAT/21 |  | 2012-02-27 |  | VISHAL HOSPITAL STEEL MFG | STORE | TNHSP | TNHSP/TNMSC/ENGG/AG73E/2010~DT;22/09/2011 | 2012-02-27 | 2013-02-26 | 810 | NO AMC |  |  | 2012-04-09 | Working
808 | PONNERI | Stethoscope | 00007/STES/3 | C | MIICO | 00007/STES/3 |  | 2012-02-27 |  | VISHAL HOSPITAL FURNITURE MFG | STORE | TNHSP |  | 2012-02-27 | 2013-02-26 | 120 | NO AMC |  |  | 2012-05-09 | Working
809 | PONNERI | Stethoscope | 00007/STES/4 | C | MIICO | 00007/STES/4 |  | 2012-02-27 |  | VISHAL HOSPITAL FURNITURE MFG | STORE | TNHSP | TNHSP/TNMSC/ENGG/AG73E/2010~22/09/2011 | 2012-02-27 | 2013-02-26 | 120 | NO AMC |  |  | 2012-05-09 | Working
810 | PONNERI | B.P.apparatus table model | 00007/BPAT/19 | C | MIICO BOX | 00007/BPAT/19 |  | 2012-02-27 |  | VISHAL HOSPITAL STEEL MFG | FW DEPT 1~STORE 2 | TNHSP | TNHSP/TNMSC/ENGG/AG73E/2010~Dt.22/09/2011 | 2012-02-27 | 2013-02-26 | 810 | NO AMC |  |  | 2012-04-09 | Working
811 | PONNERI | B.P.apparatus table model | 00007/BPAT/20 | C | mico box type | 00007/BPAT/20 |  | 2012-02-27 |  | vishal hospital steel mfg | STORE | TNHSP | TNHSP/TNMSC/ENGG/AG73E/2010~DT;22/09/2011 | 2012-02-27 | 2013-02-26 | 810 | NO AMC |  |  | 2012-04-09 | Working
812 | PONNERI | B.P.apparatus table model | 00007/BPAT/18 | C | BOX TYPE | 00007/BPAT/18 |  | 2012-08-04 |  | M/S.Madhusudhanan~Chennai.29 | STORE | TNHSP | TNHSP/TNMSC/AG25/2011 | 2012-08-04 | 2013-08-03 | 1252 | NO AMC |  |  | 2012-04-09 | Working
813 | PONNERI | Deep Freezer | 00007/DFRZR/1 | B2 | JA DF 20 | 00007/DFRZR/1 |  | 2012-03-07 | JOVE AUTOMATIONS | PAWAR ELECTRO SYSTEMS P LTD | BLOOD STORAGE CENTRE | RCH | RCH-II/TNMSC/ENGG/7146/2010~DT;10/02/2011 | 2012-03-07 | 2013-03-06 | 52785 | NO AMC |  |  | 2012-04-09 | Working
814 | PONNERI | Ringlens System | 00007/RLS/1 | C | MAGNOSCOPE | 00007/RLS/1 |  | 2012-07-06 |  | SOLOCRAFTS INDUSTRIES | STORE | TNHSP | TNHSP/TNMSC/ICB/AG31/2011~Dt.19/10/2011 | 2012-07-06 | 2015-07-05 | 7337 | NO AMC |  |  | 2012-04-09 | Working
815 | PONNERI | Operating Microscope(Eye) | 00007/OMS/1 | B1 | ASM930TG | 912256 |  | 2012-05-16 |  | GOVT HQ HOSPITAL~THIRUVALLUR | EYE OT | OTHERS |  |  |  | 0 | NO AMC |  |  | 2012-04-09 | Working
816 | Ponneri | Cell Counter Electronic (AUTOMATIC) | [18 empty] | Working
817 | Ponneri | Haemodialysis Machine | [18 empty] | Working
818 | Ponneri | Haemodialysis Machine | [18 empty] | Working
819 | POONAMALLEE | Computer | 00008/COMP/1 | C | [5 empty] | Lipi Data System Ltd | Office | TNHSP |  |  | 2010-02-24 | 0 |  |  |  | 17-12-2010 | Working
820 | POONAMALLEE | Operation Table Ordinary Paediatric | 00008/TAPE/1 | B2 |  |  |  | 2009-03-19 |  | VIBAS Coimbatore Surgical Pvt Ltd | O T | DMS |  |  |  | 164268 |  |  |  | 17-11-2010 | Working
821 | POONAMALLEE | Lab Incubator | 00008/INCU/1 | C |  |  |  | 2009-07-02 |  | SOLOKRAFTS INDERSTRIES | STORE | TNHSP | TNHSPTNMSEICBP3E2?9 28.01.09 |  |  | 11953 |  |  |  | 17-11-2010 | Working
822 | POONAMALLEE | Hot Air oven | 00008/HAOV/1 | C |  |  |  | 2009-07-02 |  | Solo Krafts Industries | STORE | TNHSP | TNHSP/TNMSC/ICB/ P3E2/2009 28/01/2009 |  | 2010-02-06 | 0 |  |  |  | 17-11-2010 | Working
823 | POONAMALLEE | Suction Apparatus - Electrical | 00008/SAEL/1 | C |  |  |  | 2002-01-18 |  | GPHC Porur | Op |  |  |  |  | 0 |  |  |  | 17-12-2010 | Working
824 | POONAMALLEE | Suction Apparatus - Electrical | 00008/SAEL/3 | C |  |  |  | 2009-02-16 |  | Vishal Hospital Steel Furnituring co | O T |  |  |  | 2010-02-15 | 0 |  |  |  | 17-12-2010 | Working
825 | POONAMALLEE | Suction Apparatus - Electrical | 00008/SAEL/2 | C |  |  |  | 2009-02-16 |  | Vishal Hospital Steel Furniture Manufacturing Co | Op | TNHSP |  |  | 2010-02-15 | 0 |  |  |  | 17-12-2010 | Working
826 | POONAMALLEE | Suction Apparatus - Electrical | 00008/SAEL/4 | C |  |  |  | 2002-01-18 |  | GPHC Porur | OP |  |  |  |  | 0 |  |  |  | 17-12-2010 | Working
827 | POONAMALLEE | Printer | 00008/PRINT/1 | C |  |  |  | 2009-02-24 |  | Lipi Data Sky Ltd | Office | TNHSP | TNHSP/TNMSC/P1H7/2009 |  | 2010-02-23 | 0 |  |  |  | 2012-04-01 | Working
828 | POONAMALLEE | Laryngoscope(Adult) | 00008/LAGA/1 | C |  |  |  | 2002-03-08 |  | MSO Thiruvallur | OT | OTHERS |  |  |  | 0 |  |  |  | 27-8-2011 | Condemned
829 | POONAMALLEE | Autoclave Mini | 00008/AUTM/2 | B | 12" x 12" |  |  | 2007-03-09 |  | MC Dalal | STD clinic | OTHERS |  |  |  | 0 |  |  |  | 27-8-2011 | Working
830 | POONAMALLEE | Auto Clave HP Vertical (2 bin) | 00008/ACV2/1 | C | 16"x21" |  |  | 2009-02-16 |  | Vishal Hospitals | Ward | DMS | DMS/51190/Sandamp;P/1/2008 Dt. 10/11/2008 |  |  | 16300 |  |  |  | 27-8-2011 | Working
831 | POONAMALLEE | Glucometer | 00008/GLMT/1 | C |  | 260042725 |  | 2003-09-22 |  | DMS | Lab | DMS | 45036/Sandamp;P/1/2003 DT 12/6/2003 |  |  | 3200 |  |  |  | 27-8-2011 | Condemned
832 | POONAMALLEE | Glucometer | 00008/GLMT/2 | C |  | 260042729 |  | 2003-09-22 |  | DMS | Lab | DMS | 45036/sps/1/2003 Dt 12/6/2003 |  |  | 3200 |  |  |  | 27-8-2011 | Condemned
833 | POONAMALLEE | Electricity Generator | 00008/ELG/1 | B2 | KE15 |  |  | 2013-08-30 | KOHLER INDIA CORPORATION PVTLTD | TNMSC | INSIDE THE GH | TNMSC |  |  |  | 0 |  |  |  | 2013-03-10 | Working
834 | POONAMALLEE | Phototherapy Unit | 00008/PHTU/1 | C | NEOTECH | 612513 |  | 2013-09-24 |  |  | OT | JDHS |  | 2013-09-24 |  | 0 |  |  |  | 2013-03-10 | Working
835 | POONAMALLEE | Infant Warmer / Neonatal Warmer/Infant Open Care system | 00008/IFW/1 | B2 | NEO TECH | 1011001637 |  | 2013-09-19 |  |  | OT | JDHS |  |  |  | 0 |  |  |  | 2013-03-10 | Working
836 | POONAMALLEE | Binocular Mircroscope | 00008/BIMS/3 | B2 | BDI-13A |  |  | 2014-01-07 | M/S B.D.I. Instrumentation (INDIA) | SOLOKRAFTS INDUSTRIES | Store | TNMSC |  |  |  | 19530 |  |  |  | 17-1-2014 | Working
837 | POONAMALLEE | UPS | 00008/UPS/2 | C | OL-10K-120~Battery Make-Amaron Quanta~Model-12AL-12V/130 Ah 21 nos |  |  |  |  | JR Communicationsandamp;Power Controls Pvt.Ltd. | OT building |  |  |  |  | 0 |  |  |  | 17-1-2014 | Working
838 | POONAMALLEE | Binocular Mircroscope | 00008/BIMS/4 | B2 | BDI-13A | 22690 |  | 2014-01-07 | Solokrafts Industries | Solokrafts Industries | store | TNHSP | TNHSP/TNMSC/AG87c/2013 DT 22/10/2013 | 2014-04-10 | 2015-04-09 | 18600 |  |  |  | 28-6-2014 | Working
839 | POONAMALLEE | Diathermy Machine (Electric Cautery) | 00008/SDIA/2 | B | ELSY - 360M+ LITE |  |  | 2014-06-17 |  | JBSmediitec INDIA (p) lTD.~ | OT | TNMSC | 17240/TNMSC/ENGG/2014-2 DT 16/05/2014 | 2014-06-17 | 2017-06-16 | 218000 |  |  |  | 28-6-2014 | Working
840 | POONAMALLEE | Water Bath/Ultrasonic Water Bath | 00008/WBAT/1 | C | SMI I-143~ |  |  | 2014-05-20 | S.M.Scientific Instruments Pvt.Ltd. | S.M.Scientific Instruments Pvt.Ltd. | STORE | TNHSP |  |  |  | 8262 |  |  |  | 2014-05-07 | Working
841 | POONAMALLEE | ECG machine computerized | 00008/ECGC/1 | B | Computerised SE 300 | SE300B2A020893870 |  | 2008-11-20 |  | Madras Surgicals | op | TNHSP | TNHSP/TNMSC/P3E5/2006 29/08/2008 |  | 2009-11-19 | 0 |  |  |  | 2012-04-01 | Working
842 | POONAMALLEE | UPS | 00008/UPS/1 | C |  |  |  | 2009-05-12 |  | R K Tech Hard andamp;Soft | Office | TNHSP | TTNHSP/TNMSC/P1H1/2009 Dt 22/01/2009 |  | 2010-05-11 | 0 |  |  |  | 2012-04-01 | Working
843 | POONAMALLEE | B.P.apparatus stand model | 00008/BPAS/1 | C | Stand |  |  | 2003-07-22 |  | Applo Surgical Industries | OT | OTHERS |  |  |  | 1750 |  |  |  | 17-12-2010 | Condemned
844 | POONAMALLEE | B.P.apparatus table model | 00008/BPAT/1 | C | Box |  |  | 2003-07-22 |  | Applo Surgical Industries | OP | OTHERS |  |  |  | 750 |  |  |  | 17-12-2010 | Condemned
845 | POONAMALLEE | Infusion pump | 00008/INPM/1 | C |  |  |  | 2007-03-17 |  | Akas Medicals | Store | DMS | 103928/ s/p/1/2006 07/03/2007 |  | 2008-03-16 | 0 |  |  |  | 17-12-2010 | Working
846 | POONAMALLEE | Laryngoscope(Adult) | 00008/LAGA/1 | C |  |  |  | 2003-08-06 |  | GH Thiruvallur | OT | Transfer |  |  |  | 0 |  |  |  | 17-12-2010 | Condemned
847 | POONAMALLEE | Ultra Sonogram -MOBILE | 00008/IUSM/1 | B |  |  |  | 2004-10-01 |  | Larsen and Toubro Limited | Scan Room | DMS |  |  |  | 0 |  |  |  | 17-12-2010 | Working
848 | POONAMALLEE | Mono cular Microscope | 00008/MOMS/1 | C | Light |  |  | 2007-11-04 |  | SS Chemicals | STD | TNSACS |  |  |  | 0 |  |  |  | 17-12-2010 | Working
849 | POONAMALLEE | Refrigerator | 00008/REFR/1 | C |  |  |  | 2005-12-13 |  | Magaveer Jewelers | OP | Doted |  |  |  | 0 |  |  |  | 17-12-2010 | Working
850 | POONAMALLEE | Rotor / Shaker | 00008/VDRL/1 | C |  |  |  | 2007-02-28 |  | Karthic Deepty Agency | STD | TNSACS |  |  |  | 0 |  |  |  | 17-12-2010 | Working
851 | POONAMALLEE | Bowl Steriliser - big | 00008/BSBG/1 | C | 24"x20"x20" |  |  | 2002-03-20 |  | GH Thiruvallur | OT | DDFW |  |  | 2003-03-19 | 0 |  |  |  | 17-12-2010 | Working
852 | POONAMALLEE | Focus lamp Ordinary | 00008/FOLP/1 | C |  |  |  | 2007-01-24 |  | Solocraft industries | STD | TNSACS |  |  |  | 1490 |  |  |  | 17-12-2010 | Working
853 | POONAMALLEE | Focus lamp Ordinary | 00008/FOLP/2 | C |  |  |  | 2007-01-24 |  | Solocraft industries | STD | TNSACS |  |  |  | 0 |  |  |  | 17-12-2010 | Working
854 | POONAMALLEE | Shadowless Lamp stand model | 00008/MOLT/1 | B |  |  |  | 2002-03-20 |  | DDFW Thiruvallur | OT | DDFW |  |  |  | 0 |  |  |  | 17-12-2010 | Working
855 | POONAMALLEE | Shadowless Lamp stand model | 00008/MOLT/2 | B |  |  |  | 2002-01-18 |  | PHC Porur | OT | Transfer |  |  |  | 0 |  |  |  | 17-12-2010 | Working
856 | POONAMALLEE | Diathermy Machine (Electric Cautery) | 00008/SDIA/1 | B |  |  |  | 2007-04-17 |  | Solocraft industries | STD | TNSACS | RE503/TANSACS/TNMSC/SRH/2006 DT 20/02/2007 |  |  | 19500 |  |  |  | 17-12-2010 | Working
857 | POONAMALLEE | Alpha Bed with motor | 00008/ABM/1 | C | ORT-123 |  |  | 2007-06-28 | JUPITER | Jupiter Manufacturing Works | Store | DMS |  |  | 2008-06-27 | 6600 |  |  |  | 17-12-2010 | To be Condemned
858 | POONAMALLEE | Alpha Bed with motor | 00008/ABM/2 | C | DYNA | 28444 |  | 2003-09-24 | DYNA CARE USA | DMS | Ward | DMS | 45036 /SPS/1/2003 DT 12/06/03 |  | 2004-09-23 | 7760 |  |  |  | 17-12-2010 | To be Condemned
859 | POONAMALLEE | Alpha Bed with motor | 00008/ABM/3 | C | DYNA | 28445 |  | 2003-09-24 | DYNA CASE USA |  | Store | DMS | 45036 / SPS /1/2003 DT 12/06/2003 | 2003-09-26 | 2004-09-23 | 7760 |  |  |  | 17-12-2010 | To be Condemned
860 | POONAMALLEE | Nebuliser Adult | 00008/NEBA/1 | C |  |  |  | 1999-05-28 |  | Associated Surgicals | OP | DMS |  |  |  | 0 |  |  |  | 17-12-2010 | Condemned
861 | POONAMALLEE | Nebuliser Adult | 00008/NEBA/2 | C |  |  |  | 2003-09-22 |  | Associated Surgicals | Store | DMRHS |  |  |  | 0 |  |  |  | 17-12-2010 | Condemned
862 | POONAMALLEE | Needle destroyer / Syringe Destroyer | 00008/NEED/1 | C |  |  |  | 2008-05-30 |  | Glo Life Care Equipments | Store | TNHSP |  |  |  | 0 |  |  |  | 17-12-2010 | Condemned
863 | POONAMALLEE | Needle destroyer / Syringe Destroyer | 00008/NEED/2 | C |  |  |  | 2008-05-30 |  | Glo Life Care Equipments | Store | TNHSP |  |  |  | 0 |  |  |  | 17-12-2010 | Condemned
864 | POONAMALLEE | Needle destroyer / Syringe Destroyer | 00008/NEED/3 | C |  |  |  | 2008-05-30 |  | Glo Life Care Equipments | Store | TNHSP |  |  |  | 0 |  |  |  | 17-12-2010 | Working
865 | POONAMALLEE | Needle destroyer / Syringe Destroyer | 00008/NEED/4 | C |  |  |  | 2008-05-30 |  | Glo Life Care Equipments | Store | TNHSP |  |  |  | 0 |  |  |  | 17-12-2010 | Working
866 | POONAMALLEE | Needle destroyer / Syringe Destroyer | 00008/NEED/5 | C |  |  |  | 2008-05-30 |  | Glo Life Care Equipments | Store | TNHSP |  |  |  | 0 |  |  |  | 17-12-2010 | Working
867 | POONAMALLEE | Needle destroyer / Syringe Destroyer | 00008/NEED/6 | C |  |  |  | 2008-05-30 |  | Glo Life Care Equipments | Store | TNHSP |  |  |  | 0 |  |  |  | 17-12-2010 | Not Working
868 | POONAMALLEE | Needle destroyer / Syringe Destroyer | 00008/NEED/7 | C |  |  |  | 2003-06-18 |  | Linco Scientific India Ltd. | OP | DMRHS |  |  |  | 0 |  |  |  | 17-12-2010 | Not Working
869 | POONAMALLEE | Needle destroyer / Syringe Destroyer | 00008/NEED/8 | C |  |  |  | 2003-06-18 |  | Linco Scientific India Ltd. | Store | DMRHS |  |  |  | 0 |  |  |  | 17-12-2010 | Condemned
870 | POONAMALLEE | Needle destroyer / Syringe Destroyer | 00008/NEED/9 | C |  |  |  | 2003-06-18 |  | Linco Scientific India Ltd. | Store | DMRHS |  |  |  | 0 |  |  |  | 17-12-2010 | Condemned
871 | POONAMALLEE | Formaline dispenser | 00008/FORD/1 | C |  |  |  | 2003-11-13 |  | South India Surgicals andamp; Co Ltd. | OT | DMS | 49216/sps/1/2003 25/06/2003 |  | 2004-11-10 | 0 |  |  |  | 17-12-2010 | Working
872 | POONAMALLEE | Formaline dispenser | 00008/FORD/2 | C |  |  |  | 2007-08-14 |  | Vibash | Store | TNHSP |  |  |  | 0 |  |  |  | 17-12-2010 | Working
873 | POONAMALLEE | Computer | 00008/COMP/1 | C |  |  |  | 2009-04-03 |  | LIPI Data System Ltd | Office | TNHSP | TNHSP/TNMSC/P1H1/2009 Dt 22/01/2009 |  | 2010-02-24 | 0 |  |  |  | 2012-04-01 | Working
874 | POONAMALLEE | Boyles apparatus with out Circle Abosrber | 00008/BAOCA/1 | B |  |  |  | 2002-01-04 |  | GH Thiruvallur | OT | Transfer |  |  |  | 0 |  |  |  | 17-12-2010 | Working
875 | POONAMALLEE | Cassettes X.ray | 00008/XRCA/1 | C |  |  |  | 2010-12-04 |  | Allengers Medi Systems | Xray Room | TNHSP |  | 2008-07-26 | 2011-06-07 | 0 |  |  |  | 17-12-2010 | Working
876 | POONAMALLEE | Weighing Machine-Suspension | 00008/WEIM/2 | C |  |  |  | 2008-08-19 |  | Jupiter Manufacturing works | OP | TNHSP | TNHSP/ENGG/BMWM8/2008 |  | 2009-08-18 | 0 |  |  |  | 2012-04-01 | Working
877 | POONAMALLEE | Magnavision Lamp | 00008/MAGL/1 | C | Medi Tech |  |  | 2009-10-07 |  | Sabarval Surgicals | Store | OTHERS | NRHM /HSP/ TNMSC /2009 MVDT 29/06/06 |  | 2010-09-07 | 0 |  |  |  | 24-1-2012 | Working
878 | POONAMALLEE | Head light (ordinary) (Boyle Davis) | 00008/HDLT/1 | C |  |  |  | 2011-04-12 |  | Apollo Surgicals Instruments | Casuality | OTHERS |  | 2011-04-12 | 2012-04-11 | 0 |  |  |  | 24-1-2012 | Working
879 | POONAMALLEE | B.P.apparatus table model | 00008/BPAT/1 | C | Box |  |  | 2003-07-22 |  | Applo Surgical Industries | OP | OTHERS |  |  |  | 750 |  |  |  | 17-12-2010 | Condemned
880 | POONAMALLEE | Magnavision Lamp | 00008/MAGL/2 | C |  |  |  | 2011-03-19 |  | Jupiter Manufacturing Works | Store | OTHERS | 04/NRHM /TNMSC/ENGG/2011/DT 12/12/11 |  |  | 0 |  |  |  | 24-1-2012 | Working
881 | POONAMALLEE | Radiant Warmer | 00008/RAWR/1 | C | OCW 100 |  |  | 2008-11-07 | phoenix | Datex Ohmeda | ward |  |  |  | 2009-11-06 | 0 |  |  |  | 2012-04-01 | Working
882 | POONAMALLEE | Weighing Machine Electronic | 00008/WME/2 | C |  |  |  | 2010-07-16 |  | Surya surgicals Industries | Std Clinic | DMS | 51190/Sandamp;P/1/2008 DT 10/11/2008 |  | 2010-07-15 | 0 |  |  |  | 2012-04-01 | Working
883 | POONAMALLEE | Binocular Mircroscope | 00008/BIMS/2 | B2 |  |  |  | 2009-07-02 |  | Solo Craft Industries | Store | TNHSP | TNHSP/TNMSC/ ICB/ P3E2/ 09 Dt 28/01/09 |  | 2009-07-02 | 0 |  |  |  | 2012-04-01 | Working
884 | POONAMALLEE | X-ray Machine 100 mA | 00008/XRY100/1 | B2 |  |  |  | 2010-07-08 |  | Allenges Medi Systems | X-Ray Room | TNHSP | TNHSP/TNMSC/1CB/P3 E1/ Dt 2009 | 2010-12-04 | 2011-07-07 | 0 |  |  |  | 2012-05-01 | Working
885 | POONAMALLEE | B.P.apparatus table model | 00008/BPAT/1 | C | Box |  |  | 2003-07-22 |  | Applo Surgical Industries | OP | OTHERS |  |  |  | 750 |  |  |  | 17-12-2010 | Condemned
886 | POONAMALLEE | ECG machine ordinary | 00008/ECGO/1 | B2 | Cardiofax | B4021208 |  | 2009-01-08 |  | Solocraft Industries | OP | DMS | 51190/Sandamp;P/1/2009 Dt 10 |  | 2012-01-07 | 0 |  |  |  | 2012-04-01 | Working
887 | POONAMALLEE | Electri centrifuger | 00008/CENT/1 | C |  |  |  | 2009-07-02 |  | Solo Craft Industries | Lab | TNHSP | TNHSP/TNMSC/ICB/P3E2/09 Dt 28/01/2009 |  | 2010-07-02 | 0 |  |  |  | 2012-04-01 | Working
888 | POONAMALLEE | Binocular Mircroscope | 00008/BIMS/1 | B2 |  |  |  | 2009-07-02 |  | Solo Craft Industries | Lab-2 | TNHSP | TNHSP/TNMSC/ ICB/ P3E2/09 Dt 28/01/09 |  |  | 0 |  |  |  | 2012-04-01 | Working
889 | POONAMALLEE | Weghing Machine | 00008/undefined/1 |  |  |  |  | 2012-02-03 |  | Alan Medical Laboratory products | Labour Ward And Neonatal Equipments | TNHSP |  |  | 2013-03-04 | 0 |  |  |  | 15-3-2012 | Working
890 | POONAMALLEE | Nebulizer | 00008/undefined/1 |  |  |  |  | 2012-02-13 |  | Balaji Pharma And surgicals | Main Store | OTHERS |  |  | 2013-02-12 | 0 |  |  |  | 15-3-2012 | Working
891 | POONAMALLEE | Nebulizer | 00008/undefined/1 |  |  |  |  | 2012-02-14 |  | Balaji Pharma And Surgicals | Operation Theatre | OTHERS |  |  | 2013-02-13 | 0 |  |  |  | 15-3-2012 | Working
892 | POONAMALLEE | Nebuliser Adult | 00008/NEBA/1 | C |  |  |  | 1999-05-28 |  | Associated Surgicals | O.P | DMS | 29550/cp Dt 07/05/1999 | 2011-04-18 | 2012-04-17 | 2496 |  |  |  | 2012-03-01 | Condemned
893 | POONAMALLEE | B.P.apparatus table model | 00008/BPAT/2 | C | Box |  |  | 1994-01-19 |  | JDHS~ Kancheepuram | OP | JDHS |  |  |  | 0 |  |  |  | 2012-03-01 | Condemned
894 | POONAMALLEE | B.P.apparatus table model | 00008/BPAT/3 | C | Box |  |  | 2001-09-03 |  | DD~ Thiruvallur | Ward | OTHERS |  | 2001-09-03 |  | 0 |  |  |  | 2012-03-01 | Condemned
895 | POONAMALLEE | Laryngoscope(Adult) | 00008/LAGA/2 | C |  |  |  | 2003-06-08 |  | GH THIRUVALLUR |  | OTHERS |  | 2009-03-25 | 2004-06-07 | 0 |  |  |  | 2012-03-01 | Condemned
896 | POONAMALLEE | B.P.apparatus stand model | 00008/BPAS/2 | C | Stand |  |  | 2008-12-08 |  | Jupiter manufacturing works | Casualty | TNHSP | TNHSP/TNMSC/P3E1C/2008 29/08/2008 |  | 2009-12-07 | 0 |  |  |  | 2012-03-01 | Working
897 | POONAMALLEE | B.P.apparatus table model | 00008/BPAT/4 | C | Box |  |  | 2002-02-18 |  | DDFW~ Thiruvallur | OT | OTHERS |  |  |  | 0 |  |  |  | 2012-03-01 | Condemned
898 | POONAMALLEE | Weighing Machine-Suspension | 00008/WEIM/1 | C | BMWM |  |  | 2008-08-12 |  | Jupiter~ Manufacturing Works | OP | TNHSP | TNHSP/TNMSC/ENGG~BMWMS/2008 |  | 2009-08-11 | 0 |  |  |  | 2012-03-01 | Working
899 | POONAMALLEE | Shadowless Lamp stand model | 00008/MOLT/3 | B | 4 Lamp |  |  | 2009-03-25 |  | Jupiter Manufacturing Works | OT | DMS |  |  | 2010-03-24 | 40000 |  |  |  | 2012-03-01 | Working
900 | POONAMALLEE | Urine Analyser | 00008/URNA/2 | C | Lab U Reader Plus |  |  | 2009-03-03 |  | Solo Craft Industries | LAB | DMS | 51190/Sandamp;P/1/2008 10/11/2008 |  | 2012-03-02 | 0 |  |  |  | 2012-03-01 | Working
901 | POONAMALLEE | Auto Clave HP Horizontal-CYLINDRICAL | 00008/ACHC/2 | C |  |  |  | 2009-09-08 |  | JDHS~ Thiruvallur | OT | JDHS |  |  | 2010-09-07 | 0 |  |  |  | 2012-03-01 | Working
902 | POONAMALLEE | B.P.apparatus stand model | 00008/BPAS/4 | C | stand |  |  | 2008-12-08 |  | Jupiter Manufacturing works | Ward | TNHSP | TNHSP/TNMSC/P3E1C/2008 29/08/2008 |  | 2009-12-07 | 0 |  |  |  | 2012-03-01 | Working
903 | POONAMALLEE | Shadowless Lamp stand model | 00008/MOLT/4 | B | 1 Lamp |  |  | 2009-03-28 |  | Jupiter manufacturing works | OT |  |  |  | 2010-03-27 | 0 |  |  |  | 2012-03-01 | Working
904 | POONAMALLEE | Dental Master Unit | 00008/DEUN/1 | B2 | [11 empty] | 0 |  |  |  | 2012-03-01 | Working
905 | POONAMALLEE | Urine Analyser | 00008/URNA/1 | C | Lab U Reader Plus | 901000758 |  | 2009-03-03 |  | Solocraft Industries | LAB | DMS | 51190/Sandamp;P/1/2008 10/11/2008 |  | 2012-03-02 | 112000 |  |  |  | 2012-03-01 | Working
906 | POONAMALLEE | Auto Clave HP Horizontal-CYLINDRICAL | 00008/ACHC/1 | C | 11" X 9" |  |  | 2009-03-03 |  | Solocraft industries | OT | DMS | DMS/51190/Sandamp;P/1/2008~10/11/08 |  | 2010-03-02 | 0 |  |  |  | 2012-03-01 | Working
907 | POONAMALLEE | Weighing Machine Electronic | 00008/WME/1 | C |  |  |  | 2009-01-21 |  | Surgical Instruments | Ward | DMS |  |  | 2010-01-20 | 0 |  |  |  | 2012-03-01 | Working
908 | POONAMALLEE | B.P.apparatus stand model | 00008/BPAS/3 | C | Stand |  |  | 2008-12-08 |  | Jupiter Manufacturing works | Casualty | TNHSP | TNHSP/TNMSC/P3E1C/2008 29/08/2008 |  | 2009-12-07 | 0 |  |  |  | 2012-03-01 | Working
909 | POONAMALLEE | Weighing machine adult | 00008/WTMA/1 | C |  |  |  | 2007-05-06 |  | Solocraft Industries | STD | TNSACS |  |  |  | 0 |  |  |  | 17-12-2010 | Working
910 | POONAMALLEE | B.P.apparatus table model | 00008/BPAT/7 | C |  | 113 |  | 2012-08-23 |  | Madhusudhanan 723 P.H Road aminjikarai | store | TNHSP | TNHSP/TNMSC/ENGG/AG26/2011 |  |  | 0 |  |  |  | 23-8-2012 | Working
911 | POONAMALLEE | Foetal Doppler | 00008/FDOP/1 | C | A100H | 1101 |  | 2014-09-20 | Medi Waves Inc | Medi Waves Inc | OT | TNMSC | 17240/TNMSC/ENGG/2014-15 | 2014-09-20 | 2015-09-19 | 4650 | AMC |  |  | 25-9-2014 | Working
912 | POONAMALLEE | Mannual Colposcope | 00008/CALPM/1 | C | ARI II - ID |  |  | 2013-03-10 | Ari Technology (Group) Co. Ltd.~ | South India Surgicals Co. Ltd. | L W | TNHSP | TNHSP/TNMSC/ENGG/AG30/2011 dt 21/04/2012 | 2013-03-19 | 2014-03-18 | 130000 | AMC |  | South India Surgical Co. Ltd. | 2013-09-04 | Working
913 | POONAMALLEE | Pulse Oximeter | 00008/SPO2/2 | B2 | RAD-8 | M73843 |  | 2014-06-16 | Masimo Corporation | GRACE MFG.andamp;TRADING CO.(DELHI) | OT | RCH | RCH-II/TNMSC/ENGG/E67/2014Dt 05.03.14 | 2014-06-16 | 2019-06-15 | 68968 | AMC |  |  | 28-6-2014 | Working
914 | POONAMALLEE | PH meter | 00008/PHMT/1 | C | RPA/GR710ANPN MAR 24-2014 | 1255 |  | 2014-05-30 |  |  | STORE | TNHSP |  |  |  | 57353 | AMC |  |  | 2014-05-07 | Working
915 | POONAMALLEE | Automated Cell Counter | 00008/BCC/1 | B2 | XP100AdvanceVersion OfKX21 | A3408 |  | 2014-03-21 | TRANSASIA | TRANSASIA | LAB | DMS | 78217/Sandamp;P/1/2013 | 2014-03-21 | 2014-03-20 | 385319 | AMC |  |  | 2014-05-07 | Working
916 | POONAMALLEE | Multi Para Monitor | 00008/MPM/1 | B2 | G3D | G3DL60152 |  | 2014-07-12 | GENERAL MEDITECH INC CHINA | TRANS HEALTH CARE INDIA PRIVATE LIMITED | OT | TNMSC | 17240/TNMSC/ENGG/2014-3DT-16/05/2014 | 2014-07-12 | 2014-07-11 | 60000 | AMC |  |  | 2014-01-09 | Working
917 | POONAMALLEE | Boyles apparatus with out Ventilator | 00008/VEN/1 | B | Compact AC 20 |  |  | 2008-01-07 | Larsen andamp; Toubro Limited | Larsen andamp; Toubro Limited | OT | TNHSP | TNHSP/TNMSC/P2E2/2007 dt 13/06/2007 |  | 2009-01-06 | 98000 | AMC | 2011-02-28 | Larsen andamp; Toubro Limited | 17-12-2010 | Working
918 | POONAMALLEE | Foetal Monitor | 00008/FAMON/1 | B |  |  |  | 2003-09-24 |  |  | Ward | DMS | 45036/sps/1/2003 12/06/2003 |  | 2013-09-23 | 0 | AMC |  |  | 17-12-2010 | Condemned
919 | POONAMALLEE | X.ray lobby single | 00008/XRLS/1 | C |  |  |  | 2010-12-04 | Allengers Medi Systems |  | Xray Room | TNHSP |  |  | 2011-07-07 | 0 | NO AMC |  |  | 17-12-2010 | Working
920 | POONAMALLEE | X.ray developing tank | 00008/XRDT/1 | C |  |  |  | 2010-12-04 |  | Allengers Medi Systems |  | TNHSP |  |  | 2011-07-06 | 0 | NO AMC |  |  | 17-12-2010 | Working
921 | POONAMALLEE | Intensifying screen X-ray | 00008/XRIS/1 | C |  |  |  | 2010-12-04 |  | Allengers Medi Systems | Xray Room | TNHSP |  |  | 2011-07-07 | 0 | NO AMC |  |  | 17-12-2010 | Working
922 | POONAMALLEE | Suction Apparatus - Electrical | 00008/SAEL/5 | C |  |  |  | 2009-02-16 |  | Vishal Hospital Steel Furniture Manufacturing co | Ward | DMS | DMS/51190/S andamp; P/1/2008 |  | 2010-02-15 | 0 | NO AMC |  |  | 17-12-2010 | Working
923 | POONAMALLEE | Semi auto analyser | 00008/SEAA/1 | B2 |  |  |  | 2009-04-11 |  | Robonik India PVT LTD | Lab | TNHSP |  |  | 2010-04-10 | 59500 | NO AMC |  |  | 17-12-2010 | Working
924 | POONAMALLEE | Pulse Oximeter | 00008/SPO2/1 | B |  |  |  | 2009-04-15 |  | JDHS Thiruvallur | Main Store | JDHS |  |  |  | 0 | NO AMC |  |  | 21-12-2010 | Working
925 | POONAMALLEE | Suction Apparatus - Electrical | 00008/SAEL/6 | C |  |  |  | 2009-02-16 |  | Vishal Hospital Steel Furniture Manufacturing co | Store | DMS |  |  | 2010-02-15 | 0 | NO AMC |  |  | 17-12-2010 | Working
926 | POONAMALLEE | Suction Apparatus - Electrical | 00008/SAEL/7 | C |  |  |  | 2009-03-25 |  | Jupiter Manufacturing Works | Store | DMS |  |  | 2010-03-24 | 5500 | NO AMC |  |  | 17-12-2010 | Working
927 | POONAMALLEE |  | 00008/XRY100/1 | B |  |  |  | 2010-07-08 |  | Allengers Medi Systems | X-Ray Room | TNHSP |  |  | 2011-07-07 | 270710 | NO AMC |  |  | 17-12-2010 | Working
928 | THIRUVALLUR | B.P.apparatus table model | 00009/BPAT/28 | C |  |  |  | 2013-02-28 |  | M/S Sree Raga Medical Systems | Labour Ward | OTHERS | 676/NABH/GHQH/TRL/2013Dt-26/02/2013 | 2013-03-01 |  | 1750 |  |  |  | 14-3-2013 | Working
929 | THIRUVALLUR | Ventilators (Paediatrics) | 00009/VENP/5 | B2 | NCPAP | 1022 |  | 2011-01-06 | M/S Phoenix Medical Systems Pvt Ltd. | M/S Phoenix Medical Systems Pvt Ltd. | NiCU | RCH | RCH-II/TNMSC/ENGG/E37/2010-5Dt-30/07/2010 |  |  | 120053 |  |  |  | 13-5-2013 | Not Working
930 | THIRUVALLUR | Foetal Doppler | 00009/FDOP/6 | C |  |  |  | 2013-02-28 |  | Sree Raga Medical Systems |  | OTHERS | 676/NABH/GHQH/TRL/2013 dt 26/02/2013 |  |  | 5000 |  |  |  | 2013-04-06 | Working
931 | THIRUVALLUR | Foetal Doppler | 00009/FDOP/4 | C |  |  |  | 1998-03-07 | [7 empty] | 0 |  |  |  | 2013-04-06 | Condemned
932 | THIRUVALLUR | X-ray Machine 60 mA(Mobile) | 00009/XRY60/1 | B2 | Duplex |  |  | 2010-03-23 |  |  | X-Ray Dept | OTHERS | Transfer in from Govt Primary Health Centre~Porur. |  |  | 0 |  |  |  | 21-5-2013 | Condemned
933 | THIRUVALLUR | 100 M.A. X-ray machine Portable | 00009/100P/1 | B2 | Philips Diagnox 100R |  |  | 2012-06-08 | Philips | Philips | X-Ray Dept |  |  | 2012-06-08 |  | 156060 |  |  |  | 21-5-2013 | Not Working
934 | THIRUVALLUR | Elisa Reader cum washer | 00009/ELRW/2 | B | RABONIK |  |  | 2011-01-04 |  | RABONIK | BLOOD BANK | RCH |  | 2011-01-18 | 2013-01-03 | 177767 |  |  |  | 2011-01-02 | Working
935 | THIRUVALLUR | Syringe Pump | 00009/SYRP/3 | B |  | 10103168~3169~3170~3171~3172~3173 |  | 2010-12-17 | Schiller Healthcare India Pvt Ltd | Schiller Healthcare India Pvt Ltd | NICU | RCH | RCH-II/TNMSC/ENGG/E-37/2010-2Dt;23.09.2010 | 2010-12-23 | 2013-12-22 | 26500 |  |  |  | 23-12-2010 | Working
936 | THIRUVALLUR | Refrigerator | 00009/REFR/1 | C |  |  |  | 2013-07-18 | HAIER | M/S SARAVANA TV SHOW ROOM | LABUR ROOM | OTHERS |  | 2013-07-18 | 2014-07-17 | 8559 |  |  |  | 18-7-2013 | Working
937 | THIRUVALLUR | Infant Warmer With Trolly | 00009/undefined/1 |  | NICE2007 | 10111101634~1635~1636~1637~1638~1639~1640 |  | 2010-11-25 | Madras Surgicals And Chemicals | Madras Surgicals And Chemicals | NICU | RCH | RCH-II/TNMSC/ENGG/E-37/2010-3Dt;30.07.2010 | 2010-12-16 | 2013-12-15 | 17472 |  |  |  | 23-12-2010 | Working
938 | THIRUVALLUR | Focus lamp Ordinary | 00009/FOLP/14 | C |  |  |  | 2010-11-24 | Genera surgical company(India)Pvt Ltd | Genera surgical company(India)Pvt Ltd | STORES | RCH |  |  |  | 4750 |  |  |  | 23-12-2010 | Working
939 | THIRUVALLUR | ECG machine ordinary | 00009/ECGO/7 | B2 | Cardiofax | B4101208 |  | 2009-03-21 |  | GH - Gummidipoondi | Casuality | OTHERS |  |  |  | 0 |  |  |  | 23-10-2013 | Condemned
940 | THIRUVALLUR | Auto analyser | 00009/ATAL/1 | B | Autora | RA0020214RBK |  | 2014-05-19 | Robonik (India) Pvt. Ltd. | Robonik (India) Pvt. Ltd. | Lab | TNHSP | TNHSP/TNMSC/AG87a/2013 | 2014-05-23 | 2017-05-22 | 487197 |  |  |  | 2014-08-09 | Working
941 | THIRUVALLUR | Multi Para Monitor | 00009/MPM/3 | B2 | G3D | G3DL60053 |  | 2014-06-26 | Generl Meditech inc. | Trans Health Care India Private Limited | M OT | TNMSC | 17240/TNMSC/ENGG/2014-3 DT 16/05/2014 | 2014-06-27 | 2017-06-26 | 60000 |  |  |  | 2014-08-09 | Working
942 | THIRUVALLUR | Multi Para Monitor | 00009/MPM/4 | B2 | G3D | G3DL60129 |  | 2014-06-27 | General Meditech Inc. | Trans Health Care India Private Limited | Labour Ward | TNMSC | 17240/TNMSC/ENGG/2014-3 Dt. 16/05/2014 | 2014-06-27 | 2017-06-26 | 60000 |  |  |  | 2014-08-09 | Working
943 | THIRUVALLUR | Pulse Oximeter | 00009/SPO2/18 | B2 | RAD-8 | M70794 |  | 2014-04-02 | Masimo Corporation | Grace Mfg. andamp; Trading Co. | NICU | RCH | RCH-II/TNMSC/ENGG/E67/2014 Dt. 05/03/2014 | 2014-04-02 | 2019-04-01 | 68968 |  |  |  | 2014-10-09 | Working
944 | THIRUVALLUR | Pulse Oximeter | 00009/SPO2/19 | B2 | RAD-8 | M71954 |  | 2014-04-02 | Masimo Corporation | Grace Mfg. andamp; Trading Co. | NICU | RCH | RCH-II/TNMSC/ENGG/E67/2014 Dt. 05/03/2014 | 2014-04-02 | 2019-04-01 | 68968 |  |  |  | 2014-10-09 | Working
945 | THIRUVALLUR | PH meter | 00009/PHMT/1 | C | RPA-1GRTIOANPN |  |  | 2014-04-04 |  | RLT Instrumentation Pvt. Ltd. | Lab | TNHSP | TNHSP/TNMSC/AG87B/2013-14 Dt. 24/03/2014 |  | 2015-04-03 | 57353 |  |  |  | 2014-09-09 | Working
946 | THIRUVALLUR | Pulse Oximeter | 00009/SPO2/20 | B2 | RAD-8 | M71744 |  | 2014-04-02 | Masimo Corporation | Grace Mfg. andamp; Trading Co. | NICU | RCH | RCH-II/TNMSC/ENGG/E67/2014 Dt. 05/03/2014 | 2014-04-02 | 2019-04-01 | 68968 |  |  |  | 2014-10-09 | Working
947 | THIRUVALLUR | PH meter | 00009/PHMT/2 | C | RPA-1GRTIOANPN |  |  | 2014-04-04 |  | RLT Instrumentation Pvt. Ltd. | Lab | TNHSP | TNHSP/TNMSC/AG87B/2013-14 Dt. 24/03/2014 |  | 2015-04-03 | 57353 |  |  |  | 2014-09-09 | Working
948 | THIRUVALLUR | Pulse Oximeter | 00009/SPO2/21 | B2 | RAD -8 | M71967 |  | 2014-04-02 | Masimo Corporation | Grace Mfg. andamp; Trading Co. | OPD | RCH | RCH-II/TNMSC/ENGG/E67/2014 Dt.05/03/2014 | 2014-04-02 | 2019-04-01 | 68968 |  |  |  | 2014-10-09 | Working
949 | THIRUVALLUR | Water Bath/Ultrasonic Water Bath | 00009/WBAT/2 | C | SMI - 143 |  |  | 2014-05-20 | Jindal | S.M. Scientific Instruments Pvt. Ltd. | Lab | TNHSP | TNHSP/TNMSC/AG87h(R)/2014 Dt. 10/04/2014 |  | 2016-05-19 | 16524 |  |  |  | 2014-12-09 | Working
950 | THIRUVALLUR | Binocular Mircroscope | 00009/BIMS/4 | B2 | BDI-13A |  |  | 2014-01-10 | B.D.I. Instrumentation (India) | Solokrafts Industries | IDSP Lab | TNHSP | TNHSP/TNMSC/AG87c/2013 Dt. 22/10/2013 | 2014-02-28 | 2015-02-27 | 18600 |  |  |  | 2014-09-09 | Working
951 | THIRUVALLUR | Pulse Oximeter | 00009/SPO2/22 | B2 | RAD-8 | M71981 |  | 2014-04-02 | Masimo Corporation | Grace Mfg. andamp; Trading Co. | ICU | RCH | RCH-II/TNMSC/ENGG/E67/2014 Dt. 05/03/2014 | 2014-04-02 | 2019-04-01 | 68968 |  |  |  | 2014-10-09 | Working
952 | THIRUVALLUR | Water Bath/Ultrasonic Water Bath | 00009/WBAT/3 | C | SMI-143 |  |  | 2014-05-20 | Jindal | S.M. Scientific Instruments Pvt. Ltd. | Store | TNHSP | TNHSP/TNMSC/AG87h(R)/2014 Dt. 10/04/2014 |  | 2016-05-19 | 8262 |  |  |  | 2014-12-09 | Working
953 | THIRUVALLUR | Binocular Mircroscope | 00009/BIMS/4 | B2 | BDI-13A |  |  | 2014-01-10 | BDI Instrumentation (India) | Solokraft Industries | Lab | TNHSP | TNHSP/TNMSC/AG87c/2013 Dt. 22/10/2013 | 2014-02-28 | 2015-02-27 | 18600 |  |  |  | 2014-09-09 | Working
954 | THIRUVALLUR | Binocular Mircroscope | 00009/BIMS/5 | B2 | BDI-13A |  |  | 2014-01-10 | B.D.I. Instrumentation (India) | Solokrafts Industeries | Lab | TNHSP | TNHSP/TNMSC/AG87c/2013 Dt. 22/10/2013 | 2014-02-28 | 2015-02-27 | 18600 |  |  |  | 2014-09-09 | Working
955 | THIRUVALLUR | Pulse Oximeter | 00009/SPO2/23 | B2 | RAD-8 | M71989 |  | 2014-04-02 | Masimo Corporation | Grace Mfg. andamp; Trading Co. | Labour Ward | RCH | RCH-II/TNMSC/ENGG/E67/2014 Dt. 05/03/2014 | 2014-04-02 | 2019-04-01 | 68968 |  |  |  | 2014-10-09 | Working
956 | THIRUVALLUR | Ceiling Suspended Shadowless Lamp | 00009/CSSL/1 | B2 | LED 750/750 |  |  | 2014-05-27 | M/S Shangai Medical Instruments Co.Ltd | Staan Bio Med Engineering Private Limited | New Ortho OT | TNHSP | TNHSP/TNMSC/AG86b/2013 Dt-10/02/2014 | 2014-08-27 | 2017-05-26 | 614685 |  |  |  | 2014-10-11 | Working
957 | THIRUVALLUR | Cell Counter Electronic (AUTOMATIC) | 00009/CLCN/3 | B | Sysmex Xp 100 | A4399 |  | 2014-10-16 | SYSMEX | TRANSASIA | GEN LAB | TNMSC | 5859/TNMSC/ENGG/2014-3/Dt-24/09/2014 | 2014-10-20 | 2016-10-15 | 303000 |  |  |  | 2014-11-11 | Working
958 | THIRUVALLUR | Refrigerated centrifuge | 00009/REFC/1 | B2 | Cryofuge 60001 | 41698151 |  | 2014-09-27 | Thermo Fisher Scientific | Thermo Fisher Scientific India Pvt Ltd | Blood Bank | TNMSC | 5859/TNMSC/ENGG/2014-1/Dt-Nil | 2014-09-27 | 2019-09-26 | 2031087 |  |  |  | 2014-11-11 | Working
959 | THIRUVALLUR | Multi Channel Pressure Monitor | 00009/MCPM/1 | B2 | G3L | G3LL80038 |  | 2014-09-11 | General Meditech Inc | M/S Trans Healthcare India Pvt Ltd | OT | TNHSP | TNHSP/TNMSC/AG88/2014/Dt-21/06/2014 | 2014-09-11 | 2015-09-10 | 144000 |  |  |  | 2014-11-11 | Working
960 | THIRUVALLUR | Multi Channel Pressure Monitor | 00009/MCPM/2 | B2 | G3L | G3LL80032 |  | 2014-09-11 | General Meditech Inc | M/s Trans Healthcare India Pvt Ltd | OT | TNHSP | TNHSP/TNMSC/AG88/2014/Dt-21/06/2014 | 2014-09-11 | 2015-09-10 | 144000 |  |  |  | 2014-11-11 | Working
961 | THIRUVALLUR | Multi Channel Pressure Monitor | 00009/MCPM/2 | B2 | G3L | G3LL80036 |  | 2014-09-11 | General Meditech Inc | M/S Trans Healthcare India Pvt Ltd | OT | TNHSP | TNHSP/TNMSC/AG88/2014/Dt-21/06/2014 | 2014-09-11 | 2015-09-10 | 144000 |  |  |  | 2014-11-11 | Working
962 | THIRUVALLUR | Haemodialysis Machine | 00009/HDIA/2 | B1 | MS204001-4008S |  |  | 2014-01-30 |  | M/S Sheth Impex Vivo Solutions P Ltd | I C U | OTHERS | 1040/A3/13 Dt-30/12/2013 |  | 2015-01-29 | 708750 |  |  |  | 2014-11-11 | Working
963 | THIRUVALLUR | Foetal Doppler | 00009/FDOP/8 | C | A100H |  |  | 2014-09-13 | Aeon Tchnology (P) Ltd | M/S Medi Waves Inc |  | TNMSC | 17240/TNMSC/ENGG/2014-15 Dt-16/05/2014 | 2014-09-13 | 2017-09-12 | 4650 |  |  |  | 2014-11-11 | Working
964 | THIRUVALLUR | Foetal Doppler | 00009/FDOP/9 | C | A100H |  |  | 2014-09-13 | Aeon Technology (P) Ltd | M/S Medi Waves Inc |  | TNMSC | 17240/TNMSC/ENGG/2014-15/Dt-16/05/2014 | 2014-09-13 | 2017-09-12 | 4650 |  |  |  | 2014-11-11 | Working
965 | THIRUVALLUR | Haemodialysis Machine | 00009/HDIA/3 | B1 | 4008S | 3SXAP648 |  | 2013-11-19 |  | M/s Fresenius Medicare (I) Pvt Ltd | I C U | TNHSP | TNHSP/TNMSC/ICB/AG20/2012 Dt-12/04/2012 |  | 2014-11-18 | 700000 |  |  |  | 2014-12-11 | Working
966 | THIRUVALLUR | Multi Para Monitor | 00009/MPM/6 | B2 | G3G | G3GL80035 |  | 2014-09-11 | General Meditech Inc | M/S Trans Healthcare India Pvt Ltd | I C U | TNHSP | TNHSP/TNMSC/AG88/2014 Dt-21/06/2014 | 2014-09-11 |  | 63315 |  |  |  | 2014-11-11 | Working
967 | THIRUVALLUR | Multi Para Monitor | 00009/MPM/8 | B2 | G3G | G3GL80071 |  | 2014-09-11 | General Meditech Inc | M/S Trans HealthCare India Pvt Ltd | Store | JDHS | TNHSP/TNMSC/AG88/2014/Dt-21/06/2014 | 2014-09-11 | 2015-09-10 | 63315 |  |  |  | 2014-11-11 | Working
968 | THIRUVALLUR | Foetal Doppler | 00009/FDOP/10 | C | A100H |  |  | 2014-09-13 | Aeon Technology (P) Ltd | Medi Waves Inc |  | TNMSC | 17240/TNMSC/ENGG/2014-15/Dt-16/05/2014 | 2014-09-13 | 2017-09-12 | 4650 |  |  |  | 2014-11-11 | Working
969 | THIRUVALLUR | Haemodialysis Machine | 00009/HDIA/4 | B1 | 4008S | 3SAP649 |  | 2013-11-19 |  | M/s Fresenius Medical Care (I) Pvt Ltd | I C U | TNHSP | TNHSP/TNMSC/ICB/AG20/2012/Dt;12/4/2012 |  | 2014-11-18 | 700000 |  |  |  | 2014-12-11 | Working
970 | THIRUVALLUR | Multi Para Monitor | 00009/MPM/5 | B2 | G3G | G3GL80066 |  | 2014-09-11 | General Meditech Inc | M/S Trans Healthcare India Pvt Ltd | Casualty | TNHSP | TNHSP/TNMSC/AG88/2014/Dt-21/06/2014 | 2014-09-11 | 2015-09-10 | 63315 |  |  |  | 2014-11-11 | Working
971 | THIRUVALLUR | Auto Clave HP Vertical (2 bin) | 00009/ACV2/1 | C | [11 empty] | 0 |  |  |  | 17-12-2010 | Working
972 | THIRUVALLUR | Auto Clave HP Vertical (2 bin) | 00009/ACV2/2 | C | [11 empty] | 0 |  |  |  | 17-12-2010 | Working
973 | THIRUVALLUR | Auto Clave HP Vertical (2 bin) | 00009/ACV2/3 | C | [11 empty] | 0 |  |  |  | 17-12-2010 | Working
974 | THIRUVALLUR | Auto Clave HP Vertical (2 bin) | 00009/ACV2/4 | C | [11 empty] | 0 |  |  |  | 17-12-2010 | Working
975 | THIRUVALLUR | Auto Clave HP Vertical (2 bin) | 00009/ACV2/5 | C | [11 empty] | 0 |  |  |  | 17-12-2010 | Working
976 | THIRUVALLUR | Auto Clave HP Vertical (2 bin) | 00009/ACV2/6 | C | [11 empty] | 0 |  |  |  | 17-12-2010 | Working
977 | THIRUVALLUR | Auto Clave HP Vertical (2 bin) | 00009/ACV2/7 | C | [11 empty] | 0 |  |  |  | 17-12-2010 | Working
978 | THIRUVALLUR | Auto Clave HP Vertical (2 bin) | 00009/ACV2/8 | C | [11 empty] | 0 |  |  |  | 17-12-2010 | Working
979 | THIRUVALLUR | Bowl Steriliser - big | 00009/BSBG/1 | C | 24x20x20 |  |  | 2001-02-26 |  | Associated Surgicals | OT | DMRHS |  |  |  | 0 |  |  |  | 17-12-2010 | Working
980 | THIRUVALLUR | Bowl Steriliser - big | 00009/BSBG/2 | C | 24x20x20 |  |  | 2001-02-26 |  | Associated Surgicals | OT | DMRHS |  |  |  | 0 |  |  |  | 17-12-2010 | Working
981 | THIRUVALLUR | Bowl Steriliser - big | 00009/BSBG/3 | C | 24x20x20 |  |  | 2007-12-03 |  | Vishal Hospital and Furniture | OT | DMS |  |  |  | 0 |  |  |  | 17-12-2010 | Working
982 | THIRUVALLUR | Shadowless lamp ceiling type major | 00009/CLMA/1 | B | C.S.3005 |  |  | 2009-06-17 |  | MC Dalal andamp; Co | FWOT | TNMSC | 2394/TNMSC/ENGG/2009/09/02/09 | 2009-06-17 | 2010-06-16 | 113900 |  |  |  | 17-12-2010 | Working
983 | THIRUVALLUR | Focus lamp Ordinary | 00009/FOLP/1 | C |  |  |  | 2009-10-28 |  | Aids Prevention and control project | [5 empty] | 0 |  |  |  | 17-12-2010 | Working
984 | THIRUVALLUR | Focus lamp Ordinary | 00009/FOLP/2 | C |  |  |  | 2009-04-17 |  | Amman Surgicals~ Trichy. | [5 empty] | 0 |  |  |  | 17-12-2010 | Working
985 | THIRUVALLUR | Focus lamp Ordinary | 00009/FOLP/3 | C |  |  |  | 2009-04-17 |  | Amman Surgicals~ Trichy. | [5 empty] | 0 |  |  |  | 17-12-2010 | Working
986 | THIRUVALLUR | Focus lamp Ordinary | 00009/FOLP/4 | C |  |  |  | 1997-04-30 |  | Eagle Surgicals | OP | DMS |  |  |  | 0 |  |  |  | 17-12-2010 | Condemned
987 | THIRUVALLUR | Focus lamp Ordinary | 00009/FOLP/5 | C |  |  |  | 1997-04-05 |  | General Surgicals | OT | DMS |  |  |  | 0 |  |  |  | 17-12-2010 | Condemned
988 | THIRUVALLUR | Focus lamp Ordinary | 00009/FOLP/6 | C |  |  |  | 2000-08-04 |  | GH Pallipet | M.W | Transfer |  |  |  | 0 |  |  |  | 17-12-2010 | Condemned
989 | THIRUVALLUR | Focus lamp Ordinary | 00009/FOLP/7 | C |  |  |  | 2006-01-11 |  | South India Surgicals and Co Ltd. | OP | TNHSP |  |  |  | 0 |  |  |  | 17-12-2010 | Condemned
990 | THIRUVALLUR | Focus lamp Ordinary | 00009/FOLP/8 | C |  |  |  | 2006-01-11 |  | South India Surgicals and Co Ltd. | OT | TNHSP |  |  |  | 0 |  |  |  | 17-12-2010 | Condemned
991 | THIRUVALLUR | Focus lamp Ordinary | 00009/FOLP/9 | C | 9444843445 |  |  | 2006-01-11 |  | South India Surgicals and Co Ltd. | L.W | TNHSP |  |  |  | 0 |  |  |  | 17-12-2010 | Working
992 | THIRUVALLUR | Focus lamp Ordinary | 00009/FOLP/10 | C |  |  |  | 2010-11-25 |  | General Surgicals Company |  | RCH |  |  |  | 0 |  |  |  | 17-12-2010 | Working
993 | THIRUVALLUR | Focus lamp Ordinary | 00009/FOLP/12 | C |  |  |  | 2010-11-25 |  | General Surgicals Company |  | RCH |  |  |  | 0 |  |  |  | 17-12-2010 | Working
994 | THIRUVALLUR | Focus lamp Ordinary | 00009/FOLP/13 | C |  |  |  | 2010-11-25 |  | General Surgicals Company |  | RCH |  |  |  | 0 |  |  |  | 17-12-2010 | Working
995 | THIRUVALLUR | Shadowless Lamp stand model | 00009/MOLT/1 | B | Wall fixing~ Powder coated |  |  | 2009-04-17 |  | Amman Surgicals~ Trichy. | [5 empty] | 0 |  |  |  | 17-12-2010 | Working
996 | THIRUVALLUR | Shadowless Lamp stand model | 00009/MOLT/2 | B | Wall fixing~ Powder coated |  |  | 2009-04-17 |  | Amman Surgicals~ Trichy. | [5 empty] | 0 |  |  |  | 17-12-2010 | Working
997 | THIRUVALLUR | Shadowless Lamp stand model | 00009/MOLT/4 | B |  |  |  | 2009-03-22 |  | Jupiter Manufacturing Works | FWOT | SandP |  |  |  | 0 |  |  |  | 17-12-2010 | Working
998 | THIRUVALLUR | Shadowless Lamp stand model | 00009/MOLT/5 | B |  |  |  | 2009-03-22 |  | Jupiter Manufacturing Works | Store | SandP |  |  |  | 0 |  |  |  | 17-12-2010 | Working
999 | THIRUVALLUR | Shadowless Lamp stand model | 00009/MOLT/6 | B | [5 empty] | Jupiter Manufacturing Works | Store | SandP |  |  |  | 0 |  |  |  | 17-12-2010 | Condemned
1000 | THIRUVALLUR | Shadowless Lamp stand model | 00009/MOLT/7 | B | [5 empty] | Jupiter Manufacturing Works | Store | SandP |  |  |  | 0 |  |  |  | 17-12-2010 | Condemned
1001 | THIRUVALLUR | Shadowless Lamp stand model | 00009/MOLT/8 | B | [5 empty] | Jupiter Manufacturing Works | Store | SandP |  |  |  | 0 |  |  |  | 17-12-2010 | Condemned
1002 | THIRUVALLUR | Shadowless Lamp stand model | 00009/MOLT/9 | B |  |  |  | 2008-12-08 |  | Jupiter Manufacturing Works | Store | TNHSP |  |  |  | 0 |  |  |  | 17-12-2010 | Working
1003 | THIRUVALLUR | Shadowless Lamp stand model | 00009/MOLT/10 | B |  |  |  | 2008-12-08 |  | Jupiter Manufacturing Works | Store | TNHSP |  |  |  | 0 |  |  |  | 17-12-2010 | Working
1004 | THIRUVALLUR | Shadowless Lamp stand model | 00009/MOLT/11 | B |  |  |  | 2008-12-08 |  | Jupiter Manufacturing Works | OT | TNHSP |  |  |  | 0 |  |  |  | 17-12-2010 | Working
1005 | THIRUVALLUR | Shadowless Lamp stand model | 00009/MOLT/12 | B |  |  |  | 2001-02-26 |  | Associated Surgicals | OT | DMS |  |  |  | 0 |  |  |  | 17-12-2010 | Working
1006 | THIRUVALLUR | Shadowless Lamp stand model | 00009/MOLT/13 | B |  |  |  | 2001-02-26 |  | Associated Surgicals | OT | DMS |  |  |  | 0 |  |  |  | 17-12-2010 | Working
1007 | THIRUVALLUR | Shadowless Lamp stand model | 00009/MOLT/14 | B |  |  |  | 2003-02-26 |  | Associated Surgicals | OT | DMS |  |  |  | 0 |  |  |  | 17-12-2010 | Working
1008 | THIRUVALLUR | Shadowless Lamp stand model | 00009/MOLT/15 | B |  |  |  | 2002-04-15 |  | DDFW Thiruvallur | OT | DDFW |  |  |  | 0 |  |  |  | 17-12-2010 | Working
1009 | THIRUVALLUR | Shadowless Lamp stand model | 00009/MOLT/16 | B |  |  |  | 2003-05-08 |  | DDFW Thiruvallur | OT | DDFW |  |  |  | 0 |  |  |  | 17-12-2010 | Working
1010 | THIRUVALLUR | Shadowless Lamp stand model | 00009/MOLT/18 | B |  |  |  | 1996-01-04 |  | General Surgicals | OT | DMS |  |  |  | 0 |  |  |  | 17-12-2010 | Condemned
1011 | THIRUVALLUR | Shadowless Lamp stand model | 00009/MOLT/19 | B |  |  |  | 2008-09-02 |  | Jupiter Manufacturing Works | OT | TNHSP |  |  |  | 0 |  |  |  | 17-12-2010 | Working
1012 | THIRUVALLUR | Shadowless Lamp stand model | 00009/MOLT/20 | B |  |  |  | 2008-09-02 |  | Jupiter Manufacturing Works | OT | TNHSP |  |  |  | 0 |  |  |  | 17-12-2010 | Working
1013 | THIRUVALLUR | Shadowless Lamp stand model | 00009/MOLT/21 | B | [6 empty] | Dental OP |  |  |  |  | 0 |  |  |  | 17-12-2010 | Condemned
1014 | THIRUVALLUR | Shadowless Lamp stand model | 00009/MOLT/22 | B | [11 empty] | 0 |  |  |  | 17-12-2010 | Condemned
1015 | THIRUVALLUR | Shadowless Lamp stand model | 00009/MOLT/23 | B | [11 empty] | 0 |  |  |  | 17-12-2010 | Working
1016 | THIRUVALLUR | Suction Apparatus - Electrical | 00009/SAEL/1 | C |  |  |  | 2002-01-07 |  | GH Avadi | [5 empty] | 0 |  |  |  | 17-12-2010 | Working
1017 | THIRUVALLUR | Suction Apparatus - Electrical | 00009/SAEL/2 | C |  |  |  | 2002-01-07 |  | GH Avadi | [5 empty] | 0 |  |  |  | 17-12-2010 | Working
1018 | THIRUVALLUR | Suction Apparatus - Electrical | 00009/SAEL/3 | C |  |  |  | 2002-07-15 |  | GH Gummidipoondi | [5 empty] | 0 |  |  |  | 17-12-2010 | Working
1019 | THIRUVALLUR | Suction Apparatus - Electrical | 00009/SAEL/4 | C |  |  |  | 2007-10-01 |  | Jupiter Manufacturing Works | OPD | TNHSP |  |  |  | 0 |  |  |  | 17-12-2010 | Working
1020 | THIRUVALLUR | Suction Apparatus - Electrical | 00009/SAEL/5 | C |  |  |  | 2007-10-01 |  | Jupiter Manufacturing Works | OT | TNHSP |  |  |  | 0 |  |  |  | 17-12-2010 | Working
1021 | THIRUVALLUR | Suction Apparatus - Electrical | 00009/SAEL/6 | C |  |  |  | 2007-10-01 |  | Jupiter Manufacturing Works | P.W | TNHSP |  |  |  | 0 |  |  |  | 17-12-2010 | Working
1022 | THIRUVALLUR | Suction Apparatus - Electrical | 00009/SAEL/7 | C |  |  |  | 2009-03-22 |  | Jupiter Manufacturing Works | Store | SandP |  |  |  | 0 |  |  |  | 17-12-2010 | Working
1023 | THIRUVALLUR | Suction Apparatus - Electrical | 00009/SAEL/8 | C |  |  |  | 2009-03-22 |  | Jupiter Manufacturing Works | Store | SandP |  |  |  | 0 |  |  |  | 17-12-2010 | Working
1024 | THIRUVALLUR | Suction Apparatus - Electrical | 00009/SAEL/10 | C |  |  |  | 2003-02-24 |  | M C Dalal and Co | M~W | DMS |  |  |  | 0 |  |  |  | 17-12-2010 | Working
1025 | THIRUVALLUR | Suction Apparatus - Electrical | 00009/SAEL/11 | C |  |  |  | 2003-01-14 |  | M C Dalal and Co | M.W | DMS |  |  |  | 0 |  |  |  | 17-12-2010 | Condemned
1026 | THIRUVALLUR | Suction Apparatus - Electrical | 00009/SAEL/12 | C |  |  |  | 2008-02-18 |  | Vin Bio tech | OPD | TNHSP |  |  |  | 0 |  |  |  | 17-12-2010 | Working
1027 | THIRUVALLUR | Suction Apparatus - Electrical | 00009/SAEL/14 | C |  |  |  | 2008-02-18 |  | Vin Bio tech | L.W | TNHSP |  |  |  | 0 |  |  |  | 17-12-2010 | Working
1028 | THIRUVALLUR | Suction Apparatus - Electrical | 00009/SAEL/15 | C |  |  |  | 2007-12-03 |  | Vishal Hospital and Furniture | OT | DMS |  |  |  | 0 |  |  |  | 17-12-2010 | Working
1029 | THIRUVALLUR | Suction Apparatus - Electrical | 00009/SAEL/16 | C |  |  |  | 2009-02-16 |  | Vishal Hospital and Furniture | Male Ward | SandP |  |  |  | 0 |  |  |  | 17-12-2010 | Working
1030 | THIRUVALLUR | Suction Apparatus - Electrical | 00009/SAEL/17 | C |  |  |  | 2009-02-16 |  | Vishal Hospital and Furniture | Male Ward | SandP |  |  |  | 0 |  |  |  | 17-12-2010 | Working
1031 | THIRUVALLUR | Suction Apparatus - Electrical | 00009/SAEL/18 | C |  |  |  | 2009-02-16 |  | Vishal Hospital and Furniture | OT | TNHSP |  |  |  | 0 |  |  |  | 17-12-2010 | Working
1032 | THIRUVALLUR | Suction Apparatus - Electrical | 00009/SAEL/19 | C |  |  |  | 2009-02-16 |  | Vishal Hospital and Furniture | OPD | TNHSP |  |  |  | 0 |  |  |  | 17-12-2010 | Working
1033 | THIRUVALLUR | Suction Apparatus - Electrical | 00009/SAEL/20 | C |  |  |  | 2009-02-16 |  | Vishal Hospital and Furniture | OT | TNHSP |  |  |  | 0 |  |  |  | 17-12-2010 | Working
1034 | THIRUVALLUR | Suction Apparatus - Electrical | 00009/SAEL/21 | C |  |  |  | 2009-02-16 |  | Vishal Hospital and Furniture | Store | TNHSP |  |  |  | 0 |  |  |  | 17-12-2010 | Working
1035 | THIRUVALLUR | Suction Apparatus - Electrical | 00009/SAEL/22 | C |  |  |  | 2009-02-16 |  | Vishal Hospital and Furniture | Store | TNHSP |  |  |  | 0 |  |  |  | 17-12-2010 | Working
1036 | THIRUVALLUR | Suction Apparatus - Electrical | 00009/SAEL/23 | C |  |  |  | 2009-02-16 |  | Vishal Hospital and Furniture | Store | TNHSP |  |  |  | 0 |  |  |  | 17-12-2010 | Working
1037 | THIRUVALLUR | Suction Apparatus - Electrical | 00009/SAEL/24 | C |  |  |  | 2009-02-16 |  | Vishal Hospital and Furniture | Store | TNHSP |  |  |  | 0 |  |  |  | 17-12-2010 | Working
1038 | THIRUVALLUR | Suction Apparatus - Electrical | 00009/SAEL/26 | C |  |  |  | 2009-02-16 |  | Vishal Hospital and Furniture | Store | TNHSP |  |  |  | 0 |  |  |  | 17-12-2010 | Working
1039 | THIRUVALLUR | Suction Apparatus - Electrical | 00009/SAEL/27 | C |  |  |  | 2009-02-16 |  | Vishal Hospital and Furniture | Store | TNHSP |  |  |  | 0 |  |  |  | 17-12-2010 | Working
1040 | THIRUVALLUR | Suction Apparatus - Electrical | 00009/SAEL/28 | C |  |  |  | 2009-02-16 |  | Vishal Hospital and Furniture | ENT OP | TNHSP |  |  |  | 0 |  |  |  | 17-12-2010 | Working
1041 | THIRUVALLUR | Suction Apparatus - Electrical | 00009/SAEL/29 | C |  |  |  | 1998-03-11 | [7 empty] | 0 |  |  |  | 17-12-2010 | Condemned
1042 | THIRUVALLUR | Suction Apparatus - Electrical | 00009/SAEL/30 | C |  |  |  | 1998-03-11 | [7 empty] | 0 |  |  |  | 17-12-2010 | Condemned
1043 | THIRUVALLUR | Suction Apparatus - Electrical | 00009/SAEL/31 | C |  |  |  | 1998-03-11 | [7 empty] | 0 |  |  |  | 17-12-2010 | Condemned
1044 | THIRUVALLUR | Suction Apparatus - Electrical | 00009/SAEL/32 | C |  |  |  | 1998-03-11 | [7 empty] | 0 |  |  |  | 17-12-2010 | Working
1045 | THIRUVALLUR | Suction Apparatus - Electrical | 00009/SAEL/33 | C |  |  |  | 1998-03-11 | [7 empty] | 0 |  |  |  | 17-12-2010 | Working
1046 | THIRUVALLUR | Suction Apparatus - Electrical | 00009/SAEL/34 | C |  |  |  | 1998-03-11 | [7 empty] | 0 |  |  |  | 17-12-2010 | Working
1047 | THIRUVALLUR | Suction Apparatus - Electrical | 00009/SAEL/35 | C |  |  |  | 1998-03-11 | [7 empty] | 0 |  |  |  | 17-12-2010 | Working
1048 | THIRUVALLUR | Suction Apparatus - Electrical | 00009/SAEL/36 | C |  |  |  | 1998-03-11 | [7 empty] | 0 |  |  |  | 17-12-2010 | Working
1049 | THIRUVALLUR | Suction Apparatus - Foot operated | 00009/SAFO/1 | B | Foot |  |  | 2003-02-26 |  | Associated Surgicals | F.W | DMS |  |  |  | 0 |  |  |  | 17-12-2010 | Working
1050 | THIRUVALLUR | Suction Apparatus - Foot operated | 00009/SAFO/2 | B | Foot |  |  | 2001-01-21 |  | Associated Surgicals | L.W | DMS |  |  |  | 0 |  |  |  | 17-12-2010 | Working
1051 | THIRUVALLUR | Suction Apparatus - Foot operated | 00009/SAFO/3 | B | Foot Operated |  |  | 2009-02-16 |  | Vishal Hospital and Furniture | Store | TNHSP |  |  |  | 0 |  |  |  | 17-12-2010 | Working
1052 | THIRUVALLUR | Suction Apparatus - Electrical(Hivacuam) | 00009/SAHV/1 | B | Surgical Aspirator Vaccum Suction |  |  | 2009-05-21 |  | General Surgicals |  | SandP |  |  |  | 0 |  |  |  | 17-12-2010 | Working
1053 | THIRUVALLUR | Suction Apparatus - Electrical(Hivacuam) | 00009/SAHV/2 | B | Surgical Aspirator Vaccum Suction |  |  | 2009-05-21 |  | General Surgicals |  | SandP |  |  |  | 0 |  |  |  | 17-12-2010 | Working
1054 | THIRUVALLUR | Suction Apparatus - Electrical(Hivacuam) | 00009/SAHV/3 | B | Surgical Aspirator Vaccum Suction |  |  | 2009-05-21 |  | General Surgicals |  | SandP |  |  |  | 0 |  |  |  | 17-12-2010 | Working
1055 | THIRUVALLUR | Diathermy Machine (Electric Cautery) | 00009/SDIA/1 | B |  |  |  | 2003-09-26 |  | South India Surgicals and Co Ltd. | OT | DMS |  |  |  | 0 |  |  |  | 17-12-2010 | Condemned
1056 | THIRUVALLUR | Diathermy Machine (Electric Cautery) | 00009/SDIA/2 | B | AESCULAP |  |  | 2002-11-28 |  | Associated Surgicals | Eye OT | DMS |  |  |  | 0 |  |  |  | 17-12-2010 | Condemned
1057 | THIRUVALLUR | Diathermy Machine (Electric Cautery) | 00009/SDIA/3 | B | MX-250 OBS 026 |  |  | 2007-06-30 |  | Jupiter Manufacturing Works | OT | DMS | 35047/Sandamp;P/1/2007Dt-01/01/2007 |  |  | 18000 |  |  |  | 17-12-2010 | Working
1058 | THIRUVALLUR | Diathermy Machine (Electric Cautery) | 00009/SDIA/4 | B | MX-250 OBS 026 |  |  | 2007-06-30 |  | Jupiter Manufacturing Works | OT | DMS | 35047/Sandamp;P/1/2007Dt-27/04/2007 |  |  | 18000 |  |  |  | 17-12-2010 | Working
1059 | THIRUVALLUR | Diathermy Machine (Electric Cautery) | 00009/SDIA/5 | B |  |  |  | 2003-04-07 |  | Associated Surgicals | OT | DMS |  |  |  | 0 |  |  |  | 17-12-2010 | Working
1060 | THIRUVALLUR | Diathermy Machine (Electric Cautery) | 00009/SDIA/6 | B |  |  |  | 2001-08-11 |  |  | OT | DDFW |  |  |  | 0 |  |  |  | 17-12-2010 | Working
1061 | THIRUVALLUR | Diathermy Machine (Electric Cautery) | 00009/SDIA/7 | B |  |  |  | 2001-11-08 |  |  |  | DMS |  |  |  | 0 |  |  |  | 17-12-2010 | Working
1062 | THIRUVALLUR | Diathermy Machine (Electric Cautery) | 00009/SDIA/8 | B |  |  |  | 2001-11-08 |  |  |  | DMS |  |  |  | 0 |  |  |  | 17-12-2010 | Working
1063 | THIRUVALLUR | Diathermy Machine (Electric Cautery) | 00009/SDIA/9 | B |  |  |  | 2007-04-03 |  | Solokraft Industries | OT | TNSACS | RES03/TANSACS/TNMSC/Sandamp;M/2000Dt-20/02/2007 |  |  | 19500 |  |  |  | 17-12-2010 | Working
1064 | THIRUVALLUR | Diathermy Machine (Electric Cautery) | 00009/SDIA/10 | B |  |  |  | 2008-12-08 |  | Suriya Surgical | OT | DMS | 51190/Sandamp;P/1/2008Dt-10/11/2008 | 2008-12-15 | 2011-12-14 | 184600 |  | 2013-12-14 |  | 17-12-2010 | Working
1065 | THIRUVALLUR | Sterilizer Medium (Instrument) | 00009/STMD/1 | C | 16X9 |  |  | 2008-04-17 |  | Suriya Surgicals | Store | TNHSP |  |  |  | 0 |  |  |  | 17-12-2010 | Working
1066 | THIRUVALLUR | Sterilizer Medium (Instrument) | 00009/STMD/2 | C | 16X9 |  |  | 2008-04-17 |  | Suriya Surgicals | Store | TNHSP |  |  |  | 0 |  |  |  | 17-12-2010 | Working
1067 | THIRUVALLUR | Sterilizer Medium (Instrument) | 00009/STMD/3 | C | 16x6x6 |  |  | 2009-01-07 |  | Vishal Hospital and Furniture |  | TNMSC |  |  |  | 0 |  |  |  | 17-12-2010 | Working
1068 | THIRUVALLUR | Sterilizer Medium (Instrument) | 00009/STMD/4 | C | 16x6x6 |  |  | 2009-01-07 |  | Vishal Hospital and Furniture |  | TNMSC |  |  |  | 0 |  |  |  | 17-12-2010 | Working
1069 | THIRUVALLUR | Sterilizer Medium (Instrument) | 00009/STMD/5 | C |  |  |  | 2008-10-14 |  | Jupiter Manufacturing Works | Store | TNHSP |  |  |  | 0 |  |  |  | 17-12-2010 | Working
1070 | THIRUVALLUR | Steriliser Small (Instruments) | 00009/STSL/1 | C | 12X9 |  |  | 2008-04-17 |  | Suriya Surgicals | Store | TNHSP |  |  |  | 0 |  |  |  | 17-12-2010 | Working
1071 | THIRUVALLUR | Steriliser Small (Instruments) | 00009/STSL/2 | C | 12X9 |  |  | 2008-04-17 |  | Suriya Surgicals | Store | TNHSP |  |  |  | 0 |  |  |  | 17-12-2010 | Working
1072 | THIRUVALLUR | Steriliser Small (Instruments) | 00009/STSL/3 | C |  |  |  | 2008-02-13 |  | Associated Surgicals | OT | JDHS |  |  |  | 0 |  |  |  | 17-12-2010 | Working
1073 | THIRUVALLUR | Steriliser Small (Instruments) | 00009/STSL/4 | C |  |  |  | 2005-05-24 |  | GH Uthukottai | OT | Transfer |  |  |  | 0 |  |  |  | 17-12-2010 | Condemned
1074 | THIRUVALLUR | Steriliser Small (Instruments) | 00009/STSL/5 | C | [6 empty] | OT |  |  |  |  | 0 |  |  |  | 17-12-2010 | Condemned
1075 | THIRUVALLUR | Steriliser Small (Instruments) | 00009/STSL/6 | C | [6 empty] | OT |  |  |  |  | 0 |  |  |  | 17-12-2010 | Condemned
1076 | THIRUVALLUR | Steriliser Small (Instruments) | 00009/STSL/7 | C | [6 empty] | OT |  |  |  |  | 0 |  |  |  | 17-12-2010 | Condemned
1077 | THIRUVALLUR | Steriliser Small (Instruments) | 00009/STSL/8 | C | [6 empty] | Store |  |  |  |  | 0 |  |  |  | 17-12-2010 | Condemned
1078 | THIRUVALLUR | Steriliser Small (Instruments) | 00009/STSL/9 | C | [6 empty] | Store |  |  |  |  | 0 |  |  |  | 17-12-2010 | Condemned
1079 | THIRUVALLUR | Steriliser Small (Instruments) | 00009/STSL/10 | C | [6 empty] | Store |  |  |  |  | 0 |  |  |  | 17-12-2010 | Condemned
1080 | THIRUVALLUR | Steriliser Small (Instruments) | 00009/STSL/11 | C | [6 empty] | Store |  |  |  |  | 0 |  |  |  | 17-12-2010 | Condemned
1081 | THIRUVALLUR | Operation Table Hydraulic Major | 00009/TAMA/3 | B2 | Medium |  |  | 2008-10-05 |  | Jupiter Manufacturing Works | Store | NRHM |  |  |  | 0 |  |  |  | 17-12-2010 | Working
1082 | THIRUVALLUR | Operation Table Hydraulic Major | 00009/TAMA/4 | B2 |  |  |  | 2008-12-08 |  | Jupiter Manufacturing Works | Store | TNHSP |  |  |  | 0 |  |  |  | 17-12-2010 | Working
1083 | THIRUVALLUR | Operation Table Hydraulic Major | 00009/TAMA/5 | B2 |  |  |  | 2007-01-18 |  | Reliance Instruments | OT | TNHSP |  |  |  | 0 |  |  |  | 17-12-2010 | Working
1084 | THIRUVALLUR | Operation Table Hydraulic Major | 00009/TAMA/6 | B2 |  |  |  | 2009-03-19 |  | Vibash Coimbatore Surgicals Pvt. Ltd. | Ortho OT | SandP |  |  |  | 0 |  |  |  | 17-12-2010 | Working
1085 | THIRUVALLUR | Operation Table Hydraulic Major | 00009/TAMA/8 | B2 | [6 empty] | Eye OT | DMS |  |  |  | 0 |  |  |  | 17-12-2010 | Condemned
1086 | THIRUVALLUR | Operation Table Hydraulic Major | 00009/TAMA/9 | B2 | [6 empty] | Eye OT | DMS |  |  |  | 0 |  |  |  | 17-12-2010 | Condemned
1087 | THIRUVALLUR | Alpha Bed with motor | 00009/ABM/1 | C | ORT 123 |  |  | 2007-06-30 |  | Jupiter Manufacturing Works | Store | DMS |  |  |  | 0 |  |  |  | 17-12-2010 | To be Condemned
1088 | THIRUVALLUR | Generator | 00009/GEN/1 | C |  |  |  | 2007-12-03 |  | Fermier Enginner | BB | TNHSP |  |  |  | 0 |  |  |  | 17-12-2010 | Working
1089 | THIRUVALLUR | Generator | 00009/GEN/2 | C |  |  |  | 2007-12-03 |  | Fermier Enginner | OT | TNHSP |  |  |  | 0 |  |  |  | 17-12-2010 | Working
1090 | THIRUVALLUR | Inverter | 00009/INV/2 | C |  |  |  | 2006-08-28 |  | Numeric Power Systems | Supper. Room | TNHSP |  |  |  | 0 |  |  |  | 17-12-2010 | Working
1091 | THIRUVALLUR | Nebuliser Adult | 00009/NEBA/4 | C |  |  |  | 2008-02-13 |  | Associated Surgicals | M.W | PWF |  |  |  | 0 |  |  |  | 17-12-2010 | Working
1092 | THIRUVALLUR | Nebuliser Adult | 00009/NEBA/5 | C |  |  |  | 2008-02-13 |  | Associated Surgicals | NBW | PWF |  |  |  | 0 |  |  |  | 17-12-2010 | Working
1093 | THIRUVALLUR | Nebuliser Adult | 00009/NEBA/6 | C |  |  |  | 2008-02-13 |  | Associated Surgicals | NBW | PWF |  |  |  | 0 |  |  |  | 17-12-2010 | Working
1094 | THIRUVALLUR | Nebuliser Adult | 00009/NEBA/7 | C |  |  |  | 2008-02-13 |  | Associated Surgicals | OP | PWF |  |  |  | 0 |  |  |  | 17-12-2010 | Working
1095 | THIRUVALLUR | Nebuliser Adult | 00009/NEBA/8 | C |  |  |  | 2008-02-13 |  | Associated Surgicals | OP | PWF |  |  |  | 0 |  |  |  | 17-12-2010 | Working
1096 | THIRUVALLUR | Nebuliser Adult | 00009/NEBA/9 | C |  |  |  | 2008-02-13 |  | Associated Surgicals | OT | PWF |  |  |  | 0 |  |  |  | 17-12-2010 | Working
1097 | THIRUVALLUR | Nebuliser Adult | 00009/NEBA/10 | C |  |  |  | 2008-02-13 |  | Associated Surgicals | Store | PWF |  |  |  | 0 |  |  |  | 17-12-2010 | Working
1098 | THIRUVALLUR | Nebuliser Adult | 00009/NEBA/11 | C |  |  |  | 2008-02-13 |  | Associated Surgicals | Store | PWF |  |  |  | 0 |  |  |  | 17-12-2010 | Working
1099 | THIRUVALLUR | Nebuliser Adult | 00009/NEBA/12 | C |  |  |  | 1999-04-26 |  | Associated Surgicals | F W | DMS |  |  |  | 0 |  |  |  | 17-12-2010 | Condemned
1100 | THIRUVALLUR | Nebuliser Adult | 00009/NEBA/13 | C |  |  |  | 2003-07-30 |  | Associated Surgicals | F W | DMS |  |  |  | 0 |  |  |  | 17-12-2010 | Condemned
1101 | THIRUVALLUR | Nebuliser Adult | 00009/NEBA/14 | C |  |  |  | 2008-02-13 |  | Associated Surgicals | F W | PWF |  |  |  | 0 |  |  |  | 17-12-2010 | Working
1102 | THIRUVALLUR | Nebuliser Adult | 00009/NEBA/15 | C |  |  |  | 2008-02-13 |  | Associated Surgicals | ICU | PWF |  |  |  | 0 |  |  |  | 17-12-2010 | Condemned
1103 | THIRUVALLUR | Nebuliser Adult | 00009/NEBA/16 | C |  |  |  | 2001-02-06 |  | Associated Surgicals | L.W | DMS |  |  |  | 0 |  |  |  | 17-12-2010 | Condemned
1104 | THIRUVALLUR | Nebuliser Adult | 00009/NEBA/17 | C |  |  |  | 2008-10-14 |  | Jupiter Manufacturing Works | Store | TNHSP |  |  |  | 0 |  |  |  | 17-12-2010 | Working
1105 | THIRUVALLUR | Nebuliser Adult | 00009/NEBA/18 | C |  |  |  | 2008-10-14 |  | Jupiter Manufacturing Works | Tx out to GH - Uthukottai | TNHSP |  |  |  | 0 |  |  |  | 17-12-2010 | Condemned
1106 | THIRUVALLUR | Nebuliser Adult | 00009/NEBA/19 | C |  |  |  | 1996-03-27 |  | Phoenix Medical Systems | F W | DMS |  |  |  | 0 |  |  |  | 17-12-2010 | Condemned
1107 | THIRUVALLUR | Nebuliser Adult | 00009/NEBA/20 | C |  |  |  | 2006-09-27 |  | South India Surgicals and Co Ltd. | NBW | TNHSP |  |  |  | 0 |  |  |  | 17-12-2010 | Condemned
1108 | THIRUVALLUR | Nebuliser Adult | 00009/NEBA/21 | C |  |  |  | 2006-09-27 |  | South India Surgicals and Co Ltd. | NBW | TNHSP |  |  |  | 0 |  |  |  | 17-12-2010 | Condemned
1109 | THIRUVALLUR | Needle destroyer / Syringe Destroyer | 00009/NEED/1 | C |  |  |  | 2005-07-09 |  | GH Uthukottai | M.W | Transfer |  |  |  | 0 |  |  |  | 17-12-2010 | Working
1110 | THIRUVALLUR | Needle destroyer / Syringe Destroyer | 00009/NEED/5 | C |  |  |  | 2008-06-19 |  | Glo Life Care Equipments | OP | TNHSP |  |  |  | 0 |  |  |  | 17-12-2010 | Working
1111 | THIRUVALLUR | Needle destroyer / Syringe Destroyer | 00009/NEED/6 | C |  |  |  | 2008-06-19 |  | Glo Life Care Equipments | Store | TNHSP |  |  |  | 0 |  |  |  | 17-12-2010 | Condemned
1112 | THIRUVALLUR | Needle destroyer / Syringe Destroyer | 00009/NEED/7 | C |  |  |  | 2008-06-19 |  | Glo Life Care Equipments | Store | TNHSP |  |  |  | 0 |  |  |  | 17-12-2010 | Condemned
1113 | THIRUVALLUR | Needle destroyer / Syringe Destroyer | 00009/NEED/8 | C |  |  |  | 2008-06-19 |  | Glo Life Care Equipments | Store | TNHSP |  |  |  | 0 |  |  |  | 17-12-2010 | Condemned
1114 | THIRUVALLUR | Needle destroyer / Syringe Destroyer | 00009/NEED/9 | C |  |  |  | 2008-06-19 |  | Glo Life Care Equipments | Store | TNHSP |  |  |  | 0 |  |  |  | 17-12-2010 | Not Working
1115 | THIRUVALLUR | Needle destroyer / Syringe Destroyer | 00009/NEED/10 | C |  |  |  | 2008-06-19 |  | Glo Life Care Equipments | Store | TNHSP |  |  |  | 0 |  |  |  | 17-12-2010 | Not Working
1116 | THIRUVALLUR | Needle destroyer / Syringe Destroyer | 00009/NEED/11 | C |  |  |  | 2008-06-19 |  | Glo Life Care Equipments | Store | TNHSP |  |  |  | 0 |  |  |  | 17-12-2010 | Not Working
1117 | THIRUVALLUR | Needle destroyer / Syringe Destroyer | 00009/NEED/12 | C |  |  |  | 2008-06-19 |  | Glo Life Care Equipments | Store | TNHSP |  |  |  | 0 |  |  |  | 17-12-2010 | Not Working
1118 | THIRUVALLUR | Needle destroyer / Syringe Destroyer | 00009/NEED/13 | C |  |  |  | 2008-06-19 |  | Glo Life Care Equipments | F W | TNHSP |  |  |  | 0 |  |  |  | 17-12-2010 | Not Working
1119 | THIRUVALLUR | Needle destroyer / Syringe Destroyer | 00009/NEED/14 | C |  |  |  | 2008-06-19 |  | Glo Life Care Equipments | L.W | TNHSP |  |  |  | 0 |  |  |  | 17-12-2010 | Not Working
1120 | THIRUVALLUR | Needle destroyer / Syringe Destroyer | 00009/NEED/15 | C |  |  |  | 2008-06-19 |  | Glo Life Care Equipments | Lab | TNHSP |  |  |  | 0 |  |  |  | 17-12-2010 | Condemned
1121 | THIRUVALLUR | Needle destroyer / Syringe Destroyer | 00009/NEED/16 | C |  |  |  | 2008-06-19 |  | Glo Life Care Equipments | M.W | TNHSP |  |  |  | 0 |  |  |  | 17-12-2010 | Condemned
1122 | THIRUVALLUR | Needle destroyer / Syringe Destroyer | 00009/NEED/18 | C |  |  |  | 2003-06-28 |  | Linco Scientific India Ltd. | OP | DMRHS |  |  |  | 0 |  |  |  | 17-12-2010 | Condemned
1123 | THIRUVALLUR | Needle destroyer / Syringe Destroyer | 00009/NEED/19 | C |  |  |  | 2003-06-28 |  | Linco Scientific India Ltd. | Eye OT | DMRHS |  |  |  | 0 |  |  |  | 17-12-2010 | Condemned
1124 | THIRUVALLUR | Needle destroyer / Syringe Destroyer | 00009/NEED/20 | C |  |  |  | 2003-06-28 |  | Linco Scientific India Ltd. | L.W | DMRHS |  |  |  | 0 |  |  |  | 17-12-2010 | Condemned
1125 | THIRUVALLUR | Needle destroyer / Syringe Destroyer | 00009/NEED/21 | C |  |  |  | 2003-06-28 |  | Linco Scientific India Ltd. | Lab | DMRHS |  |  |  | 0 |  |  |  | 17-12-2010 | Working
1126 | THIRUVALLUR | Needle destroyer / Syringe Destroyer | 00009/NEED/22 | C |  |  |  | 2002-06-21 |  |  | VCTC Lab | TNSACS |  |  |  | 0 |  |  |  | 17-12-2010 | Working
1127 | THIRUVALLUR | Weighing Machine Electronic | 00009/WME/1 | C | Digital |  |  | 2009-04-17 |  | Amman Surgicals~ Trichy. | [5 empty] | 0 |  |  |  | 17-12-2010 | Working
1128 | THIRUVALLUR | Weighing Machine Electronic | 00009/WME/2 | C | Digital |  |  | 2009-04-17 |  | Amman Surgicals~ Trichy. | [5 empty] | 0 |  |  |  | 17-12-2010 | Working
1129 | THIRUVALLUR | Weighing Machine Electronic | 00009/WME/3 | C | Digital |  |  | 2009-04-17 |  | Amman Surgicals~ Trichy. | [5 empty] | 0 |  |  |  | 17-12-2010 | Working
1130 | THIRUVALLUR | Weighing Machine Electronic | 00009/WME/4 | C | Electronic |  |  | 2009-01-21 |  | Suriya Surgical | Store | SandP |  |  |  | 0 |  |  |  | 17-12-2010 | Working
1131 | THIRUVALLUR | X.ray lobby single | 00009/XRLS/1 | C |  |  |  | 2009-04-17 |  | Amman Surgicals~ Trichy. | [5 empty] | 0 |  |  |  | 17-12-2010 | Working
1132 | THIRUVALLUR | X.ray lobby single | 00009/XRLS/2 | C |  |  |  | 2009-04-17 |  | Amman Surgicals~ Trichy. | [5 empty] | 0 |  |  |  | 17-12-2010 | Working
1133 | THIRUVALLUR | X.ray lobby single | 00009/XRLS/3 | C |  |  |  | 2009-04-17 |  | Amman Surgicals~ Trichy. | [5 empty] | 0 |  |  |  | 17-12-2010 | Working
1134 | THIRUVALLUR | X.ray lobby single | 00009/XRLS/4 | C |  |  |  | 2009-04-17 |  | Amman Surgicals~ Trichy. | [5 empty] | 0 |  |  |  | 17-12-2010 | Working
1135 | THIRUVALLUR | X.ray lobby single | 00009/XRLS/5 | C |  |  |  | 2009-04-17 |  | Amman Surgicals~ Trichy. | [5 empty] | 0 |  |  |  | 17-12-2010 | Working
1136 | THIRUVALLUR | X.ray lobby single | 00009/XRLS/6 | C |  |  |  | 2009-04-17 |  | Amman Surgicals~ Trichy. | [5 empty] | 0 |  |  |  | 17-12-2010 | Working
1137 | THIRUVALLUR | B.P.apparatus stand model | 00009/BPAS/6 | C | Stand |  |  |  |  | Jupiter Manufacturing Works | Ortho | TNHSP |  |  |  | 0 |  |  |  | 17-12-2010 | Condemned
1138 | THIRUVALLUR | B.P.apparatus stand model | 00009/BPAS/7 | C | Stand |  |  |  |  | Jupiter Manufacturing Works | Store | TNHSP |  |  |  | 0 |  |  |  | 17-12-2010 | Condemned
1139 | THIRUVALLUR | B.P.apparatus table model | 00009/BPAT/4 | C | Box |  |  | 2009-09-04 |  | M C Dalal |  | JDHS |  |  |  | 0 |  |  |  | 17-12-2010 | Working
1140 | THIRUVALLUR | B.P.apparatus table model | 00009/BPAT/9 | C | Box |  |  | 2009-09-04 |  | M C Dalal |  | JDHS |  |  |  | 0 |  |  |  | 17-12-2010 | Working
1141 | THIRUVALLUR | B.P.apparatus table model | 00009/BPAT/10 | C | Box |  |  | 2009-09-04 |  | M C Dalal |  | JDHS |  |  |  | 0 |  |  |  | 17-12-2010 | Working
1142 | THIRUVALLUR | B.P.apparatus table model | 00009/BPAT/11 | C | Box |  |  | 2009-09-04 |  | M C Dalal |  | JDHS |  |  |  | 0 |  |  |  | 17-12-2010 | Working
1143 | THIRUVALLUR | B.P.apparatus table model | 00009/BPAT/12 | C | Box |  |  | 2009-09-04 |  | M C Dalal |  | JDHS |  |  |  | 0 |  |  |  | 17-12-2010 | Working
1144 | THIRUVALLUR | B.P.apparatus table model | 00009/BPAT/13 | C | Box |  |  | 2009-09-04 |  | M C Dalal |  | JDHS |  |  |  | 0 |  |  |  | 17-12-2010 | Working
1145 | THIRUVALLUR | B.P.apparatus table model | 00009/BPAT/14 | C | Box |  |  | 2009-09-04 |  | M C Dalal |  | JDHS |  |  |  | 0 |  |  |  | 17-12-2010 | Working
1146 | THIRUVALLUR | B.P.apparatus table model | 00009/BPAT/15 | C | Box |  |  | 2009-09-04 |  | M C Dalal |  | JDHS |  |  |  | 0 |  |  |  | 17-12-2010 | Working
1147 | THIRUVALLUR | B.P.apparatus table model | 00009/BPAT/16 | C | Box |  |  | 2009-09-04 |  | M C Dalal |  | JDHS |  |  |  | 0 |  |  |  | 17-12-2010 | Working
1148 | THIRUVALLUR | B.P.apparatus table model | 00009/BPAT/17 | C | Box |  |  | 2009-09-04 |  | M C Dalal |  | JDHS |  |  |  | 0 |  |  |  | 17-12-2010 | Working
1149 | THIRUVALLUR | B.P.apparatus table model | 00009/BPAT/18 | C | Box |  |  | 2009-09-04 |  | M C Dalal |  | JDHS |  |  |  | 0 |  |  |  | 17-12-2010 | Working
1150 | THIRUVALLUR | B.P.apparatus table model | 00009/BPAT/19 | C | Box |  |  | 2009-09-04 |  | M C Dalal |  | JDHS |  |  |  | 0 |  |  |  | 17-12-2010 | Working
1151 | THIRUVALLUR | Cardiac Monitor | 00009/EBSM/2 | C | Integra I E | C10812AM13 |  | 2009-06-01 | Concept Integration (I) Pvt. Ltd. | Concept Integration (I) Pvt. Ltd. | Female Ward | TNHSP | TNHSP/TNMSC/P3E13/2008 dt 10/10/2008 | 2009-01-06 | 2010-01-05 | 24500 |  |  |  | 17-12-2010 | Not Working
1152 | THIRUVALLUR | ECG machine computerized | 00009/ECGC/1 | B | EDAN SE 300 |  |  | 2008-11-19 |  | Madras Surgical andamp; Chemicals | ECG Dept. | TNHSP |  |  |  | 0 |  |  | Madras Surgical and chemicals | 17-12-2010 | Condemned
1153 | THIRUVALLUR | ECG machine ordinary | 00009/ECGO/1 | B | 108 T |  |  | 1996-09-12 |  | BPL india (P) Ltd. | X-Ray Room | DMS |  |  |  | 0 |  |  |  | 17-12-2010 | Working
1154 | THIRUVALLUR | ECG machine ordinary | 00009/ECGO/2 | B | 108 T | 23416 |  | 2001-08-03 |  | BPL india (P) Ltd. | ICU | DMS |  |  |  | 0 |  |  |  | 17-12-2010 | Working
1155 | THIRUVALLUR | ECG machine ordinary | 00009/ECGO/3 | B | 108 T |  |  | 2005-04-26 |  | GH Uthukottai | X-Ray Room | Transfer |  |  |  | 0 |  |  |  | 17-12-2010 | Working
1156 | THIRUVALLUR | ECG machine ordinary | 00009/ECGO/4 | B |  |  |  | 1997-03-02 |  | Pincle Products | X-Ray Room | TNMSC |  |  |  | 0 |  |  |  | 17-12-2010 | Working
1157 | THIRUVALLUR | Infusion pump | 00009/INPM/3 | C | Samtronic India in. co. Ltd. - ST 1000 | 900383T |  | 2010-10-13 |  | Trans Health Care India Pvt. Ltd. |  | RCH |  |  |  | 0 |  |  |  | 17-12-2010 | Working
1158 | THIRUVALLUR | Infusion pump | 00009/INPM/6 | C | Samtronic India in. co. Ltd. - ST 1000 | 900385T |  | 2010-10-13 |  | Trans Health Care India Pvt. Ltd. |  | RCH |  |  |  | 0 |  |  |  | 17-12-2010 | Working
1159 | THIRUVALLUR | Infusion pump | 00009/INPM/7 | C | Samtronic India in. co. Ltd. - ST 1000 | 900317T |  | 2010-10-13 |  | Trans Health Care India Pvt. Ltd. |  | RCH |  |  |  | 0 |  |  |  | 17-12-2010 | Working
1160 | THIRUVALLUR | Infusion pump | 00009/INPM/9 | C |  |  |  | 2004-05-02 |  | Akas Medicals | F W | DMS |  |  |  | 0 |  |  |  | 17-12-2010 | Condemned
1161 | THIRUVALLUR | Infusion pump | 00009/INPM/10 | C |  |  |  | 2007-03-26 |  | Akas Medicals | ICU | DMS |  |  |  | 0 |  |  |  | 17-12-2010 | Working
1162 | THIRUVALLUR | Infusion pump | 00009/INPM/11 | C |  |  |  | 2007-03-26 |  | Akas Medicals | L.W | DMS |  |  |  | 0 |  |  |  | 17-12-2010 | Working
1163 | THIRUVALLUR | Infusion pump | 00009/INPM/12 | C |  |  |  | 2007-02-14 |  | Trivitron Medical Systems | NBW | TNHSP |  |  |  | 0 |  |  |  | 17-12-2010 | Working
1164 | THIRUVALLUR | Pulse Oximeter | 00009/SPO2/1 | B |  |  |  | 1995-06-11 |  | BOC India Ltd. | OT | DMS |  |  |  | 0 |  |  |  | 17-12-2010 | Condemned
1165 | THIRUVALLUR | Pulse Oximeter | 00009/SPO2/2 | B |  |  |  | 2004-05-24 |  | GH Uthukottai | OT |  |  |  |  | 0 |  |  |  | 17-12-2010 | Working
1166 | THIRUVALLUR | Pulse Oximeter | 00009/SPO2/3 | B |  |  |  | 2008-03-19 |  | Lersan and Toubro Limited | OT | NRHM |  |  |  | 0 |  |  |  | 17-12-2010 | Working
1167 | THIRUVALLUR | Pulse Oximeter | 00009/SPO2/4 | B |  |  |  | 2008-08-04 |  | Lersan and Toubro Limited | P.W | NRHM |  |  |  | 0 |  |  |  | 17-12-2010 | Working
1168 | THIRUVALLUR | Pulse Oximeter | 00009/SPO2/5 | B |  |  |  | 2008-08-04 |  | Lersan and Toubro Limited | M.W | NRHM |  |  |  | 0 |  |  |  | 17-12-2010 | Working
1169 | THIRUVALLUR | Pulse Oximeter | 00009/SPO2/8 | B |  | T80010812028 |  | 2009-12-01 |  | Southern Medical Systems | FWOT | TNHSP |  |  |  | 0 |  |  |  | 17-12-2010 | Working
1170 | THIRUVALLUR | Pulse Oximeter | 00009/SPO2/9 | B |  | T80010812013 |  | 2009-12-01 |  | Southern Medical Systems | FWOT | TNHSP |  |  |  | 0 |  |  |  | 17-12-2010 | Working
1171 | THIRUVALLUR | Pulse Oximeter | 00009/SPO2/10 | B |  | T80010812028 |  | 2009-01-12 |  | Southern Medical Systems | OT | TNHSP |  |  |  | 0 |  |  |  | 17-12-2010 | Working
1172 | THIRUVALLUR | Pulse Oximeter | 00009/SPO2/11 | B |  | T80010812030 |  | 2009-01-12 |  | Southern Medical Systems | OT | TNHSP |  |  |  | 0 |  |  |  | 17-12-2010 | Working
1173 | THIRUVALLUR | Pulse Oximeter | 00009/SPO2/12 | B |  |  |  | 1998-10-12 |  | Trans Health Care Ltd.~ | Store | DMS |  |  |  | 0 |  |  |  | 17-12-2010 | Condemned
1174 | THIRUVALLUR | Syringe Pump | 00009/SYRP/2 | B | Samtronic India in. co. Ltd. - ST 6700 | 377610128 |  | 2010-10-13 |  | Trans Health Care India Pvt. Ltd. |  | RCH |  |  |  | 0 |  |  |  | 17-12-2010 | Working
1175 | THIRUVALLUR | Ventilators (Paediatrics) | 00009/VENP/1 | B |  |  |  | 2007-05-23 |  | Erkadi Systems | NBW | TNHSP |  |  |  | 0 |  |  |  | 17-12-2010 | Transferred to ICH
1176 | THIRUVALLUR | Ventilators (Paediatrics) | 00009/VENP/2 | B | Savina CAT 266 | ARYK 0090 |  | 2008-04-25 | DRAGER | Madras Surgical andamp; Chemicals | M.W | TNMSC | 2394/NRHM/TNMSC/2008-06Dt-10-03-2008 | 2008-05-23 | 2009-05-22 | 695000 |  |  |  | 17-12-2010 | Working
1177 | THIRUVALLUR | Dental Chair | 00009/DECH/1 | B2 | Confident |  |  | 2009-04-13 | Confident Dental Equipments | Confident Dental Equipments | Dental OP | SandP | 90219/Sandamp;P/1/2008 dt 06/02/2009 |  |  | 105000 |  |  |  | 17-12-2010 | Working
1178 | THIRUVALLUR | Head light (ordinary) (Boyle Davis) | 00009/HDLT/1 | C |  |  |  | 2009-04-17 |  | Amman Surgicals~ Trichy. | [5 empty] | 0 |  |  |  | 17-12-2010 | Working
1179 | THIRUVALLUR | Head light (ordinary) (Boyle Davis) | 00009/HDLT/2 | C |  |  |  | 2009-04-17 |  | Amman Surgicals~ Trichy. | [5 empty] | 0 |  |  |  | 17-12-2010 | Working
1180 | THIRUVALLUR | Laryngoscope(Adult) | 00009/LAGA/1 | C |  |  |  | 2010-12-10 |  | south india surgicals | Store | RCH |  |  |  | 0 |  |  |  | 17-12-2010 | Working
1181 | THIRUVALLUR | Laproscope Double Puncture | 00009/LDP/1 | C |  |  |  | 2007-11-05 |  | Vishal Surgical Equipments | OT | TNHSP |  |  |  | 0 |  |  |  | 17-12-2010 | Working
1182 | THIRUVALLUR | Laproscope Single Puncture | 00009/LSP/1 | C |  |  |  | 2004-06-03 |  | GH Ponneri | OT | Transfer |  |  |  | 0 |  |  |  | 17-12-2010 | Working
1183 | THIRUVALLUR | Laproscope Single Puncture | 00009/LSP/2 | C |  |  |  | 2004-06-03 |  | PHC ravari Kuppam | OT | Transfer |  |  |  | 0 |  |  |  | 17-12-2010 | Working
1184 | THIRUVALLUR | Laproscope Single Puncture | 00009/LSP/3 | C |  |  |  | 2008-05-29 |  | Vishal Surgical Equipments | OT | DDFW |  |  |  | 0 |  |  |  | 17-12-2010 | Working
1185 | THIRUVALLUR | Laproscope Single Puncture | 00009/LSP/4 | C |  |  |  | 2008-05-29 |  | Vishal Surgical Equipments | OT | DDFW |  |  |  | 0 |  |  |  | 17-12-2010 | Working
1186 | THIRUVALLUR | Laproscope Single Puncture | 00009/LSP/5 | C | [6 empty] | OT | DDFW |  |  |  | 0 |  |  |  | 17-12-2010 | Working
1187 | THIRUVALLUR | Laproscope Single Puncture | 00009/LSP/6 | C | [6 empty] | OT | DDFW |  |  |  | 0 |  |  |  | 17-12-2010 | Working
1188 | THIRUVALLUR | Laproscope Single Puncture | 00009/LSP/7 | C | [6 empty] | OT | DDFW |  |  |  | 0 |  |  |  | 17-12-2010 | Working
1189 | THIRUVALLUR | Laproscope Single Puncture | 00009/LSP/8 | C |  |  |  | 2003-01-12 |  |  | OT | DDFW |  |  |  | 0 |  |  |  | 17-12-2010 | Working
1190 | THIRUVALLUR | Laproscope Single Puncture | 00009/LSP/9 | C |  |  |  | 2003-08-12 |  |  | OT | DDFW |  |  |  | 0 |  |  |  | 17-12-2010 | Working
1191 | THIRUVALLUR | A-Scan Biometer | 00009/ASB/1 | B |  |  |  | 2001-02-19 |  | Director General of Health Service | Eye Dept |  |  |  |  | 0 |  |  |  | 17-12-2010 | To be Condemned
1192 | THIRUVALLUR | A-Scan Biometer | 00009/ASB/2 | B |  |  |  | 2001-07-19 |  | Director General of Health Service | GH Ponneri |  |  |  |  | 0 |  |  |  | 17-12-2010 | To be Condemned
1193 | THIRUVALLUR | A-Scan Biometer | 00009/ASB/3 | B |  |  |  | 1999-06-26 |  | Innomed Medicals | Eye Dept |  |  |  |  | 0 |  |  |  | 17-12-2010 | To be Condemned
1194 | THIRUVALLUR | Keratometer | 00009/KER/1 | B | Model KMS6 |  |  | 2000-11-22 |  | Appasamy Associats | Eye Dept | HandFW |  |  |  | 0 |  |  |  | 17-12-2010 | Working
1195 | THIRUVALLUR | Operating Microscope(Eye) | 00009/OMS/1 | B | ASM - 930TG |  |  | 2009-03-11 |  | Ascan Medical Instruments | Eye OT | TNMSC |  |  |  | 0 |  |  |  | 17-12-2010 | Working
1196 | THIRUVALLUR | Operating Microscope(Eye) | 00009/OMS/2 | B |  |  |  | 2007-07-30 |  | Ascon Medicals Instruments (P) Ltd | Eye OT |  |  |  |  | 0 |  |  |  | 17-12-2010 | Working
1197 | THIRUVALLUR | Opthalmoscope Indirect | 00009/OPMSI/1 | C |  |  |  | 1999-03-24 |  | Appasamy Associats | Eye Dept |  |  |  |  | 0 |  |  |  | 17-12-2010 | Condemned
1198 | THIRUVALLUR | Opthalmoscope Indirect | 00009/OPMSI/2 | C |  |  |  | 2000-11-22 |  | Appasamy Associats | Eye Dept |  |  |  |  | 0 |  |  |  | 17-12-2010 | Working
1199 | THIRUVALLUR | Opthalmoscope Indirect | 00009/OPMSI/3 | C |  |  |  | 2009-12-05 |  | Suriya Surgical | Eye Dept | TNMSC |  |  |  | 0 |  |  |  | 17-12-2010 | Working
1200 | THIRUVALLUR | Opthalmoscope - Direct | 00009/OPTD/1 | C | German Make |  |  | 2002-11-14 |  | Associated Surgicals | Eye Dept | DMS |  |  |  | 0 |  |  |  | 17-12-2010 | Working
1201 | THIRUVALLUR | Opthalmoscope - Direct | 00009/OPTD/2 | C |  |  |  | 2003-10-02 |  | Associated Surgicals | Eye Dept | DMRHS |  |  |  | 0 |  |  |  | 17-12-2010 | Working
1202 | THIRUVALLUR | Opthalmoscope - Direct | 00009/OPTD/3 | C |  |  |  | 2009-03-27 |  | South India Surgicals and Co Ltd. | Eye Dept | DMRHS |  |  |  | 0 |  |  |  | 17-12-2010 | Working
1203 | THIRUVALLUR | Retino scope | 00009/RETS/1 | C |  |  |  | 2003-11-08 |  | Jupiter Manufacturing Works | Eye Dept | DBCS |  |  |  | 0 |  |  |  | 17-12-2010 | Working
1204 | THIRUVALLUR | Slit Lamp | 00009/SLIT/1 | C |  |  |  | 2000-11-22 |  | Appasamy Associats | Eye Dept |  |  |  |  | 0 |  |  |  | 17-12-2010 | Working
1205 | THIRUVALLUR | Slit Lamp | 00009/SLIT/2 | C |  |  |  | 1997-07-05 |  | JDHS | Eye Dept | JDHS |  |  |  | 0 |  |  |  | 17-12-2010 | Condemned
1206 | THIRUVALLUR | Yag Laser | 00009/YAGL/1 | C |  |  |  | 2004-05-13 |  | Hundusthan Latex Limited | Eye Dept |  |  |  |  | 0 |  |  |  | 17-12-2010 | Condemned
1207 | THIRUVALLUR | Ultra Sonogram -MOBILE | 00009/IUSM/2 | B | Selectra LX-60R |  |  | 2007-05-07 |  | Larsen and Toubro Limited | L W | NRHM |  |  |  | 0 |  |  |  | 17-12-2010 | Transferred to GH - Pallipet
1208 | THIRUVALLUR | Ultra Sonogram -MOBILE | 00009/IUSM/3 | B | Sonota Plus |  |  | 2003-10-16 |  | Larsen and Toubro Limited | Store | DMS |  |  |  | 0 |  |  |  | 17-12-2010 | Transferred to GH - Madavaram
1209 | THIRUVALLUR | Ultra Sonogram -MOBILE | 00009/IUSM/4 | B | Sonota Plus |  |  | 2003-03-18 |  | Larsen and Toubro Limited | Store | DMS |  |  |  | 0 |  |  |  | 17-12-2010 | Not Working
1210 | THIRUVALLUR | Ultra Sonogram -MOBILE | 00009/IUSM/5 | B | UF4500N | 12021339 |  | 1996-03-30 |  | Kody Elcot | IPP V Ward | IPPV |  |  |  | 0 |  |  |  | 17-12-2010 | Condemned
1211 | THIRUVALLUR | X-ray Machine 100 mA | 00009/XRY100/1 | B | ELINEX 60 mA |  |  | 1964-05-20 | [7 empty] | 0 |  |  |  | 17-12-2010 | Condemned
1212 | THIRUVALLUR | X-ray Machine 100 mA | 00009/XRY100/2 | B | STALIN 100 mA |  |  | 1982-06-24 |  | Wipro GE | X - Ray Room |  |  |  |  | 0 |  |  |  | 17-12-2010 | Condemned
1213 | THIRUVALLUR | X-ray Machine 30 mA(Mobile) | 00009/XRY30/1 | B | MEDICO 30mA |  |  | 1996-08-05 |  | Transfer in from GH ~ Kancheepuram |  | Transfer |  |  |  | 0 |  |  |  | 17-12-2010 | Condemned
1214 | THIRUVALLUR | Binocular Mircroscope | 00009/BIMS/2 | B2 | Binocular |  |  | 2009-03-07 |  | Solocraft Industries |  | TNHSP |  |  |  | 0 |  |  |  | 17-12-2010 | Working
1215 | THIRUVALLUR | Binocular Mircroscope | 00009/BIMS/3 | B2 | Model AJ12; Binocular |  |  | 1999-05-05 |  | Scientific General Traders | Lab | CO |  |  |  | 0 |  |  |  | 17-12-2010 | Condemned
1216 | THIRUVALLUR | Blood Bank Refrigerator | 00009/BLDR/1 | B | MRL 150 |  |  | 2000-09-08 |  |  | BB | CO |  |  |  | 0 |  |  |  | 17-12-2010 | Condemned
1217 | THIRUVALLUR | Blood Bank Refrigerator | 00009/BLDR/2 | B | Remi | BDIT 1161 |  | 2010-09-26 |  | Remi Electro Equipments | BB | CO |  |  |  | 0 |  |  |  | 17-12-2010 | Working
1218 | THIRUVALLUR | Blood Bank Refrigerator | 00009/BLDR/4 | B |  |  |  | 2003-08-01 |  | GH Ponneri | BB | Transfer |  |  |  | 0 |  |  |  | 17-12-2010 | Working
1219 | THIRUVALLUR | Blood Bank Refrigerator | 00009/BLDR/5 | B |  |  |  | 1998-11-30 |  | Remi Instruments | BB | DMS |  |  |  | 0 |  |  |  | 17-12-2010 | Condemned
1220 | THIRUVALLUR | Blood Bank Refrigerator | 00009/BLDR/6 | B |  |  |  | 2004-07-10 |  | Thermo Scientific Instruments | BB | DMS |  |  |  | 0 |  |  |  | 17-12-2010 | Working
1221 | THIRUVALLUR | Blood Bank Refrigerator | 00009/BLDR/7 | B |  |  |  | 2000-01-24 |  |  | BB | TNMSC |  |  |  | 0 |  |  |  | 17-12-2010 | Working
1222 | THIRUVALLUR | Electric Calorimeter | 00009/CALO/1 | C |  |  |  | 2008-03-04 |  | Associated Surgicals | GH Madhavaram | NRHM |  |  |  | 0 |  |  |  | 17-12-2010 | Working
1223 | THIRUVALLUR | Electric Calorimeter | 00009/CALO/2 | C |  |  |  | 2008-03-04 |  | Associated Surgicals | Lab | NRHM |  |  |  | 0 |  |  |  | 17-12-2010 | Working
1224 | THIRUVALLUR | Electric Calorimeter | 00009/CALO/3 | C | [6 empty] | Lab |  |  |  |  | 0 |  |  |  | 17-12-2010 | Working
1225 | THIRUVALLUR | Electri centrifuger | 00009/CENT/1 | C | C8C |  |  | 2009-09-18 |  | _ |  | TANSACS |  |  |  | 0 |  |  |  | 17-12-2010 | Working
1226 | THIRUVALLUR | Electri centrifuger | 00009/CENT/3 | C | C8C |  |  | 2009-10-19 |  | Saberwal Surgicals |  | TANSACS |  |  |  | 0 |  |  |  | 17-12-2010 | Working
1227 | THIRUVALLUR | Coagulation Analyser | 00009/COAGA/1 | C | CA -50 | A4636 |  | 2008-07-10 |  | Transasia Bio Medical | Lab | DMS |  |  |  | 0 |  |  |  | 17-12-2010 | Not Working
1228 | THIRUVALLUR | Distilled water stills | 00009/DWSL/1 | C |  |  |  | 1999-07-07 |  | Gu Enter prices | BB | DMS |  |  |  | 0 |  |  |  | 17-12-2010 | Condemned
1229 | THIRUVALLUR | Electrolyte Analyser | 00009/ELEA/1 | C | Easylyte | 31848B |  | 2008-07-10 |  | Transasia Bio Medical | Lab | DMS |  |  |  | 0 |  |  |  | 17-12-2010 | Working
1230 | THIRUVALLUR | Elisa Reader cum washer | 00009/ELRW/1 | B |  |  |  | 2000-07-08 |  | AV Bio Medical (P) Ltd. | BB | DMS |  |  |  | 0 |  |  |  | 17-12-2010 | To be condemned
1231 | THIRUVALLUR | Glucometer | 00009/GLMT/1 | C |  |  |  | 2003-03-07 |  | Associated Surgicals | L.W | DMS |  |  |  | 0 |  |  |  | 17-12-2010 | Condemned
1232 | THIRUVALLUR | Glucometer | 00009/GLMT/2 | C |  |  |  | 2003-03-07 |  | Associated Surgicals | Lab | DMS |  |  |  | 0 |  |  |  | 17-12-2010 | Condemned
1233 | THIRUVALLUR | Glucometer | 00009/GLMT/3 | C |  |  |  | 2003-03-07 |  | Associated Surgicals | Lab | DMS |  |  |  | 0 |  |  |  | 17-12-2010 | Condemned
1234 | THIRUVALLUR | Mono cular Microscope | 00009/MOMS/1 | C | Monocular |  |  | 2002-11-12 |  | Associated Surgicals | Lab | JDHS |  |  |  | 0 |  |  |  | 17-12-2010 | Condemned
1235 | THIRUVALLUR | Mono cular Microscope | 00009/MOMS/2 | C | Monocular |  |  | 1997-09-16 |  |  | Lab | Leprosy |  |  |  | 0 |  |  |  | 17-12-2010 | Condemned
1236 | THIRUVALLUR | Mono cular Microscope | 00009/MOMS/3 | C | Monocular |  |  | 1997-09-16 |  |  | Lab | Leprosy |  |  |  | 0 |  |  |  | 17-12-2010 | Condemned
1237 | THIRUVALLUR | Mono cular Microscope | 00009/MOMS/4 | C | Monocular |  |  | 1997-09-16 |  |  | Lab | Leprosy |  |  |  | 0 |  |  |  | 17-12-2010 | Condemned
1238 | THIRUVALLUR | Refrigerator | 00009/REFR/2 | C | Samsung Standard 190lts |  |  | 2009-11-16 |  | Vivek Limited |  | _ |  |  |  | 0 |  |  |  | 17-12-2010 | Working
1239 | THIRUVALLUR | Refrigerator | 00009/REFR/3 | C | Zenith 310 Lts |  |  | 1996-06-26 |  | Fedders Lioyd Corporation | BB | DMS |  |  |  | 0 |  |  |  | 17-12-2010 | Working
1240 | THIRUVALLUR | Refrigerator | 00009/REFR/5 | C |  |  |  | 2006-01-24 |  | Videocon | BB | TNMSC |  |  |  | 0 |  |  |  | 17-12-2010 | Working
1241 | THIRUVALLUR | Refrigerator | 00009/REFR/6 | C | [6 empty] | GH Pulicat |  |  |  |  | 0 |  |  |  | 17-12-2010 | Working
1242 | THIRUVALLUR | Semi auto analyser | 00009/SEAA/2 | B2 | [6 empty] | Lab |  |  |  |  | 0 |  |  |  | 17-12-2010 | Condemned
1243 | THIRUVALLUR | Urine Analyser | 00009/URNA/1 | C |  |  |  | 2009-03-03 |  | Solokraft Industries | LAB | SandP |  |  |  | 0 |  |  |  | 17-12-2010 | Working
1244 | THIRUVALLUR | Rotor / Shaker | 00009/VDRL/1 | C |  |  |  | 2001-03-20 |  | Remi Motors | Lab | DMS |  |  |  | 0 |  |  |  | 17-12-2010 | Working
1245 | THIRUVALLUR | VDRL Rotator / Mechanical Agitator | 00009/VDRLA/1 | C | Unitron |  |  | 2004-08-09 |  | GH Ponneri | BB | Transfer |  |  |  | 0 |  |  |  | 17-12-2010 | Working
1246 | THIRUVALLUR | VDRL Rotator / Mechanical Agitator | 00009/VDRLA/2 | C | Unitron |  |  | 2002-10-10 |  | Scientific General Traders | BB | DMS |  |  |  | 0 |  |  |  | 17-12-2010 | Working
1247 | THIRUVALLUR | Water bath | 00009/WBAT/1 | C |  |  |  | 2001-03-16 |  | M C Dalal and Co | BB | DMS |  |  |  | 0 |  |  |  | 17-12-2010 | Condemned
1248 | THIRUVALLUR | Auto Clave HP Horizontal-CYLINDRICAL | 00009/ACHC/1 | C | Horizontal |  |  | 2001-02-27 |  | Associated Surgicals |  | DMS |  |  |  | 0 |  |  |  | 17-12-2010 | Working
1249 | THIRUVALLUR | Auto Clave HP Vertical (2 bin) | 00009/ACV2/9 | C | High Pressure Vertical |  |  | 2001-02-27 |  | GH Avadi | ICU | Transfer |  |  |  | 0 |  |  |  | 17-12-2010 | Working
1250 | THIRUVALLUR | Auto Clave HP Vertical (2 bin) | 00009/ACV2/10 | C | Vertical |  |  | 2009-07-24 |  | Solocraft Industries | M OT | RCH |  |  |  | 0 |  |  |  | 17-12-2010 | Working
1251 | THIRUVALLUR | Auto Clave HP Vertical (2 bin) | 00009/ACV2/11 | C | Vertical |  |  | 2009-07-24 |  | Solocraft Industries |  | RCH |  |  |  | 0 |  |  |  | 17-12-2010 | Working
1252 | THIRUVALLUR | Auto Clave HP Vertical (2 bin) | 00009/ACV2/12 | C | Vertical |  |  | 2009-07-24 |  | Solocraft Industries |  | RCH |  |  |  | 0 |  |  |  | 17-12-2010 | Working
1253 | THIRUVALLUR | Auto Clave HP Vertical (2 bin) | 00009/ACV2/13 | C | Vertical |  |  | 2009-07-24 |  | Solocraft Industries |  | RCH |  |  |  | 0 |  |  |  | 17-12-2010 | Working
1254 | THIRUVALLUR | Auto Clave HP Vertical (2 bin) | 00009/ACV2/14 | C | Vertical |  |  | 2009-03-03 |  | Solokraft Industries | Paed Ward | SandP |  |  |  | 0 |  |  |  | 17-12-2010 | Working
1255 | THIRUVALLUR | Auto Clave HP Vertical (2 bin) | 00009/ACV2/15 | C | Vertical 2 Bin |  |  | 2009-05-02 |  | Solokraft Industries | OPD | TNHSP |  |  |  | 0 |  |  |  | 17-12-2010 | Working
1256 | THIRUVALLUR | Auto Clave HP Vertical (2 bin) | 00009/ACV2/16 | C | Vertical 2 Bin |  |  | 2009-05-02 |  | Solokraft Industries | L W | TNHSP |  |  |  | 0 |  |  |  | 17-12-2010 | Working
1257 | THIRUVALLUR | Auto Clave HP Vertical (2 bin) | 00009/ACV2/17 | C | Vertical 2 Bin |  |  | 2009-05-02 |  | Solokraft Industries | FWOT | TNHSP |  |  |  | 0 |  |  |  | 17-12-2010 | Working
1258 | THIRUVALLUR | Auto Clave HP Vertical (2 bin) | 00009/ACV2/18 | C | Vertical 2 Bin |  |  | 2009-02-16 |  | Vishal Hospital and Furniture | Ortho Ward | SandP |  |  |  | 0 |  |  |  | 17-12-2010 | Working
1259 | THIRUVALLUR | Auto Clave HP Vertical (2 bin) | 00009/ACV2/19 | C | Vertical 2 Bin |  |  | 2009-02-16 |  | Vishal Hospital and Furniture | Male Ward | SandP |  |  |  | 0 |  |  |  | 17-12-2010 | Working
1260 | THIRUVALLUR | Auto Clave HP Vertical (2 bin) | 00009/ACV2/20 | C |  |  |  | 2007-09-28 |  | Aqua Pharma | OT | PWF |  |  |  | 0 |  |  |  | 17-12-2010 | Working
1261 | THIRUVALLUR | Auto Clave HP Vertical (2 bin) | 00009/ACV2/21 | C |  |  |  | 2007-10-19 |  | Aqua Pharma | OT | PWF |  |  |  | 0 |  |  |  | 17-12-2010 | Working
1262 | THIRUVALLUR | Auto Clave HP Vertical (2 bin) | 00009/ACV2/22 | C |  |  |  | 2003-09-15 |  | GH Thiruthani | OP | Transfer |  |  |  | 0 |  |  |  | 17-12-2010 | Working
1263 | THIRUVALLUR | Auto Clave HP Vertical (2 bin) | 00009/ACV2/23 | C |  |  |  | 2003-09-16 |  | GH Uthukottai | OT | Transfer |  |  |  | 0 |  |  |  | 17-12-2010 | Working
1264 | THIRUVALLUR | Auto Clave HP Vertical (2 bin) | 00009/ACV2/24 | C |  |  |  | 2008-03-03 |  | Jupiter Manufacturing Works | OT | TNHSP |  |  |  | 0 |  |  |  | 17-12-2010 | Working
1265 | THIRUVALLUR | Auto Clave HP Vertical (2 bin) | 00009/ACV2/25 | C |  |  |  | 2008-03-03 |  | Jupiter Manufacturing Works | Eye OT | TNHSP |  |  |  | 0 |  |  |  | 17-12-2010 | Working
1266 | THIRUVALLUR | Auto Clave HP Vertical (2 bin) | 00009/ACV2/26 | C |  |  |  | 2009-02-16 |  | Vishal Hospital and Furniture | L W | SandP |  |  |  | 0 |  |  |  | 17-12-2010 | Working
1267 | THIRUVALLUR | Boyles apparatus with Circle Abosrber | 00009/BACA/1 | B |  |  |  | 2008-06-19 |  | Madras Surgical and Chemicals | OT | NRHM |  |  |  | 0 |  |  |  | 17-12-2010 | Working
1268 | THIRUVALLUR | Boyles apparatus with Circle Abosrber | 00009/BACA/2 | B |  |  |  | 2009-06-04 |  | Madras Surgical and Chemicals |  | TNMSC |  |  |  | 0 |  |  |  | 17-12-2010 | Working
1269 | THIRUVALLUR | Boyles apparatus with out Circle Abosrber | 00009/BAOCA/1 | B |  | 110908 |  | 2008-11-12 |  | Slolocraft Industries | OT | TNHSP |  |  |  | 0 |  |  |  | 17-12-2010 | Working
1270 | THIRUVALLUR | Boyles apparatus with out Circle Abosrber | 00009/BAOCA/3 | B |  |  |  | 1995-03-15 |  | IOL Limited | OT | DMS |  |  |  | 0 |  |  |  | 17-12-2010 | Condemned
1271 | THIRUVALLUR | Boyles apparatus with out Circle Abosrber | 00009/BAOCA/4 | B | [6 empty] | OT |  |  |  |  | 0 |  |  |  | 17-12-2010 | Condemned
1272 | THIRUVALLUR | Boyles apparatus with out Circle Abosrber | 00009/BAOCA/5 | B | [6 empty] | OT |  |  |  |  | 0 |  |  |  | 17-12-2010 | Condemned
1273 | THIRUVALLUR | Boyles apparatus with out Circle Abosrber | 00009/BAOCA/6 | B | [6 empty] | Store |  |  |  |  | 0 |  |  |  | 17-12-2010 | Working
1274 | THIRUVALLUR | Boyles apparatus with Ventilator | 00009/VEN/1 | B |  |  |  | 2007-10-17 |  | Larsen and Toubro Limited | OT | TNHSP |  |  |  | 0 |  |  |  | 17-12-2010 | Working
1275 | THIRUVALLUR | syringe infusion pump | 00009/undefined/1 |  | ST6000 | 10103168 |  | 2010-12-17 |  | schiller healthcare india pvt ltd | NICU | RCH | RCH-2/TNMSC/ENGG/E-37/2010-2DT 23/09/2010 | 2010-12-23 | 2013-12-22 | 26500 |  |  |  | 2011-07-09 | Working
1276 | THIRUVALLUR | Nebulizer baby | 00009/NEBB/2 | C |  |  |  | 2012-01-11 |  | Balaji Pharma andamp; Surgicals |  | OTHERS |  |  |  | 1825 |  |  |  | 28-2-2012 | Working
1277 | THIRUVALLUR | Micro Drill System | 00009/undefined/1 |  | Marathon | 11121914 |  | 2012-02-21 | Vansari marketing services | Vansari marketing services | O T | TNMSC | TNMSC/ENGG/2012-2/07/02/2012 | 2012-02-21 | 2015-02-20 | 87400 |  |  |  | 2012-08-03 | Working
1278 | THIRUVALLUR | Weighing machine adult | 00009/WTMA/9 | C |  |  |  | 2012-02-23 | Prestige | Alan medicals | Family Welfare | TNHSP | TNBHSP/TNMSC/ENGG/AG24/2011/dt;9/12/2011 | 2012-02-23 | 2013-02-24 | 598 |  |  |  | 28-2-2012 | Working
1279 | THIRUVALLUR | Operating Microscope (ENT) | 00009/OPMS/1 | B2 | Crisp-i |  |  | 2012-03-08 | Sanma medineers | Sanma Medineers |  | TNMSC |  |  | 2015-03-07 | 168000 |  |  |  | 2012-08-03 | Working
1280 | THIRUVALLUR | Operation Table Hydraulic Major | 00009/TAMA/10 | B2 |  |  |  | 2012-02-02 |  | Transfer In from Govt Hospital~Gummidipoondi | Store |  | 1113/11-125/7/9/2011 |  |  | 0 |  |  |  | 28-2-2012 | Working
1281 | THIRUVALLUR | OAE ANALYZER | 00009/undefined/1 |  | GS I Audio screener | G S 35177 |  | 2012-03-16 | Grason Stadler Inc (GS I) USA | Alliance Bio medica Pvt ltd | E N T Dept | TNMSC | 4748/TNMSC/ENGG/2012-5dt;07/02/2012 | 2012-03-16 | 2015-03-15 | 260000 |  |  |  | 16-3-2012 | Working
1282 | THIRUVALLUR | Ultra Sonogram -MOBILE | 00009/IUSM/7 | B | 600A of Chison |  |  | 2012-03-28 | Chison Medical imaging Co Ltd | Surya Surgical Industries | Transfer Out to GH - Pothaturpet | TNMSC | 2684/TNMSC/ENGG/2011Dt-11/11/2011 |  |  | 272950 |  |  |  | 28-3-2012 | Transferred to Pothaturpet
1283 | THIRUVALLUR | Impendence audiometer | 00009/AUMT/1 | B2 | AT 235 | 3001209 |  | 2012-03-20 | M/S Interacoustics A/S~ Denmark | ALPS International Pvt Ltd | Store | TNMSC | 4748/TNMSC/ENGG/2012-4Dt;07/02/2012 | 2012-03-22 | 2015-03-21 | 214000 |  |  |  | 22-3-2012 | Working
1284 | THIRUVALLUR | Shadowless Lamp stand model | 00009/MOLT/24 | B | HOSPITECH |  |  | 2011-09-28 |  | TRANSFER IN FROM GH/PODHATURPET | STORE | OTHERS |  |  |  | 0 |  |  |  | 2012-03-04 | Working
1285 | THIRUVALLUR | Shadowless Lamp stand model | 00009/MOLT/25 | B |  |  |  | 2011-09-28 |  | Transfer in from G H Podhaturpet | Store |  |  |  |  | 0 |  |  |  | 2012-03-04 | Working
1286 | THIRUVALLUR | Shadowless Lamp stand model | 00009/MOLT/26 | B |  |  |  | 2011-09-28 |  | Transfer in from GH/Podhaturpet | Store |  |  |  |  | 0 |  |  |  | 2012-03-04 | Working
1287 | THIRUVALLUR | Operating Microscope(Eye) | 00009/OMS/1 | B1 | ASM-G30 TG | 1103327 |  | 2012-04-02 | Optics TAKAJI~ Japan | Ascon medical instruments Pvt Ltd | EYE OT | TNMSC | 13413/TNMSC/ENGG/2011-2 dt-27/02/2012 | 2012-04-02 | 2015-04-01 | 310000 |  |  |  | 2012-02-04 | Working
1288 | THIRUVALLUR | ECG machine computerized | 00009/ECGC/2 | B | Cardio Touch 3000 | T2L0900118 |  | 2011-11-10 |  | J.K Medical Systems | OPD | TNHSP | THNSP/TNMSC/ENGG/AG21/2010 dt 22/08/2011 | 2011-11-10 | 2012-11-09 | 65000 |  |  |  | 23-12-2011 | Working
1289 | THIRUVALLUR | Sterilizer Medium (Instrument) | 00009/STMD/6 | C |  |  |  | 2011-06-04 |  | Transfer in from GH uthukkottai | [5 empty] | 0 |  |  |  | 23-12-2011 | Working
1290 | THIRUVALLUR | Nebulizer baby | 00009/NEBB/1 | C |  |  |  | 2011-07-18 |  | Jupiter mfg works | OPD | JDHS |  |  |  | 2744 |  |  |  | 23-12-2011 | Working
1291 | THIRUVALLUR | Ultra Sonogram -MOBILE | 00009/IUSP/1 | B |  |  |  | 2011-09-02 |  | Wipro GE healthcare Pvt Ltd | Maternity Ward | RCH |  |  |  | 323800 |  |  |  | 23-12-2011 | Not Working
1292 | THIRUVALLUR | B.P.apparatus table model | 00009/BPAT/26 | C |  |  |  | 2011-07-28 |  | Vaishnavi Equoipment andamp;Surgicals |  | JDHS |  |  |  | 1160 |  |  |  | 23-12-2011 | Working
1293 | THIRUVALLUR | Infusion Pump/Infusion Syringe Pump/Insulin Syringe Pump | 00009/INPM/14 | C |  | MPIALH275 |  |  |  | Schiller Health Care India Pvt Ltd | store | TNHSP | TNHSP/TNMSC/AG16/2010Dt-1-7-2011 |  | 2014-10-02 | 25900 |  |  |  | 23-12-2011 | Working
1294 | THIRUVALLUR | Phototherapy Unit | 00009/PHTU/1 | C | CFL 101 | 5251 |  | 2011-12-07 | Phoenix Medical Systems Pvt. Ltd. | Phoenix Medical Systems Pvt. Ltd. |  | RCH | RCH-11/TNMSC/ENGG/E46/2011-2 dt 18/11/2011 |  |  | 14854 |  |  |  | 26-12-2011 | Working
1295 | THIRUVALLUR | Syringe Pump | 00009/SYRP/1 | B | ST6000 |  |  | 2011-08-24 |  | Trans health Care privvate Ltd | ICU | TNHSP |  | 2011-08-24 | 2012-08-23 | 25200 |  |  |  | 23-12-2011 | Working
1296 | THIRUVALLUR | Phototherapy Unit | 00009/PHTU/2 | C | CFL101 | 5252 |  | 2011-12-07 |  | Phoenix Medical Systems | NICU | RCH | RCH-2/TNMSC/ENGG/E46/2011-12/18-11-2011 |  | 2012-12-06 | 14854 |  |  |  | 29-12-2011 | Working
1297 | THIRUVALLUR | Haemoglobinometer | 00009/HBMT/3 | C |  |  |  | 2011-09-05 |  | Splokrafts Industries | ART Lab | RCH | RCH-2/TNMSC/ENGG/4538/2010-6DT;6-10-2010 |  |  | 4300 |  |  |  | 29-12-2011 | Working
1298 | THIRUVALLUR | Syringe Pump | 00009/SYRP/2 | B | ST6000 | 31666T/05 |  | 2011-08-24 |  | Trans healthcare india private Ltd | I C U | TNHSP | TNHSP/AG15/2011/1-7-2011 | 2011-08-24 | 2012-08-23 | 25200 |  |  |  | 29-12-2011 | Working
1299 | THIRUVALLUR | Syringe Pump | 00009/SYRP/4 | B |  | 10103168 |  | 2010-10-17 |  | Schiller Healthcare India (P)Ltd | N I C U | RCH | RCH-2/TNMSC/ENGG/E-37/2010-2DT;23/9/2010 |  | 2013-10-16 | 26500 |  |  |  | 29-12-2011 | Working
1300 | THIRUVALLUR | Syringe Pump | 00009/SYRP/8 | B |  | 10103172 |  | 2010-12-17 |  | Schiller Healthcare India (P) ltd | Store | RCH | RCH-2/TNMSC/ENGG/E-37/2010-2/23/9/2010 |  | 2013-12-16 | 26500 |  |  |  | 29-12-2011 | Working
1301 | THIRUVALLUR | Laryngoscope fibreoptic ENT | 00009/LYFO/1 | B2 |  |  |  | 2011-01-13 |  | Jupiter Manufacturing Works | OPD | RCH | RCH/TNMSC/ENGG/4538/2010-3/6/10/2010 |  | 2012-01-12 | 1540 |  |  |  | 29-12-2011 | Working
1302 | THIRUVALLUR | Phototherapy Unit | 00009/PHTU/3 | C | CFL-101 | 5253 |  | 2011-12-07 |  | Phoenix medical systems | NICU | RCH | RCH-2/TNMSC/ENGG/E-46/2011-12/18-11-2011 |  | 2012-12-06 | 14854 |  |  |  | 29-12-2011 | Working
1303 | THIRUVALLUR | Haemoglobinometer | 00009/HBMT/1 | C |  |  |  | 2011-09-05 |  | Solokrafts Industries | Gen-Lab | RCH | RCH-2/TNMSC/ENGG/4538/2010-6Dt-6/10/2010 |  | 2012-09-04 | 4300 |  |  |  | 29-12-2011 | Working
1304 | THIRUVALLUR | Syringe Pump | 00009/SYRP/3 | B | ST6000 | 31376T/05 |  | 2011-08-24 |  | Trans health care | N I C U | TNHSP | TNHSP/AG/2011DT;1-7-2011 | 2011-08-24 |  | 25200 |  |  |  | 29-12-2011 | Working
1305 | THIRUVALLUR | Lab Incubator | 00009/INCU/2 | C |  |  |  | 2011-03-18 |  | Jupiter Manufacturing works | Blood Bank | RCH | RCH-2/TNMSC/ENGG/7146/2010-2Dt;6/10/2010 |  | 2012-03-17 | 26500 |  |  |  | 29-12-2011 | Working
1306 | THIRUVALLUR | Mono cular Microscope | 00009/MOMS/5 | C |  |  |  | 2011-03-18 |  | Jupiter Manufacturing Works | Blood Bank | RCH | RCH-2/TNMSC/ENGG/7146/2010-2Dt;6/10/2010 |  | 2012-03-17 | 12500 |  |  |  | 29-12-2011 | Working
1307 | THIRUVALLUR | B.P.apparatus dial model | 00009/BPAD/2 | C |  |  |  | 2011-02-17 |  | South India Surgicals | Eye Dept | RCH | RCH-2/TNMSC/ENGG/7146/2010-2/6/10/2010 |  | 2012-02-16 | 295 |  |  |  | 29-12-2011 | Working
1308 | THIRUVALLUR | Laryngoscope fibreoptic ENT | 00009/LYFO/2 | B2 |  |  |  | 2011-01-13 |  | Jupiter Manufacturing Works | Store | RCH | RCH/TNMSC/ENGG/4538/2010-3/6/10/2010 |  | 2012-01-12 | 1540 |  |  |  | 29-12-2011 | Working
1309 | THIRUVALLUR | Laryngoscope(Paediatric) | 00009/LAGP/1 | C | [5 empty] | SOUTH INDIA SURGICALS | Paed Ward | RCH | RCH-2/TNMSC/ENGG/4538/2010-7/6/10/2010 |  |  | 2400 |  |  |  | 29-12-2011 | Working
1310 | THIRUVALLUR | Haemoglobinometer | 00009/HBMT/2 | C |  |  |  | 2011-09-05 |  | Solokrafts Industries | Gen-Lab | RCH | RCH-2/TNMSC/ENGG/4538/2010-6/6-10-2010 |  | 2012-09-04 | 4300 |  |  |  | 29-12-2011 | Working
1311 | THIRUVALLUR | Haemoglobinometer | 00009/HBMT/4 | C |  |  |  | 2011-09-05 |  | Solokrafts industries | I C T C Lab | RCH | RCH-2/TNMSC/ENGG/4538/2010-6/6-10-2010 |  |  | 4300 |  |  |  | 29-12-2011 | Working
1312 | THIRUVALLUR | Syringe Pump | 00009/SYRP/5 | B |  | 10103169 |  | 2010-12-17 |  | Schiller Healthcare india (p) Ltd | Store | RCH | RCH-2/TNMSC/ENGG/E-37/2010-2/23/9/2010 |  | 2013-12-16 | 26500 |  |  |  | 29-12-2011 | Working
1313 | THIRUVALLUR | Syringe Pump | 00009/SYRP/6 | B |  | 10103170 |  | 2010-12-17 |  | Schiller Healthcare India (P) Ltd | Store | RCH | RCH-2/TNMSC/ENGG/E-37/2010-2Dt;23/9/2010 |  | 2013-12-16 | 26500 |  |  |  | 29-12-2011 | Working
1314 | THIRUVALLUR | Syringe Pump | 00009/SYRP/7 | B |  | 10103171 |  | 2010-12-17 |  | Sciller Healtyhcare India (P) ltd | store | RCH | RCH-2/TNMSC/ENGG/E-37/2010-2Dt;23/9/2010 |  | 2013-12-16 | 26500 |  |  |  | 29-12-2011 | Working
1315 | THIRUVALLUR | Syringe Pump | 00009/SYRP/9 | B |  | 10103173 |  | 2010-12-17 |  | Schiller Healthcare India (P) Ltd | Store | RCH | RCH-2/TNMSC/ENGG/E-37/2010-2/23/9/2010 |  | 2013-12-16 | 26500 |  |  |  | 29-12-2011 | Working
1316 | THIRUVALLUR | Radiant Warmer | 00009/RAWR/1 | C |  |  |  | 1996-04-10 |  |  |  | DMS | 6505/S6/96/2/4/1996 |  |  | 0 |  |  |  | 2012-02-01 | Condemned
1317 | THIRUVALLUR | Foetal Monitor | 00009/FAMON/1 | B |  |  |  | 2003-07-30 |  | Associated Surgicals | Store | DMS | 45036/SPS/03 dt 12/06/2003 |  | 2006-07-29 | 5150 |  |  |  | 17-12-2010 | Condemned
1318 | THIRUVALLUR | Foetal Doppler | 00009/FDOP/1 | C | INDODOP |  |  | 2009-04-17 | HMS | Amman Surgicals~ Trichy. | L W | TNMSC |  |  |  | 6900 |  |  |  | 17-12-2010 | Working
1319 | THIRUVALLUR | Foetal Doppler | 00009/FDOP/3 | C |  |  |  | 2003-07-30 |  | Associated Surgicals | (ANOP) L W | DMS | 45036/SPS/1/03 dt 12/06/03 |  | 2006-07-29 | 5150 |  |  |  | 17-12-2010 | Condemned
1320 | THIRUVALLUR | Magnavision Lamp | 00009/MAGL/1 | C | Kit |  |  | 2009-08-31 |  | Madras Surgical and Chemicals |  | NRHM |  |  |  | 0 |  |  |  | 17-12-2010 | Working
1321 | THIRUVALLUR | Magnavision Lamp | 00009/MAGL/2 | C | Meditech |  |  | 2009-05-10 |  | Saberwal Surgicals |  | NRHM |  |  |  | 0 |  |  |  | 17-12-2010 | Working
1322 | THIRUVALLUR | Phototherapy Unit | 00009/PHTU/5 | C | [6 empty] | NBW | DMS |  |  |  | 0 |  |  |  | 17-12-2010 | Condemned
1323 | THIRUVALLUR | Radiant Warmer | 00009/RAWR/1 | C | Nice Neo Tech - Nice 2007 | 10111101634 |  | 2010-11-25 |  | Madras Surgicals and Chemicals | N I C U | RCH | RCH-2/TNMSC/ENGG/E37/2010-3/30/7/2010 |  |  | 17472 |  |  |  | 17-12-2010 | Working
1324 | THIRUVALLUR | Radiant Warmer | 00009/RAWR/2 | C | Nice Neo Tech - Nice 2007 |  |  | 2010-11-25 |  | Madras Surgicals and Chemicals |  | RCH |  |  |  | 0 |  |  |  | 17-12-2010 | Working
1325 | THIRUVALLUR | Radiant Warmer | 00009/RAWR/3 | C | Nice Neo Tech - Nice 2007 |  |  | 2010-11-25 |  | Madras Surgicals and Chemicals |  | RCH |  |  |  | 0 |  |  |  | 17-12-2010 | Working
1326 | THIRUVALLUR | Radiant Warmer | 00009/RAWR/4 | C | Nice Neo Tech - Nice 2007 |  |  | 2010-11-25 |  | Madras Surgicals and Chemicals |  | RCH |  |  |  | 0 |  |  |  | 17-12-2010 | Working
1327 | THIRUVALLUR | Radiant Warmer | 00009/RAWR/5 | C | Nice Neo Tech - Nice 2007 |  |  | 2010-11-25 |  | Madras Surgicals and Chemicals |  | RCH |  |  |  | 0 |  |  |  | 17-12-2010 | Working
1328 | THIRUVALLUR | Radiant Warmer | 00009/RAWR/6 | C | Nice Neo Tech - Nice 2007 |  |  | 2010-11-25 |  | Madras Surgicals and Chemicals |  | RCH |  |  |  | 0 |  |  |  | 17-12-2010 | Working
1329 | THIRUVALLUR | Radiant Warmer | 00009/RAWR/7 | C | Nice Neo Tech - Nice 2007 |  |  | 2010-11-25 |  | Madras Surgicals and Chemicals |  | RCH |  |  |  | 0 |  |  |  | 17-12-2010 | Working
1330 | THIRUVALLUR | Radiant Warmer | 00009/RAWR/8 | C | Nice Neo Tech - Nice 2007 |  |  | 2010-11-25 |  | Madras Surgicals and Chemicals |  | RCH |  |  |  | 0 |  |  |  | 17-12-2010 | Working
1331 | THIRUVALLUR | Radiant Warmer | 00009/RAWR/9 | C | Phoenix |  |  | 2008-11-08 |  | Datex Omeda | NICU | TNHSP |  |  |  | 0 |  |  |  | 17-12-2010 | Working
1332 | THIRUVALLUR | Radiant Warmer | 00009/RAWR/10 | C | Phoenix |  |  | 2008-11-08 |  | Datex Omeda | NICU | TNHSP |  |  |  | 18000 |  |  |  | 17-12-2010 | Working
1333 | THIRUVALLUR | Silastic vacuum extractor | 00009/VEXS/1 | C |  |  |  | 2007-08-03 |  | Madras Surgical and Chemicals | L W | TNHSP |  |  |  | 0 |  |  |  | 17-12-2010 | Working
1334 | THIRUVALLUR | Silastic vacuum extractor | 00009/VEXS/2 | C |  |  |  | 2007-08-03 |  | Madras Surgical and Chemicals | L W | TNHSP |  |  |  | 0 |  |  |  | 17-12-2010 | Working
1335 | THIRUVALLUR | Silastic vacuum extractor | 00009/VEXS/3 | C |  |  |  | 1999-05-07 |  | South India Surgicals and Co Ltd. | L.W | DMS |  |  |  | 0 |  |  |  | 17-12-2010 | Working
1336 | THIRUVALLUR | Weighing machine adult | 00009/WTMA/1 | C | Flux Chart |  |  | 2009-11-13 |  | Regiol Co ??? Orditor (CandT) TANSACS~ Cheni. |  | TANSACS |  |  |  | 0 |  |  |  | 17-12-2010 | Working
1337 | THIRUVALLUR | Weighing machine adult | 00009/WTMA/2 | C | Flux Chart |  |  | 2009-11-13 |  | Regiol Co ??? Orditor (CandT) TANSACS~ Cheni. |  | TANSACS |  |  |  | 0 |  |  |  | 17-12-2010 | Working
1338 | THIRUVALLUR | Weighing machine adult | 00009/WTMA/3 | C | Flux Chart |  |  | 2009-11-13 |  | Regiol Co ??? Orditor (CandT) TANSACS~ Cheni. |  | TANSACS |  |  |  | 0 |  |  |  | 17-12-2010 | Working
1339 | THIRUVALLUR | Weighing machine adult | 00009/WTMA/4 | C | Flux Chart |  |  | 2009-04-11 |  | TANSACS~ Cheni. |  | TANSACS |  |  |  | 0 |  |  |  | 17-12-2010 | Working
1340 | THIRUVALLUR | Weighing machine adult | 00009/WTMA/5 | C | Manual |  |  | 2009-11-13 |  | Regiol Co ??? Orditor (CandT) TANSACS~ Cheni. |  | TANSACS |  |  |  | 0 |  |  |  | 17-12-2010 | Working
1341 | THIRUVALLUR | Weighing machine adult | 00009/WTMA/6 | C | Manual |  |  | 2009-11-13 |  | Regiol Co ??? Orditor (CandT) TANSACS~ Cheni. |  | TANSACS |  |  |  | 0 |  |  |  | 17-12-2010 | Working
1342 | THIRUVALLUR | Weighing machine adult | 00009/WTMA/7 | C | Manual |  |  | 2009-11-13 |  | Regiol Co ??? Orditor (CandT) TANSACS~ Cheni. |  | TANSACS |  |  |  | 0 |  |  |  | 17-12-2010 | Working
1343 | THIRUVALLUR | Weighing machine adult | 00009/WTMA/8 | C | Manual |  |  | 2009-04-11 |  | TANSACS~ Cheni. |  | TANSACS |  |  |  | 0 |  |  |  | 17-12-2010 | Working
1344 | THIRUVALLUR | Weighing machine infant | 00009/WTMB/1 | C | Baby |  |  | 2008-10-14 |  | Jupiter Manufacturing Works | Immunisation Clinic | TNHSP |  |  |  | 0 |  |  |  | 17-12-2010 | Working
1345 | THIRUVALLUR | Weighing machine infant | 00009/WTMB/2 | C | Baby |  |  | 2008-10-14 |  | Jupiter Manufacturing Works | Store | TNHSP |  |  |  | 0 |  |  |  | 17-12-2010 | Working
1346 | THIRUVALLUR | Weighing machine infant | 00009/WTMB/3 | C | Baby |  |  | 2009-01-07 |  | Vishal Hospital and Furniture |  | TNMSC |  |  |  | 0 |  |  |  | 17-12-2010 | Working
1347 | THIRUVALLUR | Weighing machine infant | 00009/WTMB/6 | C | Baby |  |  | 2009-01-07 |  | Vishal Hospital and Furniture |  | TNMSC |  |  |  | 0 |  |  |  | 17-12-2010 | Working
1348 | THIRUVALLUR | Laryngoscope(Paediatric) | 00009/LAGP/4 | C |  |  |  | 2012-07-12 |  | M/SAssociated Surgicals | Store | RCH | RCH-11/TNMSC/ENGG/E46(R)2012~08/05/2012 |  |  | 1875 |  |  |  | 13-7-2012 | Working
1349 | THIRUVALLUR | Focus lamp Ordinary | 00009/FOLP/15 | C | FL0803 |  |  | 2012-06-11 |  | M/sJupiter Manufacturing Works | Labour Ward | RCH | RCH-11/TNMSC/ENGG/E50/2011DT;26/12/2011 | 2012-06-11 |  | 6200 |  |  |  | 13-7-2012 | Working
1350 | THIRUVALLUR | Laryngoscope(Paediatric) | 00009/LAGP/2 | C |  |  |  | 2012-07-12 |  | M/s Associated Surgicals | Store | RCH | RCH-11/TNMSC/ENGG/E46(R02012~Dt05/07/2012 |  |  | 1875 |  |  |  | 13-7-2012 | Working
1351 | THIRUVALLUR | Laryngoscope(Paediatric) | 00009/LAGP/3 | C |  |  |  | 2012-07-12 |  | M/s Associated surgicals | Store | RCH | RCH-11/TNMSC/ENGG/E46(r)/2012dt;05/07/2012 |  |  | 1875 |  |  |  | 13-7-2012 | Working
1352 | THIRUVALLUR | Operating table Orthopedic | 00009/TAOR/1 | B | TYKO-8004A |  |  | 2012-08-27 |  | Jupiter manufacturing works | Ortho O T | TNMSC | 17785/TNMSC/ENGG/2011 Dt-28/04/2012 | 2012-08-27 | 2015-08-26 | 171500 |  |  |  | 27-8-2012 | Working
1353 | THIRUVALLUR | O2 Cylinder- D type | 00009/OCD/1 | C |  |  |  | 2012-10-12 | M/S Beiging Tianhai Industry Co Ltd~China | M/S Jamuna Agencies | Store | OTHERS |  |  |  | 8100 |  |  |  | 13-10-2012 | Working
1354 | THIRUVALLUR | Colposcope | 00009/CALS/3 | B2 | ARI 11-ID |  |  | 2012-09-06 | M/S ARI TECHNOLOGY9GROUP)CO LTD | M/S SOUTH INDIA SURGICALS | GYNAE OP | TNHSP | TNHSP/TNMSC/ENGG/AG30/2011/DT;21/04/2012 | 2012-09-28 | 2013-09-27 | 130000 |  |  |  | 2013-06-02 | Working
1355 | THIRUVALLUR | Washing Machine | 00009/WASH/1 | B2 | I F B SERINA VX | I F B SERINA VX |  | 2012-04-26 |  | M/S SARAVANAandamp;CO | M OT | OTHERS |  |  |  | 25022 |  |  |  | 2013-06-02 | Working
1356 | THIRUVALLUR | Orthopaedic Operation Table - Image Intensifier Compatible | 00009/OTOR/1 | B2 | TYKO-8004A | TYKO-8004A |  | 2012-08-27 |  | M/SJUPITER MANUFACTURING WORKS | E OT | TNMSC | 17785/TNMSC/ENGG/2011/DT;28/04/2012 | 2012-08-27 | 2015-08-26 | 171500 |  |  |  | 2013-06-02 | Working
1357 | THIRUVALLUR | Pulse Oximeter | 00009/SPO2/16 | B2 | INNOAVA 10 CIR | C I 1302 B J 22 |  | 2013-03-04 | Concept Integrations (I) Pvt Ltd. | Concept Integrations (I) Pvt Ltd. | Casuality | TNHSP | TNHSP/TNMSC/AG14/2012 Dt-21/11/2012 | 2013-03-07 | 2014-03-06 | 56000 | AMC |  | Concept Integrations (I) Pvt Ltd. | 2013-04-03 | Working
1358 | THIRUVALLUR | Pulse Oximeter | 00009/SPO2/17 | B2 | INNOAVA 10 CIR | C I 1302 B J 21 |  | 2013-03-04 | Concept Integrations (I) Pvt Ltd. | Concept Integrations (I) Pvt Ltd. | I C U | TNHSP | TNMSC/TNHSP/AG14/2012 Dt-21/11/2012 | 2013-03-07 | 2014-03-06 | 56000 | AMC |  | Concept Integrations (I) Pvt Ltd. | 2013-04-03 | Working
1359 | THIRUVALLUR | Laparoscope operating major with accessories | 00009/LAPO/1 | B1 |  |  |  | 2013-04-02 | KARL STORZ GERMAN MAKE | M/S Vishal Surgical Equipment Co Pvt Ltd. | M O T | TNMSC | 9907/TNMSC/ENGG/2012/18/02/2012 | 2013-04-02 | 2016-04-01 | 1388153 | AMC |  | M/S Vishal Surgical Equipment Co Pvt Ltd. | 2013-02-04 | Working
1360 | THIRUVALLUR | Dental X ray machine | 00009/DXRM/1 | C |  |  |  | 2011-03-29 | CONFIDENT DENTAL EQUIPMENTS | CONFIDENT DENTAL EQUIPMENTS | DENTAL OP | DMS | 19388-A/Sandamp;P/1/2011Dt -24.3.2011 | 2011-04-06 |  | 77429 | AMC |  |  | 20-4-2011 | Working
1361 | THIRUVALLUR | Endo Trolley | 00009/ENDT/1 | B2 | E-30 |  |  | 2013-04-26 | M/s Velson Controls | M/s Velson Controls | E-OT | TNMSC | 1549/TNMSC/ENGG/2012Dt-04/03/2013 | 2013-04-29 |  | 6500 | AMC |  |  | 13-5-2013 | Working
1362 | THIRUVALLUR | Upper GI endoscope with video facility | 00009/UGI/1 | B2 | Olympus | 1200281 |  | 2013-04-29 | Olympus | M/S Health Ware | E OT | TNMSC | 1549/TNMSC/ENGG/2012DT-04/03/2013 | 2013-04-29 | 2016-04-28 | 727658 | AMC |  |  | 29-4-2013 | Working
1363 | THIRUVALLUR | Digital radiography system | 00009/DRS/1 | A | Nova F.A | 12041057 |  | 2012-06-06 | M/s Prognosys Medical Systems Pvt ltd. | M/s Prognosys Medical Systems Pvt ltd. | X-Ray Dept | TNHSP | TNHSP/TNMSC/ENGG/AG9/2010~dt-11/01/2012 | 2013-02-18 |  | 0 | AMC |  |  | 17-5-2013 | Working
1364 | THIRUVALLUR | Ventilators (Paediatrics) | 00009/VENP/4 | B | NCPAP | 1030 |  | 2011-01-06 |  | PHOENIX MEDICAL SYSTEMS | NICU | RCH | RCH-2/TNMSC/ENGG/E37/2010-5Dt-30/07/2010 |  |  | 120053 | AMC |  |  | 2011-01-02 | Working
1365 | THIRUVALLUR | Anaesthesia Machine | 00009/undefined/1 | [6 empty] | Madras Surgicals And Chemicals | O T |  | 2397/TNMSC/ENGG/2009-1 Dt;12.03.2009 |  |  | 0 | AMC |  |  | 22-12-2010 | Working
1366 | THIRUVALLUR | Pulse Oximeter | 00009/SPO2/6 | B |  |  |  | 2007-01-27 |  | Silicon Labs | OT | TNHSP | TNHSP/TNMSC/ENGG/CE9/2006Dt;25.10.2006 |  |  | 18500 | AMC | 2011-01-31 | M/S SILICON LABS~NO;21~KAMBAR STREET~EAST TAMBARAM~CHENNAI-59. | 17-12-2010 | Working
1367 | THIRUVALLUR | Pulse Oximeter | 00009/SPO2/7 | B |  |  |  | 2007-01-27 |  | Silicon Labs | L.W | TNHSP | TNHSP/TNMSC/ENGG/CE9/2006Dt-25/10/2006 |  |  | 18500 | AMC | 2011-01-31 | M/S SILICON LABS~CHENNAI-59 | 17-12-2010 | Working
1368 | THIRUVALLUR | Refrigerator | 00009/REFR/4 | C |  |  |  | 2007-12-28 |  | Devay Farma | Store | TNHSP | TNHSP/TNMSC/P2G5/2007Dt-17.9.2007 |  |  | 10400 | AMC | 2011-02-28 | M/S Davey Pharma andamp; Surgicals~No-14-Kesava Iyer Street~1st Floor~Park Town~Chennai-3. | 17-12-2010 | Working
1369 | THIRUVALLUR | Phototherphy unit | 00009/undefined/1 |  | 4000CFL |  |  | 2007-02-20 |  | Madras Surgicals And Chemicals | NBW | TNHSP | TNHSP/TNMSC/ENGG/CE8/2006Dt-25.10.2006 |  |  | 0 | AMC | 2011-01-31 | MADRAS SURGICALS AND CHEMICALS~CHENNAI-42 | 21-12-2010 | Working
1370 | THIRUVALLUR | Operation Table Hydraulic | 00009/undefined/1 |  |  |  |  | 2007-01-18 |  | Reliance Instruments |  | TNHSP | TNHSP/TNMSC/ENGG/CE6/2006/25.10.2006 |  |  | 0 | AMC |  | M/s Reliance INstruments Corporation~Chennai-40 | 21-12-2010 | Working
1371 | THIRUVALLUR | Radiant Warmer | 00009/undefined/1 |  | Nice2007S |  |  | 2007-11-28 |  | Madras Surgicals And Chemicals |  | TNHSP | TNHSP/TNMSC/P2E10/2007/19.9.2007 |  |  | 17180 | AMC | 2011-01-31 | Madras Surgicals And Chemicals | 21-12-2010 | Working
1372 | THIRUVALLUR | Anesthesia Machine With Ventilator | 00009/undefined/1 |  |  |  |  | 2007-10-17 |  |  | OT | TNHSP | TNHSP/TNMSC/ICB/ICE/2007/Dt;27.06.2007 | 2007-10-17 |  | 0 | AMC | 2011-01-31 | L | 21-12-2010 | Working
1373 | THIRUVALLUR | Double Puncture Laproscope | 00009/undefined/1 |  | KARLSTOZ |  |  | 2007-11-05 |  | Vishal Surgical Equipments Pvt Ltd. |  | TNHSP | TNHSP/TNMSC/ICB/CE2/2006~Dt;12.12.2006 |  |  | 0 | AMC | 2011-01-30 | Vishal Surgical Equipments Pvt Ltd~Chennai-2 | 20-12-2010 | Working
1374 | THIRUVALLUR | Defibrillator | 00009/undefined/1 |  | TEC5521K | TEC5521K |  | 2007-02-02 |  | Trivitron Medical Systems Pvt Ltd~Chennai-18 | I C U | TNHSP | TNHSP/TNMSC/ENGG/CE7/2006/Dt;25.10.2006 |  |  | 145880 | AMC | 2011-01-31 | Trivitron Medical Systems Pvt Ltd~Chennai-18. | 20-12-2010 | Working
1375 | THIRUVALLUR | CTG Monitor | 00009/CTGM/1 | B2 |  |  |  | 2007-01-29 |  | Madras Surgicals andamp; Chemicals | L.W | TNHSP | TNHSP/TNMSC/ENGG/CE10/2006/DSt;03.11.2006 |  |  | 0 | AMC | 2011-06-30 | MADRAS SURGICAL AND CHEMICALS~CHENNAI-42 | 17-12-2010 | Not Working
1376 | THIRUVALLUR | Foetal Doppler | 00009/FAMON/2 | C | CMS 500++ |  |  | 2007-09-29 |  | Madras Surgicals And Chemicals~Chennai-42 | L.W | TNHSP | TNHSP/TNMSC/ENGG/CE10/06/03.11.2006 |  |  | 0 | AMC | 2011-01-31 | Madrass surgicals and chemicals | 17-12-2010 | Working
1377 | THIRUVALLUR | Phototherapy Unit | 00009/PHTU/1 | C | 40000 CFL |  |  | 2007-02-20 | Nice Neo Tech | Madras Surgicals andamp; Chemicals | NBW | TNHSP |  |  | 2008-02-19 | 0 | AMC | 2011-01-31 | Madras Surgicals andamp; Chemicals | 17-12-2010 | Working
1378 | THIRUVALLUR | Phototherapy Unit | 00009/PHTU/2 | C | 4000 CFL |  |  | 2007-02-20 | Nice Neo Tech | Madras Surgicals andamp; Chemicals | NBW | TNHSP |  |  | 2008-02-19 | 0 | AMC | 2011-01-31 | Madras Surgicals | 17-12-2010 | Working
1379 | THIRUVALLUR | Phototherapy Unit | 00009/PHTU/3 | C | 4000 CFL |  |  | 2007-02-20 |  | Madras Surgicals andamp; Chemicals | NBW | TNHSP |  |  | 2008-02-19 | 0 | AMC | 2011-01-31 | Madras Surgicals andamp; Chemicals | 17-12-2010 | Working
1380 | THIRUVALLUR | Phototherapy Unit | 00009/PHTU/4 | C | 4000 CFL |  |  | 2007-02-20 | Nice Neo tech | Madras Surgicals andamp; Chemicals | NBW | TNHSP |  |  | 2008-02-19 | 0 | AMC | 2011-01-31 | Madras Surgicals and Chemicals | 17-12-2010 | Working
1381 | THIRUVALLUR | Radiant Warmer | 00009/RAWR/12 | C | 2000B |  |  | 2007-02-20 | Nice Neo Tech | Madras Surgicals andamp; Chemicals | NBW | TNHSP |  |  | 2008-02-19 | 0 | AMC | 2011-01-31 | Madras Surgicals andamp; Chemicals | 17-12-2010 | Working
1382 | THIRUVALLUR | Radiant Warmer | 00009/RAWR/13 | C | 2000B |  |  | 2007-02-20 | Nice Neo Tech | Madras Surgicals andamp; Chemicals | NBW | TNHSP |  |  | 2008-02-19 | 0 | AMC | 2011-01-31 | Madras Surgicals andamp; Chemicals | 17-12-2010 | Working
1383 | THIRUVALLUR | Radiant Warmer | 00009/RAWR/14 | C | Nice 2007S |  |  | 2007-11-28 | Nice Neo Tech | Madras Surgicals andamp; Chemicals | NBW | TNHSP |  |  | 2008-11-27 | 0 | AMC | 2011-02-28 | Madras Surgicals and Chemicals | 17-12-2010 | Working
1384 | THIRUVALLUR | Radiant Warmer | 00009/RAWR/15 | C | 2000B |  |  | 2007-02-20 | Nice Neo Tech | Madras Surgicals andamp; Chemicals | L.W | TNHSP |  |  | 2008-02-19 | 0 | AMC | 2011-02-28 | Madras Surgicals andamp; Chemicals | 17-12-2010 | Working
1385 | THIRUVALLUR | Radiant Warmer | 00009/RAWR/16 | C | 2000B |  |  | 2007-02-20 | Nice Neotech | M/S Madras Surgicals | NICU | TNHSP | TNHSP/TNMSC/ENGG/CE8/2006/25.10.2006 |  | 2008-02-19 | 0 | AMC | 2011-01-31 | M/S Madras Surgicalsandamp;Chemicals | 17-12-2010 | Working
1386 | THIRUVALLUR | CTG Monitor | 00009/CTGM/2 | B2 | Med 200 | MED2001401005 |  | 2014-06-23 | Medware | Sri System andamp; Services | Labour Ward | OTHERS |  | 2014-06-23 | 2015-06-22 | 80000 | CAMC |  |  | 2014-11-11 | Working
1387 | THIRUVALLUR | Ultra Sonogram -MOBILE | 00009/IUSM/1 | B | Logiq P3 | 59506WS6 |  | 2009-09-30 | Wipro GE Health Care | Wipro GE Health Care | Gynae Op | TNHSP | TNHSP/TNMSC/ICB/P3E-24/2009 Dt-02/01/2009 | 2009-10-01 |  | 674800 | CAMC | 2014-04-30 | Wipro GE Health Care | 17-12-2010 | Not Working
1388 | THIRUVALLUR | Defibrillator with Monitor | 00009/DEFI/3 | B2 | Heart Stat FRx~Of Philips make | B12C05669~B12-05993~BRC05750~B12D-00691 |  | 2012-08-21 | M/S Philips Electronics India Ltd. | M/S Philips Electronics India Ltd. | I C C U | TNHSP | TNHSP/TNMSC/ICB/AG17/2012 DT;12/03/2012 | 2012-10-09 | 2013-10-08 | 55696 | CAMC |  |  | 2012-10-09 | Working
1389 | THIRUVALLUR | Slit Lamp | 00009/SLIT/3 | C | AIA-11 | 1501120806~1501120807~1501120808 |  | 2012-12-03 | APPASAMY | M/S APPASAMY ASSOCIATES | EYE OT | TNMSC | 13413(R) /TNMSC/ENGG/2012Dt-05/10/2012 | 2012-12-03 | 2015-12-02 | 36632 | CAMC | 2022-12-02 | M/S APPASAMY ASSOCIATES | 2012-03-12 | Working
1390 | THIRUVALLUR | Defibrillator with Monitor | 00009/DEFI/4 | B2 | Heart Start FRx-Philips | B12D-00691 |  | 2012-08-21 | Philips | Philips Electronics India Limited | Casualty | TNHSP | TNHSP/TNMSC/ICB/AG17/2012Dt-12/03/2012 | 2012-10-09 | 2013-10-08 | 58696 | CAMC |  |  | 2013-08-02 | Working
1391 | THIRUVALLUR | Defibrillator with Monitor | 00009/DEFI/5 | B2 | Heart Start FRx-Philips | BRC-05750 |  | 2012-08-21 | Philips | Philips Electronics India Limited. | Male Ward | TNHSP | TNHSP/TNMSC/ICB/AG17/2012Dt-12/03/2012 | 2012-10-09 | 2013-10-08 | 58696 | CAMC |  |  | 2013-08-02 | Working
1392 | THIRUVALLUR | Defibrillator with Monitor | 00009/DEFI/6 | B2 | Heart Start FRx-Philips | B12C-05993 |  | 2012-08-21 | Philips | Philips Electronics India Limited | M OT | TNHSP | TNHSP/TNMSC/ICB/AG17/2012Dt-12/03/2012 | 2012-10-09 | 2013-10-08 | 58696 | CAMC |  |  | 2013-08-02 | Working
1393 | THIRUVALLUR | Radiant Warmer | 00009/RAWR/11 | C |  |  |  | 1998-07-15 | Phenoix |  | NBW | DMS |  |  |  | 8000 | NO AMC |  |  | 17-12-2010 | Condemned
1394 | THIRUVALLUR | Pulse Oximeter | 00009/POBP/1 | B2 | Radical-7 | Q11564 |  | 2013-02-22 | M/S Masimo Corporation. | M/S Grace mfg andamp; Trading Co | N I C U | RCH | RCH-II/TNMSC/ENGG/ E49/2011Dt-10-05-2012 | 2013-02-22 | 2016-02-21 | 86500 | NO AMC |  |  | 22-2-2013 | Working
1395 | THIRUVALLUR | Pulse Oximeter | 00009/POBP/2 | B2 | Radical-7 | Q 10412 |  | 2013-02-22 | M/S Masimo Corporation. | M/S Grace Mfg andamp; Trading Co | N I C U | RCH | RCH-II/TNMSC/ENGG/E49/2011Dt-10-05-2012 | 2013-02-22 | 2016-02-21 | 86500 | NO AMC |  |  | 22-2-2013 | Working
1396 | THIRUVALLUR | Pulse Oximeter | 00009/POBP/3 | B2 | Radical-7 | Q 09615 |  | 2013-02-22 | M/S Masimo Corporation | M/S Grace Mfg andamp;Trading Co | N I C U | RCH | RCH-II/TNMSC/ENGG/E49/2011Dt-10-05-2012 | 2013-02-22 | 2016-02-21 | 86500 | NO AMC |  |  | 22-2-2013 | Working
1397 | THIRUVALLUR | Weighing machine infant | 00009/WTMB/1 | C |  |  |  | 2011-01-13 |  | Jupiter Manufacturing Works | MAINSTORE | RCH |  | 2011-01-13 | 2014-01-12 | 2300 | NO AMC |  |  | 2011-01-02 | Working
1398 | THIRUVALLUR | Ultra Sonogram -MOBILE | 00009/IUSM/8 | B | Logiq C2 | 202294WX5 |  | 2011-09-02 | M/S Wipro GE Healthcare | M/S Wipro GE Healthcare | L W | RCH | RCH-II/TNMSC/ENGG/E44/2010DT;05/07/2011 | 2013-07-24 | 2014-07-23 | 323800 | NO AMC |  |  | 24-7-2013 | Working
1399 | THIRUVALLUR | Ice Lined Refrigerator | 00009/ILREF/1 | C | HBC-70 ILR | BE0581E0100B297D0041 |  | 2013-07-25 | HAIER |  | MAIN STORE | OTHERS | 55/2013 DT;25/07/2013 | 2013-07-25 |  | 0 | NO AMC |  |  | 26-7-2013 | Working
1400 | THIRUVALLUR | Rotor / Shaker | 00009/RMT/1 | C | BDI 140 | 20140800836 |  | 2015-08-17 | M/S B D Instrumentation (India) | M/S Solokrafts Industries | Blood Bank | TNHSP | TNHSP/TNMSC/AG87f(R)/2014 Dt- 19/05/2014 | 2014-09-18 |  | 32200 | NO AMC |  |  | 2014-11-11 | Working
1401 | THIRUVALLUR | Neonatal Ventilator | 00009/NVENT/2 | B2 | Neumovement Graphnet Neo | 130910281082 |  | 2013-10-16 | M/s TECME S.A Argentina | M/s Schiller Healthcare India Pvt Ltd | NICU | RCH | RCH-II/TNMSC/ENGG/68/2012 Dt- 20/08/2013 |  | 2016-10-15 | 708750 | NO AMC |  |  | 2014-10-11 | Working
1402 | THIRUVALLUR | Multi Para Monitor | 00009/MPM/7 | B2 | G3G | G3GL80086 |  | 2014-09-11 | General Meditech Inc | Trans Healthcare India Pvt Ltd | Store | TNHSP | TNHSP/TNMSC/AG88/2014/21/06/2014 | 2014-09-11 | 2015-09-10 | 63315 | NO AMC |  |  | 2014-11-11 | Working
1403 | THIRUVALLUR | Foetal Doppler | 00009/FDOP/11 | C | A100H |  |  | 2014-09-13 | Aeon Technology (P) Ltd | Medi Waves Inc |  | TNMSC | 17240/TNMSC/ENGG/2014-15 Dt. 16/05/2014 | 2014-09-13 | 2017-09-12 | 4650 | NO AMC |  |  | 2014-11-11 | Working
1404 | THIRUVALLUR | Haemodialysis Machine | 00009/HDIA/1 | B1 | M204001-4008S |  |  | 2014-01-30 | M/S Sheth Impex Vivo Solutions P Ltd | Sheth Impex vivo P Ltd | I C U | OTHERS | 1040/A3/13/Dt-03/01/2014 |  | 2015-01-29 | 708750 | NO AMC |  |  | 2014-11-11 | Working
1405 | THIRUVALLUR | Microdrill and saw system | 00009/MSS/1 | B1 | Stryker USA |  |  | 2014-09-23 | Stryker USA | Indian Orthocare surgicals | Ortho OT | TNHSP | TNHSP/TNMSC/AG90h/2014 Dt-01/09/2014 | 2014-09-23 | 2015-08-22 | 890000 | NO AMC |  |  | 2014-11-11 | Working
1406 | THIRUVALLUR | Cardiac Monitor | 00009/EBSM/1 | C | Integara I E | C10812AM12 |  | 2009-06-01 | Concept Inegration (I) Pvt Ltd | Concept Integration (I) Pvt. Ltd. | Male Ward | TNHSP | TNHSP/TNMSC/P3E13/2008 dt 10/10/2008 | 2009-01-06 | 2010-01-05 | 24500 | NO AMC |  |  | 17-12-2010 | Not Working
1407 | THIRUVALLUR | Multi Para Monitor | 00009/MPM/1 | B | S61 | 10232150019 |  | 2010-10-13 | Beijing Choice Electronic Tech. Co. | Trans Health Care India Pvt. Ltd. | NICU | RCH | RCH-II/TNMSC/ENGG/E37/2010-4 dt 30/07/2010 | 2010-10-12 | 2011-10-12 | 49500 | NO AMC |  |  | 17-12-2010 | Working
1408 | THIRUVALLUR | Multi Para Monitor | 00009/MPM/2 | B | Planet 50 | T03W10211 |  | 2003-01-16 | Larsen andamp; Toubro Limited | Larsen andamp; Toubro Limited | E OT | DMS |  | 2003-10-16 | 2006-10-15 | 117119 | NO AMC |  |  | 17-12-2010 | Working
1409 | THIRUVALLUR | Multi Para Monitor | 00009/MPM/3 | B | Planet 50 | T08W60223 |  | 2008-03-19 | Larsen andamp; Toubro Limited | Larsen andamp; Toubro Limited | M OT | NRHM | 2394/NRHM/TNMSC/08 dt 03/02/2008 | 2008-03-19 | 2009-03-18 | 100000 | NO AMC |  |  | 17-12-2010 | Working
1410 | THIRUVALLUR | Multi Para Monitor | 00009/MPM/4 | B | BPM 300 | 131-CJ5383 |  | 2004-01-23 | Biosys | Miti Electronics Pvt. Ltd. | Casuality | DMS | 32069/Sandamp;P/1/2003 dt 31/12/2003 | 2004-01-23 | 2005-01-22 | 84500 | NO AMC |  |  | 17-12-2010 | Working
1411 | THIRUVALLUR | Multi Para Monitor | 00009/MPM/5 | B | XL MON |  |  | 2007-01-27 | Slicon Labs | Silicon Labs | M OT | TNHSP | TNHSP/TNMSC/ENGG/CE9/2006 dt 25/10/2006 | 2007-01-27 | 2008-01-26 | 70000 | NO AMC |  |  | 17-12-2010 | Not Working
1412 | THIRUVALLUR | Electri centrifuger | 00009/CENT/2 | C | C8C | 00009/CENT/2 6 |  | 2009-10-26 |  | _ |  | TANSACS | 892-4/PROC/STORES/22/10/2009 |  |  | 0 | NO AMC |  |  | 17-12-2010 | Working
1413 | THIRUVALLUR | Electri centrifuger | 00009/CENT/4 | C |  | 00009/CENT/4 |  | 2009-03-07 |  | SOLOKRAFS INDUSTRIES |  | TNHSP | BLOOD BANK/TNMSC/TANSACS/2009-03DT01/10/2009 |  |  | 10700 | NO AMC |  |  | 17-12-2010 | Working
1414 | THIRUVALLUR | Semi auto analyser | 00009/SEAA/1 | B2 | Prietest Touch | AT0710209RBK |  | 2009-04-10 |  | Robonik India Pvt. Ltd. | LAB | TNHSP | TNHSP/TNMSC/ICB/P3E2/2009DT;30/03/2009 | 2009-04-10 |  | 59500 | NO AMC |  |  | 17-12-2010 | Working
1415 | THIRUVALLUR | Semi auto analyser | 00009/SEAA/3 | B2 | RX - 50 | TN10J009 |  | 2010-10-22 |  | Microlab Instruments | Lab | RCH | RCH-II/TNMSC/ENGG/E38/2010-2DT;5/10/2010 | 2010-10-22 | 2011-10-21 | 44400 | NO AMC |  |  | 17-12-2010 | Working
1416 | THIRUVALLUR | Auto Clave HP Horizontal-CYLINDRICAL | 00009/ACHC/2 | C | Horizontal | 00009/ACHC/2 |  | 2009-03-12 | Solocraft Industries | Solocraft Industries | Sterilization Room | RCH | RCH-2/TNMSC/ENGG/E18/2009Dt;8/6/2009 | 2012-08-09 | 2013-08-08 | 132000 | NO AMC |  |  | 17-12-2010 | Working
1417 | THIRUVALLUR | Auto Clave HP Vertical (2 bin) | 00009/ACV2/28 | C | Vishal Steel Furnitures | 00009/ACV2/28 |  | 2008-06-09 | Vishal Steel Furnitures | Vishal Steel Furnitures | Store | NRHM | 2394/NRHM/TNMSC/2008-22 Dt-18/03/2008 |  | 2010-06-08 | 16300 | NO AMC |  |  | 17-12-2010 | Working
1418 | THIRUVALLUR | Auto Clave HP Vertical (2 bin) | 00009/ACV2/29 | C | Solokrafts Industries. | 00009/ACV2/29 |  | 2009-02-05 | Solokrafts Industries. | Solokrafts Industries. | OPD | TNHSP | TNHSP/TNMSC/P3E10/2008/10.09.2008 |  | 2011-02-04 | 29800 | NO AMC |  |  | 17-12-2010 | Working
1419 | THIRUVALLUR | Echocardiogram Color | 00009/IECGM/1 | B1 | DC-T6 |  |  | 2012-01-25 |  | MINDRAY MEDICAL iNDIA PVT LTD | I C U | TNHSP | TNHSP/TNMSC/ENGG/AG10andamp;AG22/2011Dt-12/08/2011 | 2012-01-25 | 2013-01-24 | 724729 | NO AMC |  |  | 2012-02-02 | Working
1420 | THIRUVALLUR | Weighing machine infant | 00009/WTMB/10 | C | Electronic |  |  | 2012-02-29 |  | Jupiter Manufacturing Works | N I C U | RCH | RCH-2/TNMSC/ENGG/E46/2011-1DT;21/11/2011 | 2012-02-29 | 2013-02-28 | 2460 | NO AMC |  |  | 29-2-2012 | Working
1421 | THIRUVALLUR | Audiometer | 00009/AUMT/2 | C | AD2000 | A0012B007T |  | 2012-03-20 | ALPS | ALPS International Pvt Ltd | Store | TNMSC | 4748/TNMSC/ENGG/2012-4/07/02/2012 | 2012-03-22 | 2015-03-21 | 44500 | NO AMC |  |  | 22-3-2012 | Working
1422 | THIRUVALLUR | Auto Clave HP Horizontal-CYLINDRICAL | 00009/ACHC/3 | C | HZ512 SPL | 00009/ACHC/3 |  | 2011-07-22 |  | Solokrafts Industries | Central Sterilization Room | TNMSC | 2396/TNMSC/ENGG/2010/Dt-23/02/2011 | 2012-08-09 | 2013-08-08 | 145000 | NO AMC |  |  | 23-12-2011 | Working
1423 | THIRUVALLUR | Electric Calorimeter | 00009/CALO/4 | C |  | 00009/CALO/4 |  | 2011-03-18 |  | Jupiter Manufacturing Works | Blood Bank | RCH | RCH-2/TNMSC/ENGG/4538/2010-5/6/10/2010 |  |  | 5300 | NO AMC |  |  | 29-12-2011 | Working
1424 | THIRUVALLUR | Foetal Doppler | 00009/FDOP/2 | C | INDODOP | 1181530409 |  | 2009-04-17 | HMS | Amman Surgicals~ Trichy. | AN OP | OTHERS |  |  |  | 6900 | NO AMC |  |  | 17-12-2010 | Working
1425 | THIRUVALLUR | Anesthesia apparatus with circle absorber | 00009/AACB/1 | B2 |  |  |  | 2011-09-28 |  | Transfer in from GH/Podhatur pet |  | TNHSP |  |  |  | 0 | NO AMC |  |  | 2012-08-10 | Working
1426 | THIRUVALLUR | B.P.apparatus stand model | 00009/BPAS/8 | C |  | 00009/BPAS/8 |  | 2011-04-11 | M/S JAYAM ENTERPRISES | M/S JAYAM ENTERPRISES | OPD | RCH | RCH-II/TNMSC/ENGG/4538/2011DT;10/02/2011 |  | 2012-04-10 | 1500 | NO AMC |  |  | 22-10-2012 | Working
1427 | THIRUVALLUR | Cell Counter Electronic (AUTOMATIC) | 00009/CLCN/1 | B | KX - 21 | B3229 |  | 2008-08-29 | M/S Sysmex Corporation~Japan. | M/S Transasia | Gen Lab | DMS | 47975/Sandamp;P/1/208 Dt. 13/08/08 | 2011-08-28 |  | 334952 | NO AMC |  |  | 31-12-2012 | Working
1428 | THIRUVALLUR | Shadowless lamp ceiling type major | 00009/CLMA/2 | B |  |  |  | 2012-12-05 |  | M/S MADRAS SURGICALS andamp;CHEMICALS | M O T | OTHERS | 4452/TVLR/THIRUVALLUR/2012DT;08/10/2012 |  |  | 20500 | NO AMC |  |  | 2013-06-02 | Working
1429 | THIRUVALLUR | Multi Para Monitor | 00009/MPM/1 | B2 | MMED 6000DP -S6 | 12494500026 |  | 2013-02-07 | Beijing Choice | Trans health care | M O T | OTHERS | 1135/2013dt;05/02/2013 | 2013-02-07 | 2016-02-06 | 65000 | NO AMC |  |  | 2013-07-02 | Working
1430 | THIRUVALLUR | Multi Para Monitor | 00009/MPM/2 | B2 | MMED 6000DP-S6 | 124945900027 |  | 2013-02-07 | Beijing Choice | Trans health care | E OT | OTHERS | 1135/2013dt;05/02/2013 | 2013-02-07 | 2016-02-06 | 65000 | NO AMC |  |  | 2013-07-02 | Working
1431 | TIRUTHANI | B.P.apparatus table model | 00010/BPAT/3 | C | Box | 40100420 |  | 2010-07-26 |  | Vaishvi Equipments |  | HMF |  |  |  | 0 |  |  |  | 17-12-2010 | Working
1432 | TIRUTHANI | B.P.apparatus table model | 00010/BPAT/4 | C | Infant |  |  | 1996-02-29 |  | Associated surgicals | Store | DMS |  |  |  | 0 |  |  |  | 17-12-2010 | Condemned
1433 | TIRUTHANI | Focus lamp Ordinary | 00010/FOLP/7 | C |  |  |  | 2015-02-17 | GESCO | GENERAL SURGICAL COMPANY (INDIA) PVT. LTD. CHENNAI | MATERNITY WARD LABOUR ROOM | TNMSC | 114/TNMSC/ENGG/2013-3 08-12-2014 | 2015-02-17 | 2018-02-16 | 11875 |  |  |  | 17-2-2015 | Working
1434 | TIRUTHANI | Diathermy Machine (Electric Cautery) | 00010/SDIA/2 | B | ELSY 360 M+ | ASG 1M 1405075 |  | 2014-06-06 | ALAN ELECTRONIC SYSTEMS | JBS MEDITECH INDIA PVT LTD | OT - II | TNMSC | 17240/TNMSC/ENGG/2014-2 DT 16.05.2014 | 2014-06-06 | 2017-06-05 | 218000 |  |  |  | 15-9-2014 | Working
1435 | TIRUTHANI | B.P.apparatus table model | 00010/BPAT/5 | C |  |  |  | 1995-04-21 |  |  | BB | State Aids Control Cell |  |  |  | 0 |  |  |  | 17-12-2010 | Condemned
1436 | TIRUTHANI | Multi Para Monitor | 00010/MPM/1 | B2 | A300 | A13100101 |  | 2014-03-10 | SILVERLINE MEDITECH PVT. LTD. | SRI SYSTEMS AND SERVICES | OT I | OTHERS |  | 2014-03-18 | 2016-03-17 | 42000 |  |  |  | 2014-03-09 | Working
1437 | TIRUTHANI | Foetal Doppler | 00010/FDOP/2 | C | JPD-100B | 8026100B02743 |  | 2013-12-18 | SHENZHEN JUMPER MEDICAL EQUIPMENT | SRI SYSTEMS andamp; SERVICES | LABOUR WARD | OTHERS |  | 2013-12-18 | 2014-12-17 | 5238 |  |  |  | 2014-03-09 | Working
1438 | TIRUTHANI | CTG Monitor | 00010/CTGM/2 | B2 | MED 2000 | MED 2001401006 |  | 2014-07-08 | MEDWARE | SRI SYSTEMS AND SERVICES | LABOUR ROOM | OTHERS |  | 2014-07-08 | 2015-07-07 | 80000 |  |  |  | 13-9-2014 | Working
1439 | TIRUTHANI | Multi Para Monitor | 00010/MPM/2 | B2 | G3 D | G3 DL60117 |  | 2014-06-30 | GENERAL MEDITECH INC~ CHINA | TRANSHEALTH CARE INDIA PRIVATE LTD.~ CHENNAI | STORES | TNMSC | 17240 / TNMSC / ENGG/ 2014 - 3 DATED 16.05.2014 | 2014-06-30 | 2017-06-29 | 60000 |  |  |  | 30-9-2014 | Working
1440 | TIRUTHANI | Multi Para Monitor | 00010/MPM/4 | B2 | G3 D | G3 DL 60044 |  | 2014-06-30 | GENERAL MEDITECH INC~ CHINA | TRANSHEALTH CARE INDIA PRIVATE LIMITED | STORES | TNMSC | 17240/TNMSC/ENGG/2014-3 DATED 16.05.2014 | 2014-06-30 | 2017-06-29 | 60000 |  |  |  | 2014-08-10 | Working
1441 | TIRUTHANI | Pulse Oximeter | 00010/SPO2/5 | B2 | RAD - 8 | M71720 |  | 2014-04-02 | MASIMO CORPORATION | GRACE MANUFACTURING AND TRADING COMPANY~ DELHI |  | TNMSC | RCH-II / TNMSC / ENGG /E67 / 2014 DATED- 05.03.2014 | 2014-04-02 | 2019-04-01 | 68968 |  |  |  | 2014-08-10 | Working
1442 | TIRUTHANI | Pulse Oximeter | 00010/SPO2/6 | B2 | TTP 201 | BQ 1312100099 |  | 2014-04-02 | CONTEC | SRI SYSTEMS AND SERVICES~ CHENNAI |  | OTHERS |  | 2014-04-08 | 2015-04-07 | 16200 |  |  |  | 2014-08-10 | Working
1443 | TIRUTHANI | ECG machine computerized | 00010/ECGC/2 | B | CARDIART 6108T | AVMP 3 K 22537 |  | 2014-10-08 | BPL | MEDIC INDIA~ CHENNAI | X RAY andamp; ECG OUT PATIENT DEPARTMENT | OTHERS | 3/PWS/GH/TRT DATED 1/10/2014 | 2014-10-08 | 2015-10-07 | 25238 |  |  |  | 2014-09-10 | Working
1444 | TIRUTHANI | Water Bath/Ultrasonic Water Bath | 00010/WBAT/1 | C | SMI - 143 | 0 |  | 2014-09-01 | JINDAL | S.M. SCIENTIFIC INSTRUMENTS PVT. LTD. DELHI | OPERATION THEATRE | TNMSC | TNHSP / TNMSC / AG87 h (R) / 2014 DATED 10.04.2014 | 2014-09-01 |  | 8262 |  |  |  | 2014-08-10 | Working
1445 | TIRUTHANI | Pulse Oximeter | 00010/SPO2/4 | B2 | RAD - 8 | M71618 |  | 2014-04-02 | MASIMO CORPORATION | GRACE MANUFACTURING AND TRADING COMPANY | OT - II | TNMSC | RCH-II / TNMSC / ENGG / E67 / 2014 DT. 05.03.2014 | 2014-04-02 | 2019-04-01 | 68968 |  |  |  | 2014-08-10 | Working
1446 | TIRUTHANI | Pulse Oximeter | 00010/SPO2/7 | B2 | TTP 201 | BQ 1312100143 |  | 2014-03-10 | CONTEC | SRI SYSTEMS AND SERVICES~ CHENNAI |  | OTHERS |  | 2014-03-18 | 2016-03-17 | 16200 |  |  |  | 2014-08-10 | Working
1447 | TIRUTHANI | Pulse Oximeter | 00010/SPO2/8 | B2 | TTP 201 | BQ 1312100197 |  | 2014-03-10 | CONTEC | SRI SYSTEMS AND SERVICES~ CHENNAI |  | OTHERS |  | 2014-03-18 | 2016-03-17 | 16200 |  |  |  | 2014-08-10 | Working
1448 | TIRUTHANI | PH meter | 00010/PHMT/1 | C | RPA-IGRTIOANPN | 1259 |  | 2014-03-18 | RLT INSTRUMENTATION PVT LTD. | RLT INSTRUMENTATION PVT. LTD | GENERAL LABORATORY | TNHSP |  |  |  | 60221 |  |  |  | 2014-08-11 | Working
1449 | TIRUTHANI | Weighing machine infant | 00010/WTMB/1 | C | SCS - 2010 |  |  | 2014-11-10 | SMART CARE |  | MATERNITY WARD |  |  |  |  | 4990 |  |  |  | 2014-10-11 | Working
1450 | TIRUTHANI | Baby Weighing Scale | 00010/BAWS/1 | C | 3RB15 | 812180 |  | 2014-11-13 |  |  | OT - II |  |  |  |  | 4990 |  |  |  | 13-11-2014 | Working
1451 | TIRUTHANI | B.P.apparatus dial model | 00010/BPAD/1 | C | Dail |  |  | 2002-12-10 |  | Associated surgicals | L W | DMS |  |  |  | 0 |  |  |  | 17-12-2010 | Condemned
1452 | TIRUTHANI | B.P.apparatus dial model | 00010/BPAD/2 | C | Dial | 230MAR1005513 |  | 2010-07-21 |  | Vaishvi Equipments |  | HMF |  |  |  | 0 |  |  |  | 17-12-2010 | Working
1453 | TIRUTHANI | B.P.apparatus dial model | 00010/BPAD/3 | C | Dial | 230MAR1005512 |  | 2010-07-21 |  | Vaishvi Equipments |  | HMF |  |  |  | 0 |  |  |  | 17-12-2010 | Working
1454 | TIRUTHANI | B.P.apparatus dial model | 00010/BPAD/4 | C | Dial | 230MAR1005517 |  | 2010-07-26 |  | Vaishvi Equipments |  | HMF |  |  |  | 0 |  |  |  | 17-12-2010 | Working
1455 | TIRUTHANI | B.P.apparatus dial model | 00010/BPAD/5 | C | Dial | 230MAR1005518 |  | 2010-07-26 |  | Vaishvi Equipments |  | HMF |  |  |  | 0 |  |  |  | 17-12-2010 | Working
1456 | TIRUTHANI | B.P.apparatus stand model | 00010/BPAS/1 | C | Stand |  |  | 1985-08-01 |  | Associated surgicals | OT | DMS |  |  |  | 0 |  |  |  | 17-12-2010 | Condemned
1457 | TIRUTHANI | B.P.apparatus stand model | 00010/BPAS/2 | C | Stand |  |  | 1985-08-01 |  | Associated surgicals | M W | DMS |  |  |  | 0 |  |  |  | 17-12-2010 | Condemned
1458 | TIRUTHANI | B.P.apparatus stand model | 00010/BPAS/3 | C | Stand |  |  | 1996-04-16 |  | Eagle Surgicals | OT | DMS |  |  |  | 0 |  |  |  | 17-12-2010 | Condemned
1459 | TIRUTHANI | B.P.apparatus stand model | 00010/BPAS/4 | C | Stand Model |  |  | 2004-12-22 |  | Associated surgicals | OT | DMS |  |  |  | 0 |  |  |  | 17-12-2010 | Condemned
1460 | TIRUTHANI | B.P.apparatus stand model | 00010/BPAS/5 | C | Stand Model |  |  | 2004-12-22 |  | Associated surgicals | OT | DMS |  |  |  | 0 |  |  |  | 17-12-2010 | Condemned
1461 | TIRUTHANI | B.P.apparatus table model | 00010/BPAT/1 | C | Box |  |  | 1999-02-16 |  | Alan Medicals | BB | DMS |  |  |  | 0 |  |  |  | 17-12-2010 | Condemned
1462 | TIRUTHANI | B.P.apparatus table model | 00010/BPAT/2 | C | Box |  |  | 2010-07-21 |  | Vaishvi Equipments |  | HMF |  |  |  | 0 |  |  |  | 17-12-2010 | Condemned
1463 | TIRUTHANI | ECG machine ordinary | 00010/ECGO/1 | B |  |  |  | 2009-03-20 |  | Solocraft Industries |  | SandP |  |  |  | 0 |  |  |  | 17-12-2010 | Working
1464 | TIRUTHANI | Infusion pump | 00010/INPM/1 | C | Akas |  |  | 2007-03-27 |  | Akas Medicals | Store | TNHSP |  |  |  | 0 |  |  |  | 17-12-2010 | Condened
1465 | TIRUTHANI | Multi Para Monitor | 00010/MPM/1 | B | XL Mon |  |  | 2007-01-27 |  | Silicon Labs | OT | TNHSP |  |  |  | 0 |  |  |  | 17-12-2010 | Not Working
1466 | TIRUTHANI | Pulse Oximeter | 00010/SPO2/3 | B | NONIN Model 8600 |  |  | 1998-10-12 |  | Trans Health Care | OT | DMS |  |  |  | 0 |  |  |  | 17-12-2010 | Condemned
1467 | TIRUTHANI | Dental Chair | 00010/DECH/2 | B2 |  |  |  | 1987-11-13 |  | JDHS Kancheepuram | Condumn Room | JDHS Kancheepuram |  |  |  | 0 |  |  |  | 17-12-2010 | condemned
1468 | TIRUTHANI | Laryngoscope(Adult) | 00010/LAGA/1 | C |  |  |  | 1996-02-29 |  | Associated surgicals | OT | DMS |  |  |  | 0 |  |  |  | 17-12-2010 | Condemned
1469 | TIRUTHANI | Laryngoscope(Adult) | 00010/LAGA/2 | C |  |  |  | 1996-02-29 |  | Associated surgicals | F W | DMS |  |  |  | 0 |  |  |  | 17-12-2010 | Condemned
1470 | TIRUTHANI | Laryngoscope(Paediatric) | 00010/LAGP/1 | C | Neotal |  |  | 1999-02-24 |  | Associated surgicals | L W | DMS |  |  |  | 0 |  |  |  | 17-12-2010 | Condemned
1471 | TIRUTHANI | Opthalmoscope Indirect | 00010/OPMSI/1 | C | with out Lenss |  |  | 2009-03-20 |  | Suriya Surgicals |  | SandP |  |  |  | 0 |  |  |  | 17-12-2010 | Working
1472 | TIRUTHANI | Slit Lamp | 00010/SLIT/1 | C | [6 empty] | Eye OP |  |  |  |  | 0 |  |  |  | 17-12-2010 | Condemned
1473 | TIRUTHANI | Ultra Sonogram -MOBILE | 00010/IUSM/1 | B |  |  |  | 2010-05-28 |  | Wipro GE Health Care |  | TNHSP |  |  |  | 0 |  |  |  | 17-12-2010 | Working
1474 | TIRUTHANI | Ultra Sonogram -MOBILE | 00010/IUSM/2 | B | F F Sonic |  |  | 1996-03-31 |  | Kody Elcot | OP | DMS |  |  |  | 0 |  |  |  | 17-12-2010 | Condemned
1475 | TIRUTHANI | X-ray Machine 100 mA | 00010/XRY100/1 | B | 100 mA GE |  |  | 1987-11-13 |  | JDHS Kancheepuram | X-Ray Dept. | JDHS Kancheepuram |  |  |  | 0 |  |  |  | 17-12-2010 | Working
1476 | TIRUTHANI | Binocular Mircroscope | 00010/BIMS/1 | B2 | Binocular |  |  | 2009-07-15 |  | Dist. TB Center~ Poomallee |  | DDHS |  |  |  | 0 |  |  |  | 17-12-2010 | Working
1477 | TIRUTHANI | Blood Bank Refrigerator | 00010/BLDR/1 | B | Remi |  |  | 1999-05-21 |  | Remi Instruments | BB |  |  |  |  | 0 |  |  |  | 17-12-2010 | Condemned
1478 | TIRUTHANI | Blood Bank Refrigerator | 00010/BLDR/2 | B | Remi |  |  | 2003-01-20 |  | Remi Instruments | Lab |  |  |  |  | 0 |  |  |  | 17-12-2010 | Working
1479 | TIRUTHANI | Electric Calorimeter | 00010/CALO/1 | C | 8 Filter |  |  | 2000-07-01 |  | Alan Medicals | Lab | DMS |  |  |  | 0 |  |  |  | 17-12-2010 | Condemned
1480 | TIRUTHANI | Electri centrifuger | 00010/CENT/1 | C |  |  |  | 1999-01-09 |  | Associated surgicals | BB | DMS |  |  |  | 0 |  |  |  | 17-12-2010 | Condemned
1481 | TIRUTHANI | Electri centrifuger | 00010/CENT/2 | C |  |  |  | 1999-01-09 |  | Associated surgicals | BB | DMS |  |  |  | 0 |  |  |  | 17-12-2010 | Condemned
1482 | TIRUTHANI | Electri centrifuger | 00010/CENT/3 | C |  |  |  | 2000-07-03 |  | Associated surgicals | Store | DMS |  |  |  | 0 |  |  |  | 17-12-2010 | Condemned
1483 | TIRUTHANI | Electri centrifuger | 00010/CENT/4 | C |  |  |  | 2007-08-02 |  | Solocraft Industries | Store | TANSACC |  |  |  | 0 |  |  |  | 17-12-2010 | Working
1484 | TIRUTHANI | Electri centrifuger | 00010/CENT/5 | C |  |  |  | 1995-04-21 |  |  | BB | State Aids Control Cell |  |  |  | 0 |  |  |  | 17-12-2010 | Condemned
1485 | TIRUTHANI | Deep Freezer | 00010/DFRZR/1 | C |  |  |  | 2009-01-12 |  | Solocraft Industries |  | TANSACS |  |  |  | 0 |  |  |  | 17-12-2010 | Working
1486 | TIRUTHANI | Distilled water stills | 00010/DWSL/1 | C | 4 Lts |  |  | 1999-07-15 |  | Gu Enter prices | Store | DMS |  |  |  | 0 |  |  |  | 17-12-2010 | Condemned
1487 | TIRUTHANI | Hot Air oven | 00010/HAOV/1 | C | Small |  |  | 2003-08-19 |  |  | BB | State Aids Control Cell |  |  |  | 0 |  |  |  | 17-12-2010 | Working
1488 | TIRUTHANI | Hot Air oven | 00010/HAOV/2 | C | Yarco-Big |  |  | 2000-10-03 |  | CO | Store | CO |  |  |  | 0 |  |  |  | 17-12-2010 | Working
1489 | TIRUTHANI | Lab Incubator | 00010/INCU/1 | C | MC Dalal |  |  | 1998-11-23 |  | MC Dalal and Co | BB | DMS |  |  |  | 0 |  |  |  | 17-12-2010 | Working
1490 | TIRUTHANI | Lab Incubator | 00010/INCU/2 | C | MC Dalal |  |  | 1999-01-09 |  | MC Dalal and Co | BB | DMS |  |  |  | 0 |  |  |  | 17-12-2010 | Working
1491 | TIRUTHANI | Mono cular Microscope | 00010/MOMS/1 | C | MC Dalal |  |  | 1995-12-15 |  | MC Dalal and Co | Store | State Aids Control Cell |  |  |  | 0 |  |  |  | 17-12-2010 | Condemned
1492 | TIRUTHANI | Mono cular Microscope | 00010/MOMS/2 | C |  |  |  | 2000-10-03 |  | CO | BB | CO |  |  |  | 0 |  |  |  | 17-12-2010 | Condemned
1493 | TIRUTHANI | Mono cular Microscope | 00010/MOMS/3 | C |  |  |  | 2000-10-03 |  | CO | Store | CO |  |  |  | 0 |  |  |  | 17-12-2010 | Condemned
1494 | TIRUTHANI | Mono cular Microscope | 00010/MOMS/4 | C |  |  |  | 1995-04-21 |  |  | BB | State Aids Control Cell |  |  |  | 0 |  |  |  | 17-12-2010 | Condemned
1495 | TIRUTHANI | Refrigerator | 00010/REFR/1 | C | 170 Lts. |  |  | 2006-06-02 |  | TNMSC | Lab | TNMSC |  |  |  | 0 |  |  |  | 17-12-2010 | Working
1496 | TIRUTHANI | Refrigerator | 00010/REFR/2 | C | 170 Lts. |  |  | 2005-10-06 |  | Vasanth and Co | Lab |  |  |  |  | 0 |  |  |  | 17-12-2010 | Working
1497 | TIRUTHANI | Refrigerator | 00010/REFR/3 | C | Godrej |  |  | 1996-04-18 |  | Godrej | OP | DMS |  |  |  | 0 |  |  |  | 17-12-2010 | Working
1498 | TIRUTHANI | Refrigerator | 00010/REFR/4 | C | Godrej |  |  | 1996-04-18 |  | Godrej | GH Thiruvallur | DMS |  |  |  | 0 |  |  |  | 17-12-2010 | Working
1499 | TIRUTHANI | Semi auto analyser | 00010/SEAA/1 | B2 | Point 180 |  |  | 1999-01-04 |  | Ranboxy Labs | Lab |  |  |  |  | 0 |  |  |  | 17-12-2010 | Condemned
1500 | TIRUTHANI | Semi auto analyser | 00010/SEAA/2 | B2 | RX - 50 | TN10J008 |  | 2010-10-18 |  | Microlab Instruments |  | RCH |  |  |  | 0 |  |  |  | 17-12-2010 | Working
1501 | TIRUTHANI | Urine Analyser | 00010/URNA/1 | C |  |  |  | 2009-03-26 |  | Solocraft Industries |  | SandP |  |  |  | 0 |  |  |  | 17-12-2010 | Working
1502 | TIRUTHANI | Rotor / Shaker | 00010/VDRL/1 | C | MC Dalal |  |  | 2002-11-28 |  | MC Dalal and Co | Lab | DMS |  |  |  | 0 |  |  |  | 17-12-2010 | Working
1503 | TIRUTHANI | Rotor / Shaker | 00010/VDRL/2 | C | Yarco |  |  | 2000-10-03 |  | CO | Store | CO |  |  |  | 0 |  |  |  | 17-12-2010 | Working
1504 | TIRUTHANI | Rotor / Shaker | 00010/VDRL/3 | C |  |  |  | 2007-07-03 |  | Karthic Debacey Agencies | Store | TANSACC |  |  |  | 0 |  |  |  | 17-12-2010 | Working
1505 | TIRUTHANI | VDRL Rotator / Mechanical Agitator | 00010/VDRLA/1 | C | Yarco |  |  | 2000-10-03 |  | CO | Store | CO |  |  |  | 0 |  |  |  | 17-12-2010 | Working
1506 | TIRUTHANI | Auto Clave HP Horizontal-CYLINDRICAL | 00010/ACHC/1 | C | Horizontal |  |  | 2009-12-23 |  | Solocraft Industries |  | RCH |  |  |  | 0 |  |  |  | 17-12-2010 | Working
1507 | TIRUTHANI | Autoclave vertical single bin | 00010/ACV1/1 | C | 1 Bin |  |  | 1997-03-29 |  | Associated surgicals | Condumn Room | DMS |  |  |  | 0 |  |  |  | 17-12-2010 | Condemned
1508 | TIRUTHANI | Autoclave vertical single bin | 00010/ACV1/2 | C | 1 Bin |  |  | 1997-03-29 |  | Associated surgicals | Condumn Room | DMS |  |  |  | 0 |  |  |  | 17-12-2010 | Condemned
1509 | TIRUTHANI | Autoclave vertical single bin | 00010/ACV1/3 | C | 1 Bin |  |  | 1997-03-29 |  | Associated surgicals | Condumn Room | DMS |  |  |  | 0 |  |  |  | 17-12-2010 | Condemned
1510 | TIRUTHANI | Autoclave vertical single bin | 00010/ACV1/4 | C | 1 Bin |  |  | 1997-03-29 |  | Associated surgicals | Condumn Room | DMS |  |  |  | 0 |  |  |  | 17-12-2010 | Condemned
1511 | TIRUTHANI | Autoclave vertical single bin | 00010/ACV1/5 | C | 1 Bin |  |  | 1995-04-21 |  |  | BB | State Aids Control Cell |  |  |  | 0 |  |  |  | 17-12-2010 | Condemned
1512 | TIRUTHANI | Autoclave vertical single bin | 00010/ACV1/6 | C | 12x20 |  |  | 1999-01-07 |  | Associated surgicals | BB | DMS |  |  |  | 0 |  |  |  | 17-12-2010 | Condemned
1513 | TIRUTHANI | Autoclave vertical single bin | 00010/ACV1/7 | C | 12x20 |  |  | 2001-05-24 |  | Associated surgicals | OP | DMS |  |  |  | 0 |  |  |  | 17-12-2010 | To be Condemned
1514 | TIRUTHANI | Autoclave vertical single bin | 00010/ACV1/8 | C | 12x20 |  |  | 2001-05-24 |  | Associated surgicals | OP | DMS |  |  |  | 0 |  |  |  | 17-12-2010 | To be Condemned
1515 | TIRUTHANI | Autoclave vertical single bin | 00010/ACV1/9 | C | 12x20 |  |  | 1996-03-20 |  | Muthumee Surgicals | OT | DMS |  |  |  | 0 |  |  |  | 17-12-2010 | To be Condemned
1516 | TIRUTHANI | Autoclave vertical single bin | 00010/ACV1/10 | C | 20x12 |  |  | 2009-09-22 |  | JDHS |  | Transfer |  |  |  | 0 |  |  |  | 17-12-2010 | Working
1517 | TIRUTHANI | Autoclave vertical single bin | 00010/ACV1/11 | C | 20x12 |  |  | 2009-09-22 |  | JDHS |  | Transfer |  |  |  | 0 |  |  |  | 17-12-2010 | Working
1518 | TIRUTHANI | Autoclave vertical single bin | 00010/ACV1/12 | C | 20x12 |  |  | 2009-02-16 |  | Vishal Hospital and Furniture |  | SandP |  |  |  | 0 |  |  |  | 17-12-2010 | Working
1519 | TIRUTHANI | Autoclave vertical single bin | 00010/ACV1/13 | C | 20x12 |  |  | 2009-02-16 |  | Vishal Hospital and Furniture |  | SandP |  |  |  | 0 |  |  |  | 17-12-2010 | Working
1520 | TIRUTHANI | Auto Clave HP Vertical (2 bin) | 00010/ACV2/1 | C | 18*24 V |  |  | 1993-03-11 |  | JDHS Kancheepuram | Condumn Room | JDHS Kancheepuram |  |  |  | 0 |  |  |  | 17-12-2010 | Condemned
1521 | TIRUTHANI | Auto Clave HP Vertical (2 bin) | 00010/ACV2/2 | C | 18*24 V |  |  | 1994-04-16 |  | JDHS Kancheepuram | OT | JDHS Kancheepuram |  |  |  | 0 |  |  |  | 17-12-2010 | Condemned
1522 | TIRUTHANI | Auto Clave HP Vertical (2 bin) | 00010/ACV2/3 | C | 18*24 V |  |  | 1987-11-13 |  |  | Condumn Room | DMS |  |  |  | 0 |  |  |  | 17-12-2010 | Condemned
1523 | TIRUTHANI | Auto Clave HP Vertical (2 bin) | 00010/ACV2/4 | C | 18*24 V |  |  | 1987-11-13 |  |  | Condumn Room | DMS |  |  |  | 0 |  |  |  | 17-12-2010 | Working
1524 | TIRUTHANI | Auto Clave HP Vertical (2 bin) | 00010/ACV2/5 | C | Vertical 2 Bin |  |  | 2009-03-20 |  | Solocraft Industries |  | SandP |  |  |  | 0 |  |  |  | 17-12-2010 | Working
1525 | TIRUTHANI | Auto Clave HP Vertical (2 bin) | 00010/ACV2/6 | C | Vertical 2 Bin |  |  | 2009-03-20 |  | Solocraft Industries |  | SandP |  |  |  | 0 |  |  |  | 17-12-2010 | Working
1526 | TIRUTHANI | Auto Clave HP Vertical (2 bin) | 00010/ACV2/7 | C | Vertical 2 Bin |  |  | 2009-03-20 |  | Solocraft Industries |  | SandP |  |  |  | 0 |  |  |  | 17-12-2010 | Working
1527 | TIRUTHANI | Auto Clave HP Vertical (2 bin) | 00010/ACV2/8 | C | Vertical 2 Bin |  |  | 2009-03-20 |  | Solocraft Industries |  | SandP |  |  |  | 0 |  |  |  | 17-12-2010 | Working
1528 | TIRUTHANI | Focus lamp Ordinary | 00010/FOLP/1 | C |  |  |  | 1996-02-13 |  | Associated surgicals | OT | State Aids Control Cell |  |  |  | 0 |  |  |  | 17-12-2010 | Condemned
1529 | TIRUTHANI | Focus lamp Ordinary | 00010/FOLP/2 | C |  |  |  | 1997-04-30 |  | Eagle Surgicals | OT | DMS |  |  |  | 0 |  |  |  | 17-12-2010 | Condemned
1530 | TIRUTHANI | Focus lamp Ordinary | 00010/FOLP/3 | C |  |  |  | 1997-05-14 |  | General Surgicals | OT | DMS |  |  |  | 0 |  |  |  | 17-12-2010 | Condemned
1531 | TIRUTHANI | Focus lamp Ordinary | 00010/FOLP/4 | C |  |  |  | 2006-01-11 |  | South India Surgicals | Store | DMS |  |  |  | 0 |  |  |  | 17-12-2010 | Working
1532 | TIRUTHANI | Focus lamp Ordinary | 00010/FOLP/5 | C |  |  |  | 2006-01-11 |  | South India Surgicals | Store | DMS |  |  |  | 0 |  |  |  | 17-12-2010 | Working
1533 | TIRUTHANI | Focus lamp Ordinary | 00010/FOLP/6 | C |  |  |  | 2006-01-11 |  | South India Surgicals | Store | DMS |  |  |  | 0 |  |  |  | 17-12-2010 | Working
1534 | TIRUTHANI | Shadowless Lamp stand model | 00010/MOLT/1 | B |  |  |  | 2009-05-16 |  | General Surgicals |  | SandP |  |  |  | 0 |  |  |  | 17-12-2010 | Working
1535 | TIRUTHANI | Shadowless Lamp stand model | 00010/MOLT/2 | B |  |  |  | 2009-05-16 |  | General Surgicals |  | SandP |  |  |  | 0 |  |  |  | 17-12-2010 | Working
1536 | TIRUTHANI | Shadowless Lamp stand model | 00010/MOLT/3 | B |  |  |  | 2009-03-22 |  | Jupiter Manufacturing Works |  | SandP |  |  |  | 0 |  |  |  | 17-12-2010 | Working
1537 | TIRUTHANI | Shadowless Lamp stand model | 00010/MOLT/4 | B |  |  |  | 2009-03-26 |  | Jupiter Manufacturing Works |  | SandP |  |  |  | 0 |  |  |  | 17-12-2010 | Working
1538 | TIRUTHANI | Shadowless Lamp stand model | 00010/MOLT/5 | B |  |  |  | 2001-02-27 |  | Associated surgicals | Store | DMS |  |  |  | 0 |  |  |  | 17-12-2010 | Working
1539 | TIRUTHANI | Shadowless Lamp stand model | 00010/MOLT/6 | B |  |  |  | 2001-02-27 |  | Associated surgicals | Store | DMS |  |  |  | 0 |  |  |  | 17-12-2010 | Working
1540 | TIRUTHANI | Suction Apparatus - Electrical | 00010/SAEL/1 | C | Electrical |  |  | 2007-10-01 |  | Jupiter Manufacturing Works | L W | TNMSC |  |  |  | 0 |  |  |  | 17-12-2010 | Working
1541 | TIRUTHANI | Suction Apparatus - Electrical | 00010/SAEL/2 | C | Electrical |  |  | 2007-10-01 |  | Jupiter Manufacturing Works | Store | TNMSC |  |  |  | 0 |  |  |  | 17-12-2010 | Working
1542 | TIRUTHANI | Suction Apparatus - Electrical | 00010/SAEL/3 | C | Electrical |  |  | 2007-10-01 |  | Jupiter Manufacturing Works | Store | TNMSC |  |  |  | 0 |  |  |  | 17-12-2010 | Working
1543 | TIRUTHANI | Suction Apparatus - Electrical | 00010/SAEL/4 | C | Electrical |  |  | 2007-10-01 |  | Jupiter Manufacturing Works | F W | TNMSC |  |  |  | 0 |  |  |  | 17-12-2010 | Working
1544 | TIRUTHANI | Suction Apparatus - Electrical | 00010/SAEL/5 | C | Electrical |  |  | 1996-12-03 |  | Leading india Lab | OT | DMS |  |  |  | 0 |  |  |  | 17-12-2010 | Condemned
1545 | TIRUTHANI | Suction Apparatus - Electrical | 00010/SAEL/6 | C | MTP |  |  | 1987-11-02 |  |  | L W | DMS |  |  |  | 0 |  |  |  | 17-12-2010 | Condemned
1546 | TIRUTHANI | Suction Apparatus - Electrical | 00010/SAEL/7 | C |  |  |  | 1999-02-16 |  | Alan Medicals | M W | DMS |  |  |  | 0 |  |  |  | 17-12-2010 | Working
1547 | TIRUTHANI | Suction Apparatus - Electrical | 00010/SAEL/8 | C |  |  |  | 2001-09-02 |  | Alan Medicals | F W | DMS |  |  |  | 0 |  |  |  | 17-12-2010 | Working
1548 | TIRUTHANI | Suction Apparatus - Electrical | 00010/SAEL/9 | C |  |  |  | 1997-03-27 |  | Associated surgicals | F W | DMS |  |  |  | 0 |  |  |  | 17-12-2010 | Condemned
1549 | TIRUTHANI | Suction Apparatus - Electrical | 00010/SAEL/10 | C |  |  |  | 1997-03-27 |  | Associated surgicals | M W | DMS |  |  |  | 0 |  |  |  | 17-12-2010 | Condemned
1550 | TIRUTHANI | Suction Apparatus - Electrical | 00010/SAEL/11 | C |  |  |  | 2009-05-16 |  | General Surgicals |  | SandP |  |  |  | 0 |  |  |  | 17-12-2010 | Working
1551 | TIRUTHANI | Suction Apparatus - Electrical | 00010/SAEL/12 | C |  |  |  | 2009-05-16 |  | General Surgicals |  | SandP |  |  |  | 0 |  |  |  | 17-12-2010 | Working
1552 | TIRUTHANI | Suction Apparatus - Electrical | 00010/SAEL/13 | C |  |  |  | 2009-03-22 |  | Jupiter Manufacturing Works |  | SandP |  |  |  | 0 |  |  |  | 17-12-2010 | Working
1553 | TIRUTHANI | Suction Apparatus - Electrical | 00010/SAEL/14 | C |  |  |  | 2009-03-22 |  | Jupiter Manufacturing Works |  | SandP |  |  |  | 0 |  |  |  | 17-12-2010 | Working
1554 | TIRUTHANI | Suction Apparatus - Electrical | 00010/SAEL/15 | C |  |  |  | 2009-03-22 |  | Jupiter Manufacturing Works |  | SandP |  |  |  | 0 |  |  |  | 17-12-2010 | Working
1555 | TIRUTHANI | Suction Apparatus - Electrical | 00010/SAEL/16 | C |  |  |  | 2009-03-22 |  | Jupiter Manufacturing Works |  | SandP |  |  |  | 0 |  |  |  | 17-12-2010 | Working
1556 | TIRUTHANI | Suction Apparatus - Electrical | 00010/SAEL/17 | C |  |  |  | 1996-02-27 |  | Saberval Brothers | F W | DMS |  |  |  | 0 |  |  |  | 17-12-2010 | Working
1557 | TIRUTHANI | Suction Apparatus - Electrical | 00010/SAEL/18 | C |  |  |  | 2009-02-16 |  | Vishal Hospital and Furniture |  | SandP |  |  |  | 0 |  |  |  | 17-12-2010 | Working
1558 | TIRUTHANI | Suction Apparatus - Electrical | 00010/SAEL/19 | C |  |  |  | 2009-02-16 |  | Vishal Hospital and Furniture |  | SandP |  |  |  | 0 |  |  |  | 17-12-2010 | Working
1559 | TIRUTHANI | Suction Apparatus - Electrical | 00010/SAEL/20 | C |  |  |  | 2009-02-16 |  | Vishal Hospital and Furniture |  | SandP |  |  |  | 0 |  |  |  | 17-12-2010 | Working
1560 | TIRUTHANI | Suction Apparatus - Electrical | 00010/SAEL/21 | C |  |  |  | 2009-02-16 |  | Vishal Hospital and Furniture |  | SandP |  |  |  | 0 |  |  |  | 17-12-2010 | Working
1561 | TIRUTHANI | Diathermy Machine (Electric Cautery) | 00010/SDIA/1 | B |  |  |  | 2006-02-13 |  | Associated surgicals | OT | State Aids Control Cell |  |  |  | 0 |  |  |  | 17-12-2010 | Working
1562 | TIRUTHANI | Sterilizer big (Instrument) | 00010/STBG/1 | C | 18x8x6 |  |  | 1985-01-18 |  | Barath Surgicals | OP | DMS |  |  |  | 0 |  |  |  | 17-12-2010 | Condemned
1563 | TIRUTHANI | Sterilizer big (Instrument) | 00010/STBG/2 | C | 18x8x6 |  |  | 1985-01-18 |  | Barath Surgicals | OP | DMS |  |  |  | 0 |  |  |  | 17-12-2010 | Condemned
1564 | TIRUTHANI | Sterilizer big (Instrument) | 00010/STBG/3 | C | 18x8x6 |  |  | 1985-01-18 |  | Barath Surgicals | M W | DMS |  |  |  | 0 |  |  |  | 17-12-2010 | Condemned
1565 | TIRUTHANI | Sterilizer big (Instrument) | 00010/STBG/4 | C | 18x8x6 |  |  | 1985-01-18 |  | Barath Surgicals | OT | DMS |  |  |  | 0 |  |  |  | 17-12-2010 | Condemned
1566 | TIRUTHANI | Sterilizer Medium (Instrument) | 00010/STMD/1 | C |  |  |  | 1995-10-17 |  | TTK Pharmacy | OP | State Aids Control Cell |  |  |  | 0 |  |  |  | 17-12-2010 | Condemned
1567 | TIRUTHANI | Operation Table Hydraulic Major | 00010/TAMA/1 | B2 |  |  |  | 1985-02-20 |  | Associated surgicals | OT | DMS |  |  |  | 0 |  |  |  | 17-12-2010 | Condemned
1568 | TIRUTHANI | Operation Table Hydraulic Major | 00010/TAMA/4 | B2 |  |  |  | 2009-03-20 |  | Vibash Coimbatore Surgicals |  | SandP |  |  |  | 0 |  |  |  | 17-12-2010 | Working
1569 | TIRUTHANI | Alpha Bed with motor | 00010/ABM/1 | C | Dy Care |  |  | 2003-08-20 |  | Associated surgicals | L W | DMS |  |  |  | 0 |  |  |  | 17-12-2010 | To be Condemned
1570 | TIRUTHANI | Alpha Bed with motor | 00010/ABM/2 | C | Dy Care |  |  | 2003-08-20 |  | Associated surgicals | F W | DMS |  |  |  | 0 |  |  |  | 17-12-2010 | To be Condemned
1571 | TIRUTHANI | Alpha Bed with motor | 00010/ABM/3 | C |  |  |  | 1997-02-13 |  | South India Surgicals | M W | DMS |  |  |  | 0 |  |  |  | 17-12-2010 | To be Condemned
1572 | TIRUTHANI | Generator | 00010/GEN/1 | C | 1 KVA 1000K |  |  | 1996-02-20 |  | Brila Yamaha | F W | DMS |  |  |  | 0 |  |  |  | 17-12-2010 | Condemned
1573 | TIRUTHANI | Generator | 00010/GEN/2 | C | EXK2800 |  |  | 2005-10-03 |  | Honda siel Power Products | BB | DMS |  |  |  | 0 |  |  |  | 17-12-2010 | Condemned
1574 | TIRUTHANI | Generator | 00010/GEN/3 | C |  |  |  | 2007-03-28 |  | Fermir Engineering | L W |  |  |  |  | 0 |  |  |  | 17-12-2010 | Working
1575 | TIRUTHANI | Generator | 00010/GEN/4 | C |  |  |  | 2007-03-28 |  | Fermir Engineering | OT |  |  |  |  | 0 |  |  |  | 17-12-2010 | Working
1576 | TIRUTHANI | Inverter | 00010/INV/1 | C | 1 KVA |  |  | 2006-08-26 |  | TNMSC | Store | TNMSC |  |  |  | 0 |  |  |  | 17-12-2010 | Working
1577 | TIRUTHANI | Inverter | 00010/INV/2 | C | 1 KVA |  |  | 2006-08-26 |  | TNMSC | Store | TNMSC |  |  |  | 0 |  |  |  | 17-12-2010 | Working
1578 | TIRUTHANI | Nebuliser Adult | 00010/NEBA/1 | C | Italian Make |  |  | 1999-05-25 |  | Associated surgicals | L W | DMS |  |  |  | 0 |  |  |  | 17-12-2010 | Condemned
1579 | TIRUTHANI | Nebuliser Adult | 00010/NEBA/2 | C | Phoenix |  |  | 1996-03-27 |  | Phoenix Medicals | L W | IPPV |  |  |  | 0 |  |  |  | 17-12-2010 | Condemned
1580 | TIRUTHANI | Needle destroyer / Syringe Destroyer | 00010/NEED/1 | C | Microsil |  |  | 2005-07-14 |  | Linco Scientific India Ltd. | OP | AIDS |  |  |  | 0 |  |  |  | 17-12-2010 | Working
1581 | TIRUTHANI | Needle destroyer / Syringe Destroyer | 00010/NEED/2 | C | Microsil |  |  | 2003-06-23 |  | Linco Scientific India Ltd. | L W | DMS |  |  |  | 0 |  |  |  | 17-12-2010 | Working
1582 | TIRUTHANI | Needle destroyer / Syringe Destroyer | 00010/NEED/3 | C | Microsil |  |  | 2003-06-23 |  | Linco Scientific India Ltd. | OT | DMS |  |  |  | 0 |  |  |  | 17-12-2010 | Condemned
1583 | TIRUTHANI | Needle destroyer / Syringe Destroyer | 00010/NEED/4 | C | Microsil |  |  | 2003-06-23 |  | Linco Scientific India Ltd. | VCTC Lab | DMS |  |  |  | 0 |  |  |  | 17-12-2010 | Condemned
1584 | TIRUTHANI | Needle destroyer / Syringe Destroyer | 00010/NEED/5 | C |  | 671 |  | 2010-07-22 |  | Linco ScientificInstruments and Chemicals |  | TANSACS |  |  |  | 0 |  |  |  | 17-12-2010 | Working
1585 | TIRUTHANI | Needle destroyer / Syringe Destroyer | 00010/NEED/6 | C |  |  |  | 2002-10-10 |  |  | Lab | State Aids Control Cell |  |  |  | 0 |  |  |  | 17-12-2010 | Condemned
1586 | TIRUTHANI | Weighing Machine Electronic | 00010/WME/1 | C | Electronic |  |  | 2009-03-20 |  | Suriya Surgicals |  | SandP |  |  |  | 0 |  |  |  | 17-12-2010 | Working
1587 | TIRUTHANI | Weighing Machine Electronic | 00010/WME/2 | C | Electronic |  |  | 2009-03-20 |  | Suriya Surgicals |  | SandP |  |  |  | 0 |  |  |  | 17-12-2010 | Working
1588 | TIRUTHANI | Formaline dispenser | 00010/FORD/1 | C |  |  |  | 2003-11-21 |  | South India Surgicals | OT | DMS |  |  |  | 0 |  |  |  | 17-12-2010 | Working
1589 | TIRUTHANI | Formaline dispenser | 00010/FORD/2 | C | [6 empty] | OT | DMS |  |  |  | 0 |  |  |  | 17-12-2010 | Working
1590 | TIRUTHANI | Boyles apparatus with out Circle Abosrber | 00010/BAOCA/1 | B | IOL |  |  | 1984-06-03 |  | Indian Oxygen Pvt. Ltd. | OT | DMS |  |  |  | 0 |  |  |  | 17-12-2010 | Condemned
1591 | TIRUTHANI | Boyles apparatus with out Circle Abosrber | 00010/BAOCA/2 | B | IOL |  |  | 1996-02-26 |  | JDHS Kancheepuram | OT | DMS |  |  |  | 0 |  |  |  | 17-12-2010 | Condemned
1592 | TIRUTHANI | Boyles apparatus with out Circle Abosrber | 00010/BAOCA/3 | B | Ohmeda |  |  | 1996-03-26 |  | Ohmeda | OT | DMS |  |  |  | 0 |  |  |  | 17-12-2010 | Working
1593 | TIRUTHANI | Foetal Monitor | 00010/FAMON/1 | B |  |  |  | 2003-08-20 |  | Associated surgicals | L W | DMS |  |  |  | 0 |  |  |  | 17-12-2010 | Condemned
1594 | TIRUTHANI | Foetal Monitor | 00010/FAMON/2 | B |  |  |  | 1996-06-19 |  | JDHS Thiruvallur | L W | JDHS Thiruvallur |  |  |  | 0 |  |  |  | 17-12-2010 | Condemned
1595 | TIRUTHANI | Phototherapy Unit | 00010/PHTU/1 | C | Meditrain Instruments |  |  | 1996-07-03 |  | Bet Medicals | L W | DMS |  |  |  | 0 |  |  |  | 17-12-2010 | Condemned
1596 | TIRUTHANI | Phototherapy Unit | 00010/PHTU/6 | C | Phoenix |  |  | 1999-03-23 |  | Phoenix Medicals | L W | DMS |  |  |  | 0 |  |  |  | 17-12-2010 | Condemned
1597 | TIRUTHANI | Radiant Warmer | 00010/RAWR/5 | C | Phoenix |  |  | 1996-03-27 |  | Phoenix Medicals | L W | DMS |  |  |  | 0 |  |  |  | 17-12-2010 | Condemned
1598 | TIRUTHANI | Radiant Warmer | 00010/RAWR/6 | C | Phoenix |  |  | 1999-03-23 |  | Phoenix Medicals | L W | DMS |  |  |  | 0 |  |  |  | 17-12-2010 | Condemned
1599 | TIRUTHANI | Radiant Warmer | 00010/RAWR/7 | C | Phoenix |  |  | 1999-03-23 |  | Phoenix Medicals | L W | DMS |  |  |  | 0 |  |  |  | 17-12-2010 | Condemned
1600 | TIRUTHANI | Silastic vacuum extractor | 00010/VEXS/1 | C | Silastic |  |  | 2007-04-17 |  | Madras Surgicals | Store | TNHSP |  |  |  | 0 |  |  |  | 17-12-2010 | Working
1601 | TIRUTHANI | Silastic vacuum extractor | 00010/VEXS/2 | C | Silastic |  |  | 2007-04-17 |  | Madras Surgicals | Store | TNHSP |  |  |  | 0 |  |  |  | 17-12-2010 | Working
1602 | TIRUTHANI | Weighing machine adult | 00010/WTMA/1 | C | Adult |  |  | 2007-08-02 |  | Solocraft Industries | Store | TANSACC |  |  |  | 0 |  |  |  | 17-12-2010 | Working
1603 | TIRUTHANI | Infusion pump | 00010/INPM/3 | C | Trifusa |  |  | 2007-04-02 |  | Trivitron Medical Systems | L W | TNHSP |  |  | 2008-04-01 | 0 | AMC | 2011-01-31 | Trivitron Medical Systems | 17-12-2010 | To be condemned
1604 | TIRUTHANI | Boyles apparatus with Ventilator | 00010/VEN/1 | B | Compact |  |  |  | L andamp; T | L andamp; T | [5 empty] | 0 | AMC | 2011-01-31 | L andamp; T | 17-12-2010 | Working
1605 | TIRUTHANI | Operation Table Hydraulic Major | 00010/TAMA/5 | B2 | Jupiter 205 |  |  |  |  | Jupiter Manufacture | [5 empty] | 0 | AMC | 2011-02-28 | Jupiter Manufacturing Works | 17-12-2010 | Condemned
1606 | TIRUTHANI | Refrigerator | 00010/REFR/5 | C | Electrolux |  |  |  |  | Davey Pharma | [5 empty] | 0 | AMC | 2011-02-28 | Davey Pharma | 17-12-2010 | Working
1607 | TIRUTHANI | Boyles apparatus with out Ventilator | 00010/OVEN/1 | B | Compact |  |  |  | L andamp; T | L andamp; T |  | TNHSP |  |  |  | 0 | AMC | 2011-02-28 | L andamp; T | 17-12-2010 | Working
1608 | TIRUTHANI | Dental Chair | 00010/DECH/3 | B2 | Alpha |  |  |  |  | S.S. Chemicals |  | TNHSP |  |  |  | 0 | AMC | 2011-02-28 | S.S. Chemicals | 17-12-2010 | Working
1609 | TIRUTHANI | Foetal Doppler | 00010/FDOP/3 | C | A100H | H11054175 |  | 2014-09-24 | AEON TECHNOLOGY (P) LTD | MEDI WAVES INC.B-64~ G.T. KARNAL ROAD~ INDUSTRIAL AREA~ DELHI - 110033. | LABOUR ROOM | TNMSC | 17240/TNMSC/ENGG/2014-15 DT;16.05.2014 | 2014-09-24 | 2017-09-23 | 4650 | AMC |  |  | 24-9-2014 | Working
1610 | TIRUTHANI | Cardiac Monitor with defibrillator | 00010/DEFI/1 | C | TEC 5521K |  |  | 2007-02-02 | Trivitron Medical Systems | Trivitron Medical Systems | Store | TNHSP |  |  | 2008-02-01 | 0 | AMC | 2011-01-31 | Trivitron Medicals | 17-12-2010 | Not Working
1611 | TIRUTHANI | Infusion pump | 00010/INPM/2 | C | Trifusa |  |  | 2007-04-02 | Trivitron Medical Systems | Trivitron Medical Systems | L W | TNHSP |  |  | 2008-04-01 | 0 | AMC | 2011-01-31 | Trivitron Medical Systems | 17-12-2010 | To be condemned
1612 | TIRUTHANI | Infusion pump | 00010/INPM/3 | C | Trifusa |  |  | 2007-04-02 | Trivitron Medical Systems | Trivitron Medical Systems | L W | TNHSP |  |  | 2008-04-01 | 0 | AMC | 2011-01-31 | Trivitron Medical Systems | 17-12-2010 | Working
1613 | TIRUTHANI | Pulse Oximeter | 00010/SPO2/1 | B | Futura Pleth |  |  | 2007-01-27 | Silicon Labs | Silicon Labs | OT | TNHSP |  |  | 2008-01-26 | 0 | AMC | 2011-01-31 | Silicon Las | 17-12-2010 | Working
1614 | TIRUTHANI | Pulse Oximeter | 00010/SPO2/2 | B | Futura Pleth |  |  | 2007-01-27 | Silicon Labs | Silicon Labs | L W | TNHSP |  |  | 2008-01-26 | 0 | AMC | 2011-01-31 | Silicon Labs | 17-12-2010 | Working
1615 | TIRUTHANI | Ventilators (Adult) | 00010/VE/1 | B | ADVENT U |  |  | 2007-07-17 |  | Erkadi Systems | L W | TNHSP |  |  | 2008-07-16 | 0 | AMC | 2011-01-31 | Erkadi Systems | 17-12-2010 | Not Working
1616 | TIRUTHANI | Laproscope Double Puncture | 00010/LDP/1 | C | KARLStoz |  |  | 2007-04-05 |  | Vishal Surgicals | Store | TNHSP |  |  | 2008-04-04 | 0 | AMC |  | Vishal Surgicals Equipments | 17-12-2010 | Working
1617 | TIRUTHANI | Operation Table Hydraulic Major | 00010/TAMA/2 | B2 |  |  |  | 2007-01-18 |  | Reliance Instruments | OT | TNHSP |  |  |  | 0 | AMC | 2011-06-30 | Reliance Instruments | 17-12-2010 | Working
1618 | TIRUTHANI | Operation Table Hydraulic Major | 00010/TAMA/3 | B2 |  |  |  | 2007-01-18 |  | Reliance Instruments | OT | TNHSP |  |  | 2007-01-17 | 0 | AMC | 2011-06-30 | Reliance Instruments | 17-12-2010 | Working
1619 | TIRUTHANI | CTG Monitor | 00010/CTGM/1 | B2 | CMS 2000+4 |  |  | 2007-01-30 | Vin Bio Tech | Madras Surgicals | L W | TNHSP |  |  | 2008-01-29 | 0 | AMC | 2011-06-30 | Madras Surgicals | 17-12-2010 | Not Working
1620 | TIRUTHANI | Foetal Doppler | 00010/FDOP/1 | C | CMS 500++ |  |  | 2007-01-30 |  | Madras Surgicals | L W | TNHSP |  |  | 2008-01-29 | 0 | AMC | 2011-06-30 | Madras Surgicals | 17-12-2010 | Working
1621 | TIRUTHANI | Phototherapy Unit | 00010/PHTU/2 | C | 4000CEF |  |  | 2007-04-17 | Nice Neo Tech | Madras Surgicals | L W | TNHSP |  |  | 2008-04-16 | 0 | AMC | 2011-01-31 | Madras Surgicals and C hemicals | 17-12-2010 | Working
1622 | TIRUTHANI | Phototherapy Unit | 00010/PHTU/3 | C | 4000CEF |  |  | 2007-04-17 | Nice Neo Tech | Madras Surgicals | L W | TNHSP |  |  | 2008-04-16 | 0 | AMC | 2011-01-31 | Madras Surgicals and Chemicals | 17-12-2010 | Working
1623 | TIRUTHANI | Phototherapy Unit | 00010/PHTU/4 | C | 4000CEF |  |  | 2007-04-17 | Nice Neo Tech | Madras Surgicals | L W | TNHSP |  |  | 2008-04-16 | 0 | AMC |  | Madras Surgicals and Chemicals | 17-12-2010 | Working
1624 | TIRUTHANI | Phototherapy Unit | 00010/PHTU/5 | C | 4000CEF |  |  | 2007-04-17 | Nice Neo Tech | Madras Surgicals | L W | TNHSP |  |  | 2008-04-16 | 0 | AMC | 2011-01-31 | Madras Surgicals and Chemicals | 17-12-2010 | Working
1625 | TIRUTHANI | Radiant Warmer | 00010/RAWR/1 | C | 2000B |  |  | 2007-04-17 | Nice Neo Tech | Madras Surgicals | L W | TNHSP |  |  | 2008-04-16 | 0 | AMC | 2011-01-31 | Madras Surgicals and Chemicals | 17-12-2010 | Working
1626 | TIRUTHANI | Radiant Warmer | 00010/RAWR/2 | C | 2000B |  |  | 2007-04-17 | Nice Neo Tech | Madras Surgicals | L W | TNHSP |  |  | 2008-04-16 | 0 | AMC | 2011-01-31 | Madras Surgicals and Chemicals | 17-12-2010 | Working
1627 | TIRUTHANI | Radiant Warmer | 00010/RAWR/3 | C | 2000B |  |  | 2007-04-17 | Nice Neo Tech | Madras Surgicals | L W | TNHSP |  |  | 2008-04-16 | 0 | AMC | 2011-01-31 | Madras Surgicals and Chemicals | 17-12-2010 | Working
1628 | TIRUTHANI | Radiant Warmer | 00010/RAWR/4 | C | Neo Tech Model 2000B |  |  | 2007-04-17 |  | Madras Surgicals | L W | TNHSP |  |  | 2008-04-16 | 0 | AMC | 2011-01-31 | Madras Surgicals and Chemicals | 17-12-2010 | Working
1629 | TIRUTHANI | Focus lamp Ordinary | 00010/FOLP/8 | C |  |  |  | 2015-02-17 | GESCO | GENERAL SURGICAL COMPANY (INDIA) PVT. LTD~ CHENNAI | MATERNITY WARD LABOUR ROOM | TNMSC | 114/TNMSC/ENGG/2013-3 08/12/2014 | 2015-02-17 | 2018-02-16 | 11875 | NO AMC |  |  | 17-2-2015 | Working
1630 | TIRUTHANI | Infusion Pump/Infusion Syringe Pump/Insulin Syringe Pump | 00010/INPM/6 | C | AKAS INFU 510 | IX12141205 |  | 2015-02-05 | AKAS MEDICAL EQUIPMENT | AKAS MEDICAL | NBSU GH TIRUTTANI TIRUVALLUR DISTRICT | TNMSC | 114/TNMSC/ENGG/2013-4 DATED 08/12/2014 | 2015-02-05 | 2018-02-04 | 19750 | NO AMC |  |  | 2015-05-02 | Working
1631 | TIRUTHANI | Syringe Pump | 00010/SYRP/1 | B | AKAS SYRU 410 | RX12140762 |  |  |  | AKAS MEDICAL | NBSU~ GH~ TIRUTTANI | TNMSC | 114/TNMSC/ENGG/2013-4 DATED 08/12/2014 | 2015-02-05 | 2018-02-04 | 20850 | NO AMC |  |  | 2015-05-02 | Working
1632 | TIRUTHANI | Hematology analyser | 00010/HEMA/1 | B1 | POCH - 100 i | F2774 |  | 2013-10-30 | SYSMEX CORPORATION | DISTRICT HEAD QUARTERS HOSPITAL~ TIRUVALLUR | GENERAL LABORATORY | OTHERS |  | 2013-10-30 |  | 0 | NO AMC |  |  | 2014-01-10 | Working
1633 | TIRUTHANI | Foetal Doppler | 00010/FDOP/4 | C | A100H | H11054783 |  | 2014-09-24 | AEON TECHNOLOGY | MEDI WAVES INC. B-68~ G.T. KARNAL ROAD~ INDUSTRIAL AREA~ DELHI - 110033 | STORES | TNMSC | 17240/TNMSC/ENGG/2014-15 DATED 16.05.2014 | 2014-09-24 | 2017-09-23 | 4650 | NO AMC |  |  | 25-9-2014 | Working
1634 | TIRUTHANI | Multi Para Monitor | 00010/MPM/3 | B2 | G3 D | G3 DL60038 |  | 2014-06-30 | GENERAL MEDITECH INC~ CHINA | TRANSHEALTH CARE INDIA PRIVATE LTD. ~ CHENNAI | STORES | TNMSC | 17240 / TNMSC / ENGG / 2014 -3 DATED 16.05.2014 | 2014-06-30 | 2017-06-29 | 60000 | NO AMC |  |  | 30-9-2014 | Working
1635 | TIRUTHANI | Hematology analyser | 00010/HEMA/2 | B1 | XP 100 ADVANCE VERSION OF KX21 | A3412 |  | 2014-03-24 | SYSMEX | TRANSASIA ~ CHENNAI | GENERAL LABORATORY | DMS | 78217 / Sandamp; P / 1 / 2013 ~ 10/03/2014 DMS~ CHENNAI | 2014-03-24 |  | 404585 | NO AMC |  |  | 2014-09-10 | Working
1636 | TIRUTHANI | Electric Calorimeter | 00010/CALO/2 | C | PRIETEST EASY LAB | PEL0981213RBK |  | 2014-03-19 | ROBONIK (I) PVT LTD. | ROBONIK (I) PVT LTD | GENERAL LABORATORY | TNHSP | TNHSP/TNMSC/AG87b/2013-2 | 2014-03-19 | 2015-03-18 | 20302 | NO AMC |  |  | 13-11-2014 | Working
1637 | TIRUTHANI | Traction set | 00010/TRAC/1 | C | Electrotrac | ABK-129 |  | 2001-04-16 |  | Associated surgicals | Physiotherapy | DMS |  | 2001-04-16 | 2002-04-15 | 0 | NO AMC |  |  | 17-12-2010 | Working
1638 | TIRUTHANI | ECG machine computerized | 00010/ECGC/1 | B | HEART VIEW MAX SE -3 | 11130-M116033130006 |  | 2012-03-27 | BROWN DOVE HEALTH CARE | ABABIL HEALTH CARE | MALE WARD | OTHERS |  | 2012-03-27 | 2013-03-26 | 40000 | NO AMC |  |  | 13-9-2012 | Working
1639 | TIRUTHANI | Haemoglobinometer | 00010/HBMT/1 | C | BD1-E-55 | 20110589 |  | 2011-09-01 | LABO TECH | SOLOKRAFTS INDUSTRIES | LABOUR WARD | TNMSC | RCH-II/TNMSC/ENGG/4538/2010-6~ 6.10.10 | 2011-09-01 | 2012-08-31 | 4300 | NO AMC |  |  | 14-9-2012 | Working
1640 | TIRUTHANI | Weighing machine adult | 00010/WTMA/2 | C | PRESTIGE | 00010/WTMA/2 |  | 2012-02-04 | HARDIK MEDI TECH | ALAN MEDICAL | RNTCP | TNHSP | TNHSP/TNMSC/ENGG/AG24/2011~9.12.2011 | 2012-02-04 |  | 598 | NO AMC |  |  | 13-9-2012 | Working
1641 | TIRUTHANI | Operating Microscope - General | 00010/OPMS/1 | B2 | ASM-930 TG | 1103326 |  | 2012-04-05 | OPTICS- TAKAGI~ JAPAN | ASCON MEDICAL INSTRUMENTS (PVT.LTD) | OPERATION THEATRE | TNMSC | 13413/TNMSC/ENGG/2011-12 ~27.2.12 | 2012-04-05 | 2015-04-04 | 310000 | NO AMC |  |  | 13-9-2012 | Working
1642 | TIRUTHANI | Ultra Sonogram -MOBILE | 00010/IUSM/3 | B | LOGIQ -C2 | 202293WX7 |  | 2012-02-13 | WIPRO GE | WIPRO GE HEALTH CARE | SCAN ROOM | TNMSC | RCH-II/TNMSC/ENGG/E44/2010 ~ 5.7.2011 | 2012-02-13 | 2013-02-12 | 323800 | NO AMC |  |  | 13-9-2012 | Not Working
1643 | TIRUTHANI | Electri centrifuger | 00010/CENT/6 | C | BDI 150 | 2011499 |  | 2012-05-22 | SOLOKRAFTS INDUSTRIES | SOLOKRAFTS INDUSTRIES | STORES | TNHSP | TNHSP/TNMSC/AG29E/2011~04/10/2011 | 2012-05-22 | 2015-05-21 | 5090 | NO AMC |  |  | 13-9-2012 | Working
1644 | TIRUTHANI | Ringlens System | 00010/RLS/1 | C |  | 00010/RLS/1 |  | 2012-05-22 | SOLOKRAFTS INDUSTRIES | SOLOKRAFTS INDUSTRIES | STORES | TNHSP | TNHSP/TNMSC/ICB/AG31/2011~19.10.2011 | 2012-05-22 | 2013-05-21 | 6987 | NO AMC |  |  | 13-9-2012 | Working
1645 | TIRUTHANI | Deep Freezer | 00010/DFRZR/1 | B2 | JA DF 20 | 1110692 |  | 2012-03-30 | JOVE AUTOMATIONS | PAWAR ELECTRO SYSTEMS (P) LTD | LABORATORY | TNMSC | RCH-II/TNMSC/ENGG/7146/2010~10.2.2011 | 2012-03-30 | 2013-03-29 | 51750 | NO AMC |  |  | 13-9-2012 | Working
1646 | TIRUTHANI | B.P.apparatus table model | 00010/BPAT/6 | C | HEM 7111 | 2011100761VG |  | 2012-02-13 | OMRON | ANAND MEDICAL AGENCIES | BLOOD BANK | OTHERS |  | 2012-02-13 | 2013-02-12 | 2095 | NO AMC |  |  | 13-9-2012 | Not Working
1647 | TIRUTHANI | B.P.apparatus table model | 00010/BPAT/7 | C | HEM7111 | 20111100762VG |  | 2012-02-13 | OMRON | ANAND MEDICAL AGENCIES | OPTHAL | OTHERS |  | 2012-02-13 | 2013-02-12 | 2095 | NO AMC |  |  | 26-9-2012 | Working
1648 | TIRUTHANI | B.P.apparatus table model | 00010/BPAT/8 | C | HEM711 | 20111100763VG |  | 2012-02-13 | OMRON | ANAND MEDICAL AGENCIES | STORES | OTHERS |  | 2012-02-13 | 2013-02-12 | 2095 | NO AMC |  |  | 26-9-2012 | Working
1649 | TIRUTHANI | B.P.apparatus table model | 00010/BPAT/9 | C | HEM 7111 | 20111100767VG |  | 2012-02-13 | OMRON | ANAND MEDICAL AGENCIES | STORES | OTHERS |  | 2012-02-13 | 2013-02-12 | 2095 | NO AMC |  |  | 26-9-2012 | Working
1650 | TIRUTHANI | B.P.apparatus table model | 00010/BPAT/10 | C | HEM7111 | 2011110768VG |  | 2012-02-13 | OMRON | ANAND MEDICAL AGENCIES | STORES | OTHERS |  | 2012-02-13 | 2013-02-12 | 2095 | NO AMC |  |  | 26-9-2012 | Working
1651 | TIRUTHANI | Infusion Pump/Infusion Syringe Pump/Insulin Syringe Pump | 00010/INPM/5 | C | ST6000 | 37820D/28 2010 |  | 2012-08-18 | SAMTRONIC | TRANS HEALTH CARE INDIA PVT LTD | LABOUR WARD | TNMSC | TNHSP/TNMSC/AG15/2011 01.7.2011 |  | 2012-08-17 | 25200 | NO AMC |  |  | 26-9-2012 | Working
1652 | TIRUTHANI | B.P.apparatus stand model | 00010/BPAS/6 | C | 300 | 74244 |  | 2011-04-04 | NAMATT | JAYAM ENTERPRISES | LABOUE WARD | TNMSC | RCH-11/TNMSC/ENGG/4538/2011 10-2-2011 | 2011-04-04 | 2012-04-03 | 1500 | NO AMC |  |  | 26-9-2012 | Working
1653 | TIRUTHANI | B.P.apparatus stand model | 00010/BPAS/7 | C | 300 | 74258 |  | 2011-04-04 | NAMATT | JAYAM ENTERPRISES | OT | TNMSC | RCH-11/TNMSC/ENGG/4538/2011 10/2/2011 | 2011-04-04 | 2012-04-03 | 1500 | NO AMC |  |  | 26-9-2012 | Working
1654 | TIRUTHANI | B.P.apparatus stand model | 00010/BPAS/8 | C | 300 | 74261 |  | 2011-04-04 | NAMATT | JAYAM ENTERPRISES | STORE | TNMSC | RCH-11/TNMSC/ENGG/4538/2011 10/2/2011 | 2011-04-04 | 2012-04-03 | 1500 | NO AMC |  |  | 26-9-2012 | Working
1655 | TIRUTHANI | B.P.apparatus stand model | 00010/BPAS/9 | C | 300 | 74321 |  | 2011-04-04 | NAMATT | JAYAM ENTERPRISES | STORES | TNMSC | RCH-11/TNMSC/ENGG/4538/2011 10/2/2011 | 2011-04-04 | 2012-04-03 | 1500 | NO AMC |  |  | 26-9-2012 | Working
1656 | TIRUTHANI | Nebuliser Adult | 00010/NEBA/1 | C | BLISS(GEN 242) | 10437128 |  | 2011-03-29 | MEDICARE PRODUCTS LTD | JUPITER MANFACTURING WORKING | MALE WARD | TNMSC | 133/JA/2011 18.3.2011 | 2011-03-29 | 2012-03-28 | 1225 | NO AMC |  |  | 26-9-2012 | Working
1657 | TIRUTHANI | Nebuliser Adult | 00010/NEBA/2 | C | BLISS (GEN242) | 1047127 |  | 2011-03-29 | MEDICARE PROSUCTS LTD | JUPITER MANFACTURING WORKS | MALE WARD | TNMSC | 1301JA/2011 18.3.2011 | 2011-03-29 | 2012-03-28 | 1225 | NO AMC |  |  | 26-9-2012 | Working
1658 | TIRUTHANI | Nebuliser Adult | 00010/NEBA/3 | C | BLISS(GEN242) | 10437946 |  | 2011-03-29 | MEDICARE PRODUCTS | JUPITER MANUFACTURING WORKS | MALE WARD | TNMSC | 1301JA/2011 18.3.2011 | 2011-03-29 | 2012-03-28 | 1225 | NO AMC |  |  | 26-9-2012 | Working
1659 | TIRUTHANI | Nebuliser Adult | 00010/NEBA/4 | C | BLISS (GEN 242) | 10437685 |  | 2011-03-29 | MEDICARE PRODUCTS | JUPTIER MANUFACTURING WORK | MALE WARD | TNMSC | 1301JA/2011 18.3.2011 | 2011-03-29 | 2012-03-28 | 1225 | NO AMC |  |  | 26-9-2012 | Working
1660 | TIRUTHANI | Nebuliser Adult | 00010/NEBA/5 | C | BLISS (GEN 242) | 10437826 |  | 2011-03-29 | MEDICARE PRODUCTS | JUPTIER MANUFACTURING WORKS | MALE WARD | TNMSC | 1301JA/2011 18.3.2011 | 2011-03-29 | 2012-03-28 | 1225 | NO AMC |  |  | 26-9-2012 | Working
1661 | TIRUTHANI | Colposcope | [18 empty] | Working
1662 | UTHUKOTTAI | Printer | 00011/PRINT/1 | C | HLS 5250DN |  |  | 2009-03-03 |  | Lipi Data Systems Ltd. |  |  | 103945 dt 20/02/09 |  | 2010-03-02 | 8500 |  |  |  | 29-6-2011 | Working
1663 | UTHUKOTTAI | Computer | 00011/COMP/1 | C |  |  |  | 2009-03-29 |  | Broad Line Computer Systems |  | TNHSP | TNHSP/TNMSC/P1H1/09 dt 22/01/09 |  | 2010-03-28 | 24890 |  |  |  | 29-6-2011 | Working
1664 | UTHUKOTTAI | UPS | 00011/UPS/1 | C | 600VA |  |  | 2009-04-27 |  | R. K. Tech Hard andamp; Soft |  | TNHSP | TNHSP/TNMSC/P1H6/08 dt 16/02/09 |  | 2010-04-26 | 7900 |  |  |  | 29-6-2011 | Working
1665 | UTHUKOTTAI | Shadowless Lamp stand model | 00011/MOLT/3 | B | Mobile |  |  | 2009-03-27 |  | Jupiter Manufacturing Works |  | DMS | 47975/Sandamp;P/1/08 dt 04/02/09 |  | 2010-03-26 | 27040 |  |  |  | 29-6-2011 | Working
1666 | UTHUKOTTAI | Magnavision Lamp | 00011/MAGL/1 | C | Frame Holding Lence made of metal |  |  | 2011-03-18 |  | Jupiter Manufacturing Works |  | DRHM | 04R/NRHM/TNMSC/ENGG/11 dt 12/2011 |  | 2012-03-17 | 4400 |  |  |  | 29-6-2011 | Working
1667 | UTHUKOTTAI | Magnavision Lamp | 00011/MAGL/2 | C | Medi Tech |  |  | 2009-10-07 |  | Saberwal Surgicals Co. Pvt. Ltd. |  | DRHM | 04/NRHM/HSP/TNMSC/09-MV dt 29/06/09 |  | 2010-10-06 | 3500 |  |  |  | 29-6-2011 | Working
1668 | UTHUKOTTAI | Suction Apparatus - Electrical | 00011/SAEL/5 | C |  |  |  | 2009-02-17 |  | Vishal Hospital Steel Furniture Manufacturer andamp; Co. |  | DMS | 51190/Sandamp;P/1/08-2 dt 10/11/08 |  | 2012-02-16 | 4410 |  |  |  | 29-6-2011 | Working
1669 | UTHUKOTTAI | Suction Apparatus - Electrical | 00011/SAEL/6 | C |  |  |  | 2009-03-24 |  | Jupiter Manufacturing Works |  | DMS | 47975/Sandamp;P/1/08 dt 04/02/09 |  | 2012-03-23 | 5500 |  |  |  | 29-6-2011 | Working
1670 | UTHUKOTTAI | Laryngoscope(Adult) | 00011/LAGA/1 | C |  |  |  | 2009-03-24 |  | Jupiter Manufacturing Works |  | DMS | 47975/Sandamp;P/1/08 dt 04/02/08 |  | 2012-03-23 | 3450 |  |  |  | 29-6-2011 | Working
1671 | UTHUKOTTAI | Operation Table Hydraulic Major | 00011/TAMA/1 | B2 |  |  |  | 2009-05-21 |  | General Surgical Co. Pvt. Ltd. |  | DMS | 51190/Sandamp;P/1/08 dt 10/11/08 |  | 2012-05-21 | 62460 |  |  |  | 29-6-2011 | Working
1672 | UTHUKOTTAI | Nebuliser Adult | 00011/NEBA/1 | C |  |  |  | 1999-05-25 |  | Associated Surgicals (India) |  | DMS | 29550/CPII/1/99 dt 07/05/95 |  |  | 4250 |  |  |  | 29-6-2011 | Condemned
1673 | UTHUKOTTAI | Nebuliser Adult | 00011/NEBA/2 | C |  | 63002316 |  | 2008-12-05 |  | From JDHS Thiruvallur |  | OTHERS |  |  |  | 0 |  |  |  | 29-6-2011 | Working
1674 | UTHUKOTTAI | ECG machine ordinary | 00011/ECGO/2 | B2 | cardiofax | B4231208 |  | 2009-08-18 | MEDICAID SYSTEMS | G H GOOMMIDI POONDI | E C G ROOM ( 12) | OTHERS |  |  |  | 0 |  |  |  | 19-11-2013 | Working
1675 | UTHUKOTTAI | Dental Chair(Electric/Hydraulic/Manual) | 00011/DECH/1 | B2 |  |  |  | 2008-03-10 | Confident dental equipment | Confident dental equipment | Dental op | TNMSC | 1253/TNMSC/ENGG/2007 DT 27/10/2007 |  |  | 99200 |  |  |  | 19-11-2013 | Working
1676 | UTHUKOTTAI | B.P.apparatus stand model | 00011/BPAS/5 | C | Stand |  |  | 2008-12-22 |  | Jupiter Manufacturing Works | OP | TNHSP | TNHSP/TNMSC/P3E16 dt 29/08/08 |  | 2009-12-21 | 1090 |  |  |  | 17-12-2010 | Working
1677 | UTHUKOTTAI | B.P.apparatus table model | 00011/BPAT/3 | C | [6 empty] | Store |  |  |  |  | 0 |  |  |  | 17-12-2010 | Condemned
1678 | UTHUKOTTAI | B.P.apparatus table model | 00011/BPAT/4 | C | [6 empty] | Ward |  |  |  |  | 0 |  |  |  | 17-12-2010 | Condemned
1679 | UTHUKOTTAI | Laryngoscope(Paediatric) | 00011/LAGP/1 | C | Infant |  |  | 1996-03-05 |  | Associated surgicals | Store | IPPV |  |  |  | 0 |  |  |  | 17-12-2010 | Condemned
1680 | UTHUKOTTAI | Laryngoscope(Paediatric) | 00011/LAGP/2 | C | Paediatric |  |  | 1996-03-05 |  | Associated surgicals | Store | IPPV |  |  |  | 0 |  |  |  | 17-12-2010 | Condemned
1681 | UTHUKOTTAI | Ultra Sonogram -MOBILE | 00011/IUSM/1 | B | UF4500N | 12151508 |  | 1996-06-26 | F F Sonic | Kody Elcot | Scan Room | IPPV |  |  |  | 0 |  |  |  | 17-12-2010 | Working
1682 | UTHUKOTTAI | Refrigerator | 00011/REFR/2 | C | Godrej |  |  | 1996-04-19 | Godrej | Godrej | Lab | IPPV |  | 1996-04-19 | 1997-04-18 | 0 |  |  |  | 17-12-2010 | Working
1683 | UTHUKOTTAI | Refrigerator | 00011/REFR/3 | C | Godrej |  |  | 1996-04-19 |  | Gorej | Injection Room | IPPV |  |  |  | 0 |  |  |  | 17-12-2010 | Working
1684 | UTHUKOTTAI | Auto Clave HP Vertical (2 bin) | 00011/ACV2/1 | C | Vertical |  |  |  |  | Muthumee Surgicals | Injection Room | IPPV |  |  |  | 0 |  |  |  | 17-12-2010 | Working
1685 | UTHUKOTTAI | Shadowless Lamp stand model | 00011/MOLT/1 | B | Padestel 18" Dome |  |  | 1985-05-11 | Arko Make AFMA 18 |  | L R |  |  |  |  | 2620 |  |  |  | 17-12-2010 | Condemned
1686 | UTHUKOTTAI | Suction Apparatus - Electrical | 00011/SAEL/1 | C | Electrical |  |  | 1996-02-26 |  | Leading india Lab | Ward | IPPV |  |  |  | 5842 |  |  |  | 17-12-2010 | Working
1687 | UTHUKOTTAI | Sterilizer big (Instrument) | 00011/STBG/1 | C | [6 empty] | Store |  |  |  |  | 0 |  |  |  | 17-12-2010 | Working
1688 | UTHUKOTTAI | Sterilizer big (Instrument) | 00011/STBG/2 | C | [6 empty] | Store |  |  |  |  | 0 |  |  |  | 17-12-2010 | Working
1689 | UTHUKOTTAI | Nebuliser Adult | 00011/NEBA/1 | C |  |  |  | 1996-03-26 |  | Phoenix Medicals | Ward | IPPV |  |  |  | 4010 |  |  |  | 17-12-2010 | Condemned
1690 | UTHUKOTTAI | Shadowless Lamp stand model | 00011/MOLT/2 | B | 4 Halgen |  |  | 2009-03-24 |  | Jupiter Manufacturing Works | Store | DMS | 47975/Sandamp;P/1/08 dt 04/02/09 |  |  | 40000 |  |  |  | 18-5-2011 | Working
1691 | UTHUKOTTAI | Phototherapy Unit | 00011/PHTU/1 | C |  |  |  | 1996-08-03 |  | Bet Medicals | L W | IPPV | IPPV/40/92/KBI/96 dt 05/03/96 |  |  | 5600 |  |  |  | 17-12-2010 | Working
1692 | UTHUKOTTAI | Radiant Warmer | 00011/RAWR/1 | C |  |  |  | 1996-03-26 |  | Phoenix Medical Systems | L W | IPPV |  |  |  | 0 |  |  |  | 17-12-2010 | Condemned
1693 | UTHUKOTTAI | Mannual Colposcope | 00011/CALPM/1 | C | ARI II-1D |  |  | 2013-03-09 | Ari Technology (Group) Co. Ltd.~ China. | South India Surgical Co. Ltd. | Store | TNHSP | TNHSP/TNMSC/ENGG/AG30/2011 dt 21/04/2012 |  |  | 130000 | AMC |  |  | 2013-02-04 | Working
1694 | UTHUKOTTAI | Pulse Oximeter | 00011/SPO2/1 | B | Steller - P |  |  | 2008-01-12 |  | Larsan andamp; Tubro | SN | TNHSP | TNHSP/TNMSC/P2E9/2007dT;11.09.2007 |  | 2009-01-11 | 33750 | AMC | 2011-02-28 | Larsan andamp; Tubro | 17-12-2010 | Working
1695 | UTHUKOTTAI | Refrigerator | 00011/REFR/1 | C | 170 Lts | 73902424 |  | 2007-11-24 | Electrolux | Davey Pharma Surgicals | injection room | TNHSP | TNHSP/TNMSC/P2G5/2007 dt 17/09/07 | 2007-11-24 | 2008-11-23 | 10400 | AMC | 2011-02-28 | Davey Pharma | 17-12-2010 | Working
1696 | UTHUKOTTAI | Foetal Monitor | 00011/FAMON/1 | B | MWI - 99 |  |  | 2003-08-24 |  | Associated Surgicals | Labour Ward | DMS | 45036/SPS/1/2003 dt 12/06/2003 |  |  | 5150 | AMC |  |  | 2012-09-03 | Working
1697 | UTHUKOTTAI | Radiant Warmer | 00011/RAWR/2 | C | OCW 100 | 2918 |  | 2008-11-05 | Phoenix | Datax Ohmeda (I) Pvt. Ltd. | Labour Ward | TNHSP | TNHSP/TNMSC/P3E9/08 dt 29/08/08 | 2008-12-06 | 2009-11-04 | 18000 | AMC | 2012-12-07 | DATEX OHMEDA | 17-12-2010 | Working
1698 | UTHUKOTTAI | Suction Apparatus - Electrical | 00011/SAEL/2 | C |  |  |  | 2009-02-17 | vishal | Vishal Hospital Steel Furniture Manufacturer | casuality | TNHSP | TNHSP/TNMSC/P3E8/08 dt 10/09/08 | 2010-04-18 | 2010-02-16 | 3900 | NO AMC |  |  | 29-6-2011 | Working
1699 | UTHUKOTTAI | Suction Apparatus - Electrical | 00011/SAEL/3 | C |  |  |  | 2009-02-17 | vishal | Vishal Hospital Steel Furniture Manufacturer | maleward | TNHSP | TNHSP/TNMSC/P3E8/08 dt 10/09/08 | 2010-04-18 | 2010-02-16 | 3900 | NO AMC |  |  | 29-6-2011 | Working
1700 | UTHUKOTTAI | Suction Apparatus - Electrical | 00011/SAEL/4 | C |  |  |  | 2009-02-17 | vishal | Vishal Hospital Steel Furniture Manufacturer | female ward | TNHSP | TNHSP/TNMSC/P3E8/08 dt 10/09/08 | 2010-04-18 | 2010-02-16 | 3900 | NO AMC |  |  | 29-6-2011 | Working
1701 | UTHUKOTTAI | X-ray Machine 100 mA | 00011/XRY100/1 | B2 | ALLENGERS-100RS/FC/HORIZON |  |  | 2010-07-10 | ALLENGERS | Allengers Medi Systems | X - Ray Room | TNHSP | TNHSP/TNMSC/ICB/P3E1/09 dt 10/02/09 | 2010-07-20 | 2011-07-09 | 270710 | NO AMC |  |  | 29-6-2011 | Working
1702 | UTHUKOTTAI | Binocular Mircroscope | 00011/BIMS/1 | B2 | BDI-13A |  |  | 2014-01-10 | M/S BDI Instrumentation(India) | Sokrafts Industries | Store | TNMSC | TNHSP/ Tnmsc/AG87c/2013 ~22/10/2013 |  | 2016-07-30 | 18600 | NO AMC |  |  | 2014-03-02 | Working
1703 | UTHUKOTTAI | Hematology analyser | 00011/HEMA/1 | B1 | xp100 | 43229 |  | 2014-03-08 | Transasia | Transasia bio-medicals Ltd | LAB GENERAL | DMS | 78217/S andP/1/2013-7 Dt. 14.02.2014 | 2014-03-08 | 2017-03-07 | 385319 | NO AMC |  |  | 25-3-2014 | Working
1704 | UTHUKOTTAI | B.P.apparatus stand model | 00011/BPAS/2 | C | Stand |  |  | 2008-12-22 | jupiter | Jupiter Manufacturing Works | OP | TNHSP | TNHSP/TNMSC/P3E16 dt 29/08/08 | 2008-12-22 | 2009-12-21 | 1090 | NO AMC |  |  | 17-12-2010 | Working
1705 | UTHUKOTTAI | B.P.apparatus stand model | 00011/BPAS/3 | C | Stand |  |  | 2008-12-22 | jupiter | Jupiter Manufacturing Works | Dental Hy. | TNHSP | TNHSP/TNMSC/P3E16 dt 29/08/08 | 2009-08-23 | 2009-12-21 | 1090 | NO AMC |  |  | 17-12-2010 | Working
1706 | UTHUKOTTAI | B.P.apparatus stand model | 00011/BPAS/4 | C | Stand |  |  | 2008-12-22 | jupiter | Jupiter Manufacturing Works | OP | TNHSP | TNHSP/TNMSC/P3E16 dt 29/08/08 | 2009-08-17 | 2009-12-21 | 1090 | NO AMC |  |  | 17-12-2010 | Working
1707 | UTHUKOTTAI | Sterilizer Medium (Instrument) | 00011/STMD/1 | C | Big 16 x 9 |  |  | 2008-10-14 | JUPITOR | Jupiter Manufacturing Works | OP | TNHSP | TNHSP/TNMSC/ENGG/P3E17/08 dt 11/08/08 | 2008-10-14 | 2009-10-13 | 1456 | NO AMC |  |  | 17-12-2010 | Working
1708 | UTHUKOTTAI | Sterilizer Medium (Instrument) | 00011/STMD/2 | C | Big 16 x 9 |  |  | 2008-06-03 | SURIYASURGICALS | Suriya Surgicals Industries | Lab | TNHSP | TNHSP/TNMSC/P2E20/07 dt 30/10/07 | 2008-06-03 | 2009-06-02 | 1630 | NO AMC |  |  | 17-12-2010 | Working
1709 | UTHUKOTTAI | Needle destroyer / Syringe Destroyer | 00011/NEED/1 | C | REPROSPAARK | 7696 |  | 2008-08-17 | GLO LIFE CARE | Glo Life Care Equipments | Lab | TNHSP | TNHSP/TNMSC/ENGG/BMWM1/08 dt 08/02/08 | 2008-07-24 | 2009-08-16 | 755 | NO AMC |  |  | 17-12-2010 | Condemned
1710 | UTHUKOTTAI | Needle destroyer / Syringe Destroyer | 00011/NEED/2 | C | REPROSPAARK | 7697 |  | 2008-08-17 | GLOLIFE CARE | Glo Life Care Equipments | Dental OP | TNHSP | TNHSP/TNMSC/ENGG/BMWM1/08 dt 08/02/08 | 2010-07-02 | 2009-08-16 | 755 | NO AMC |  |  | 17-12-2010 | Condemned
1711 | UTHUKOTTAI | Needle destroyer / Syringe Destroyer | 00011/NEED/3 | C | REPROSPAARK | 7698 |  | 2008-08-17 | GLOLIFE CARE | Glo Life Care Equipments | OP | TNHSP | TNHSP/TNMSC/ENGG/BMWM1/08 dt 08/02/08 | 2010-11-01 | 2009-08-16 | 755 | NO AMC |  |  | 17-12-2010 | Not Working
1712 | UTHUKOTTAI | Needle destroyer / Syringe Destroyer | 00011/NEED/4 | C | REPROSPAARK | 7699 |  | 2008-08-17 | GLOLIFE CARE | Glo Life Care Equipments | OP | TNHSP | TNHSP/TNMSC/ENGG/BMWM1/08 dt 08/02/08 | 2011-03-01 | 2009-08-16 | 755 | NO AMC |  |  | 17-12-2010 | Not Working
1713 | UTHUKOTTAI | Needle destroyer / Syringe Destroyer | 00011/NEED/5 | C | REPROSPAARK | 7700 |  | 2008-08-17 | GLOLIFE CARE | Glo Life Care Equipments | ICTC | TNHSP | TNHSP/TNMSC/ENGG/BMWM1/08 dt 08/02/08 | 2011-04-02 | 2009-08-16 | 755 | NO AMC |  |  | 17-12-2010 | Working
1714 | UTHUKOTTAI | Needle destroyer / Syringe Destroyer | 00011/NEED/6 | C | REPROSPAARK | 7701 |  | 2008-08-17 | GLOLIFE CARE | Glo Life Care Equipments | Store | TNHSP | TNHSP/TNMSC/ENGG/BMWM1/08 dt 08/02/2008 | 2008-08-17 | 2009-08-16 | 755 | NO AMC |  |  | 17-12-2010 | Working
1715 | UTHUKOTTAI | Weighing machine adult | 00011/WTMA/5 | C | PRESTIGE |  |  | 2012-02-07 | HARDIK MEDITECH | ALAN MEDICALS | MAIN STORE | TNHSP | TNHSP/TNMSC/ENGG/AG24/2011 | 2012-02-07 | 2013-02-06 | 598 | NO AMC |  |  | 14-9-2012 | Working
1716 | UTHUKOTTAI | B.P.apparatus table model | 00011/BPAT/5 | C | IS3390 | 12016214 |  | 2012-08-04 | MCP | M/S MADHUSUDHANAN | STORES | TNHSP | TNHSP/TNMSC/ENGG/AG26/2011 | 2012-08-04 | 2013-08-03 | 1192 | NO AMC |  |  | 14-9-2012 | Working
1717 | UTHUKOTTAI | Ringlens System | 00011/RLS/1 | C | WITH ILLUMINATION |  |  | 2012-05-08 | SOLOCRAFTS | SOLOCRAFTS | STORS | TNHSP | TNHSP/TNMSC/ICB/AG31/2011DT. 09.04.12 | 2012-05-08 | 2013-05-07 | 6988 | NO AMC |  |  | 27-9-2012 | Working
1718 | UTHUKOTTAI | Electri centrifuger | 00011/CENT/1 | C | BDI 152 |  |  | 2012-05-03 | BD INSTRUMENTATION | SOLOKRAFTS INDUSTRIES | STORS | TNHSP | TNHSP/TNMSC/AG29E/2011 DT04.10.2011 | 2012-05-03 |  | 5090 | NO AMC |  |  | 27-9-2012 | Working
1719 | UTHUKOTTAI | Weighing Machine-Suspension | 00011/WEIM/1 | C | SAMSO SUSPENSION |  |  | 2008-08-10 | JUPITOR | JUPITOR | BMW ROOM | TNHSP | TNHSP/TNMSC/ENGG/BMWM8/2008 DT 28.04.08 | 2008-08-10 | 2008-08-09 | 563 | NO AMC |  |  | 27-9-2012 | Working

## Sheet1
18600 |  | 18600
4650 |  | 4650
68968 |  | 68968
68968 |  | 68968
57353 |  | 57353
9700 |  | 9700
10000 |  | 0
0 |  | 0
0 |  | 0
0 |  | 10000
112000 |  | 0
21000 |  | 0
755 |  | 0
21000 |  | 0
16300 |  | 0
32000 |  | 0
18500 |  | 0
12000 |  | 0
12000 |  | 0
5425 |  | 112000
5425 |  | 21000
12000 |  | 755
12000 |  | 21000
5500 |  | 16300
5500 |  | 32000
5500 |  | 15000
5500 |  | 0
5500 |  | 0
5500 |  | 18500
5500 |  | 0
5500 |  | 0
5500 |  | 0
5500 |  | 0
5500 |  | 0
0 |  | 0
0 |  | 0
0 |  | 0
0 |  | 12000
55120 |  | 12000
0 |  | 5425
2500 |  | 5425
0 |  | 12000
0 |  | 12000
2500 |  | 0
2500 |  | 5500
0 |  | 5500
1090 |  | 5500
1090 |  | 5500
27000 |  | 5500
27000 |  | 5500
27000 |  | 5500
24400 |  | 5500
99200 |  | 5500
3400 |  | 5500
162354 |  | 5500
5600 |  | 5500
136500 |  | 5500
53000 |  | 0
30000 |  | 0
1251 |  | 0
5500 |  | 0
8500 |  | 0
4870 |  | 0
5250 |  | 0
4870 |  | 0
4870 |  | 55120
4870 |  | 7760
4870 |  | 7760
5250 |  | 6600
40000 |  | 0
5250 |  | 0
26000 |  | 1200
4870 |  | 0
1942 |  | 0
777 |  | 0
6760 |  | 0
45725 |  | 0
18600 |  | 0
3885 |  | 0
24400 |  | 0
24400 |  | 2500
272950 |  | 0
2500 |  | 0
755 |  | 2500
755 |  | 2500
755 |  | 0
755 |  | 0
755 |  | 0
755 |  | 0
755 |  | 1090
10300 |  | 1090
26000 |  | 0
18000 |  | 0
27000 |  | 0
4400 |  | 12151
8500 |  | 27000
29800 |  | 27000
16300 |  | 27000
5425 |  | 27000
5425 |  | 27000
0 |  | 27000
627 |  | 27000
5345 |  | 27000
4650 |  | 27000
32200 |  | 27000
44677 |  | 24400
13150 |  | 34000
2200 |  | 99200
2200 |  | 0
4400 |  | 562
6987 |  | 3400
1400 |  | 5500
1400 |  | 162354
18600 |  | 11000
400000 |  | 0
8000 |  | 0
25000 |  | 5600
5000 |  | 0
960 |  | 0
2652 |  | 0
0 |  | 0
385319 |  | 0
60000 |  | 0
44677 |  | 0
8262 |  | 0
750 |  | 0
24400 |  | 0
272950 |  | 136500
100000 |  | 53000
15000 |  | 30000
112000 |  | 1251
5425 |  | 5500
5425 |  | 53000
5425 |  | 8500
13749 |  | 4870
13749 |  | 5250
13749 |  | 0
13749 |  | 4870
18000 |  | 4870
55120 |  | 4870
2500 |  | 4870
2500 |  | 5250
2500 |  | 40000
0 |  | 5250
5600 |  | 26000
15000 |  | 4870
0 |  | 1942
0 |  | 777
0 |  | 6760
8262 |  | 45725
60000 |  | 250
49356 |  | 250
385319 |  | 250
48426 |  | 250
1000 |  | 18600
1000 |  | 250
1000 |  | 250
25376 |  | 3885
272950 |  | 0
8000 |  | 0
16300 |  | 0
32000 |  | 0
4410 |  | 0
3900 |  | 24400
3900 |  | 24400
3900 |  | 272950
3900 |  | 0
191984 |  | 0
0 |  | 0
2444 |  | 0
755 |  | 0
755 |  | 0
755 |  | 0
755 |  | 2500
755 |  | 755
10000 |  | 755
8000 |  | 755
0 |  | 755
18000 |  | 755
0 |  | 755
0 |  | 755
1400 |  | 755
3500 |  | 10300
53000 |  | 26000
136500 |  | 18000
49356 |  | 27000
57353 |  | 4400
385319 |  | 8500
20302 |  | 29800
32200 |  | 16300
8262 |  | 5425
49356 |  | 5425
9756 |  | 0
16300 |  | 627
0 |  | 5345
755 |  | 4650
2500 |  | 32200
0 |  | 44677
0 |  | 130000
0 |  | 13150
598 |  | 0
2450 |  | 2200
1950 |  | 2200
18600 |  | 4400
65000 |  | 6987
68950 |  | 1400
4920 |  | 1400
4920 |  | 18600
10638 |  | 400000
546658 |  | 8000
1090 |  | 25000
1090 |  | 5000
1090 |  | 960
25200 |  | 2652
25200 |  | 0
99200 |  | 385319
3400 |  | 60000
45000 |  | 44677
10000 |  | 8262
272950 |  | 750
50000 |  | 0
18786 |  | 0
18786 |  | 0
50000 |  | 0
50000 |  | 24400
5000 |  | 0
5000 |  | 272950
11953 |  | 100000
11953 |  | 0
0 |  | 15000
44400 |  | 0
112000 |  | 0
112000 |  | 112000
5000 |  | 11000
0 |  | 15000
0 |  | 5425
21000 |  | 5425
21000 |  | 5425
18500 |  | 13749
16300 |  | 13749
32000 |  | 13749
32000 |  | 13749
32000 |  | 0
32000 |  | 0
32000 |  | 18000
29800 |  | 55120
29800 |  | 0
29800 |  | 0
29800 |  | 1200
13749 |  | 2500
13749 |  | 2500
13749 |  | 2500
13749 |  | 0
5500 |  | 0
5500 |  | 5600
5500 |  | 15000
5500 |  | 0
5500 |  | 0
5500 |  | 0
5500 |  | 8262
5500 |  | 60000
5500 |  | 49356
5500 |  | 385319
5500 |  | 48426
5500 |  | 1000
5500 |  | 1000
5500 |  | 1000
5500 |  | 0
5500 |  | 25376
0 |  | 0
0 |  | 272950
755 |  | 0
755 |  | 8000
755 |  | 11000
755 |  | 16300
0 |  | 32000
0 |  | 4410
2500 |  | 3900
162354 |  | 3900
82000 |  | 3900
0 |  | 3900
1300 |  | 191984
1300 |  | 6600
4750 |  | 0
4750 |  | 2444
4750 |  | 755
2400 |  | 755
2400 |  | 755
2300 |  | 755
4300 |  | 755
4300 |  | 755
4300 |  | 0
4300 |  | 10000
2300 |  | 8000
5300 |  | 0
4400 |  | 18000
1800 |  | 0
1800 |  | 0
200000 |  | 1400
30000 |  | 3500
30000 |  | 1968
40000 |  | 53000
13950 |  | 136500
13950 |  | 49356
13950 |  | 57353
13950 |  | 385319
598 |  | 0
25900 |  | 20302
25200 |  | 32200
420300 |  | 8262
272950 |  | 49356
801 |  | 9756
801 |  | 0
6240 |  | 0
6240 |  | 11000
6240 |  | 0
6240 |  | 16300
18000 |  | 0
18000 |  | 6600
164268 |  | 755
11953 |  | 2500
11953 |  | 0
5500 |  | 0
5500 |  | 0
10000 |  | 598
12000 |  | 2450
16300 |  | 1950
200000 |  | 18600
10670 |  | 65000
17000 |  | 68950
19530 |  | 4920
8000 |  | 4920
18600 |  | 10638
218000 |  | 546658
218000 |  | 1090
8262 |  | 1090
47580 |  | 1090
8000 |  | 1090
24400 |  | 1090
99200 |  | 0
272950 |  | 0
12500 |  | 0
8000 |  | 0
5000 |  | 0
10000 |  | 0
1490 |  | 1000
1490 |  | 1000
5425 |  | 1000
5425 |  | 1000
19500 |  | 1000
755 |  | 1000
755 |  | 1000
755 |  | 1000
755 |  | 0
755 |  | 0
2500 |  | 0
2500 |  | 0
0 |  | 25200
11000 |  | 25200
0 |  | 99200
0 |  | 3400
3500 |  | 45000
5000 |  | 0
4400 |  | 0
18000 |  | 10000
0 |  | 30000
18786 |  | 0
270710 |  | 272950
27000 |  | 50000
5000 |  | 0
18786 |  | 0
0 |  | 0
1200 |  | 18786
1200 |  | 18786
1090 |  | 0
0 |  | 50000
40000 |  | 50000
112000 |  | 5000
30000 |  | 5000
1090
13749 |  | 0
112000 |  | 0
18600 |  | 11953
0 |  | 0
1090 |  | 0
0 |  | 0
1252 |  | 11953
1750 |  | 0
120053 |  | 0
5000 |  | 0
156060 |  | 0
177767 |  | 44400
26500 |  | 112000
8559 |  | 112000
17472 |  | 5000
4750 |  | 0
487197 |  | 0
60000 |  | 21000
60000 |  | 21000
68968 |  | 18500
68968 |  | 0
57353 |  | 16300
68968 |  | 32000
57353 |  | 32000
68968 |  | 32000
16524 |  | 32000
18600 |  | 32000
68968 |  | 29800
8262 |  | 29800
18600 |  | 29800
18600 |  | 29800
68968 |  | 0
614685 |  | 0
303000 |  | 13749
2031087 |  | 13749
144000 |  | 13749
144000 |  | 13749
144000 |  | 5500
708750 |  | 5500
4650 |  | 5500
4650 |  | 5500
700000 |  | 5500
63315 |  | 5500
63315 |  | 5500
4650 |  | 5500
700000 |  | 5500
63315 |  | 5500
0 |  | 5500
0 |  | 5500
0 |  | 5500
0 |  | 5500
0 |  | 5500
0 |  | 5500
0 |  | 5500
0 |  | 0
113900 |  | 0
4000 |  | 0
12000 |  | 0
12000 |  | 0
1500 |  | 0
4750 |  | 0
4750 |  | 0
4750 |  | 0
13749 |  | 0
13749 |  | 0
13749 |  | 5000
13749 |  | 7760
13749 |  | 7760
13749 |  | 2
13749 |  | 0
5500 |  | 0
5500 |  | 755
5500 |  | 755
5500 |  | 755
5500 |  | 755
5500 |  | 0
5500 |  | 0
5500 |  | 0
5500 |  | 0
5500 |  | 0
5500 |  | 2500
5500 |  | 162354
5500 |  | 82000
5500 |  | 0
5500 |  | 1300
5500 |  | 1300
5500 |  | 4750
5500 |  | 4750
5500 |  | 4750
5500 |  | 2400
5500 |  | 2400
5500 |  | 2300
5500 |  | 4300
18000 |  | 4300
18000 |  | 4300
10000 |  | 4300
19500 |  | 2300
184600 |  | 5300
55120 |  | 4400
55120 |  | 1800
55120 |  | 1800
50626 |  | 200000
50626 |  | 30000
1200 |  | 30000
1200 |  | 40000
1200 |  | 13950
1200 |  | 13950
1200 |  | 13950
1200 |  | 13950
1200 |  | 598
1200 |  | 25900
1200 |  | 25200
1200 |  | 420300
755 |  | 272950
755 |  | 801
755 |  | 801
755 |  | 6240
2500 |  | 6240
2500 |  | 6240
2500 |  | 6240
2500 |  | 0
2500 |  | 5600
0 |  | 18000
0 |  | 18000
0 |  | 0
0 |  | 164268
0 |  | 11953
0 |  | 11953
0 |  | 5500
0 |  | 5500
0 |  | 5500
0 |  | 5500
1000 |  | 10000
1000 |  | 0
1000 |  | 12000
1000 |  | 16300
1000 |  | 3200
1000 |  | 3200
1000 |  | 200000
1000 |  | 10670
24500 |  | 17000
25200 |  | 19530
25200 |  | 8000
25200 |  | 18600
24400 |  | 218000
24400 |  | 218000
25000 |  | 8262
33750 |  | 47580
33750 |  | 8000
33750 |  | 1750
24000 |  | 750
24000 |  | 24400
25200 |  | 99200
695000 |  | 0
105000 |  | 272950
5000 |  | 12500
5000 |  | 8000
2400 |  | 5000
45000 |  | 10000
45000 |  | 1490
150000 |  | 1490
150000 |  | 5425
10000 |  | 5425
10000 |  | 19500
10000 |  | 6600
10000 |  | 7760
84000 |  | 7760
10000 |  | 0
272950 |  | 0
18786 |  | 0
145000 |  | 0
50000 |  | 755
50000 |  | 755
50000 |  | 755
5000 |  | 755
5000 |  | 755
0 |  | 0
140000 |  | 0
8000 |  | 2500
10000 |  | 2500
112000 |  | 0
5000 |  | 11000
0 |  | 0
0 |  | 0
11000 |  | 3500
29800 |  | 5000
29800 |  | 750
29800 |  | 4400
29800 |  | 18000
18500 |  | 0
29800 |  | 18786
29800 |  | 270710
29800 |  | 750
16300 |  | 27000
16300 |  | 5000
20000 |  | 18786
20000 |  | 0
11000 |  | 1200
11000 |  | 1200
32000 |  | 2496
32000 |  | 0
16300 |  | 0
130000 |  | 0
130000 |  | 1090
82000 |  | 0
26500 |  | 0
1825 |  | 40000
87400 |  | 112000
598 |  | 30000
168000 |  | 1090
55120 |  | 13749
260000 |  | 0
214000 |  | 112000
13749 |  | 18600
13749 |  | 0
13749 |  | 1090
310000 |  | 0
65000 |  | 1252
2744 |  | 1750
323800 |  | 120053
1160 |  | 5000
25900 |  | 0
14854 |  | 0
25200 |  | 156060
14854 |  | 177767
4300 |  | 26500
25200 |  | 8559
26500 |  | 17472
26500 |  | 4750
1540 |  | 0
14854 |  | 487197
800 |  | 60000
4300 |  | 60000
25200 |  | 68968
26500 |  | 68968
12500 |  | 57353
295 |  | 68968
1540 |  | 57353
2400 |  | 68968
4300 |  | 16524
4300 |  | 18600
26500 |  | 68968
26500 |  | 8262
26500 |  | 18600
26500 |  | 18600
6900 |  | 68968
4450 |  | 614685
3500 |  | 303000
17472 |  | 2031087
17472 |  | 144000
17472 |  | 144000
17472 |  | 144000
17472 |  | 708750
17472 |  | 4650
17472 |  | 4650
17472 |  | 700000
18000 |  | 63315
18000 |  | 63315
0 |  | 4650
0 |  | 700000
0 |  | 63315
0 |  | 0
0 |  | 0
0 |  | 0
0 |  | 0
0 |  | 0
0 |  | 0
0 |  | 0
0 |  | 0
0 |  | 0
1875 |  | 0
6200 |  | 0
1875 |  | 113900
1875 |  | 4000
171500 |  | 12000
8100 |  | 12000
130000 |  | 0
25022 |  | 0
171500 |  | 0
11875 |  | 0
218000 |  | 0
42000 |  | 1500
5238 |  | 4750
80000 |  | 4750
60000 |  | 4750
60000 |  | 0
68968 |  | 0
16200 |  | 13749
25238 |  | 13749
8262 |  | 0
68968 |  | 0
16200 |  | 0
16200 |  | 13749
60221 |  | 13749
4990 |  | 13749
4990 |  | 13749
800 |  | 13749
27000 |  | 13749
70000 |  | 13749
3000 |  | 13749
600000 |  | 0
50000 |  | 13749
15000 |  | 13749
50000 |  | 0
5000 |  | 0
10000 |  | 13749
10000 |  | 5500
10000 |  | 5500
10000 |  | 5500
44400 |  | 5500
112000 |  | 5500
5000 |  | 5500
5000 |  | 5500
5000 |  | 5500
0 |  | 5500
132000 |  | 0
11000 |  | 5500
11000 |  | 5500
16300 |  | 5500
16300 |  | 5500
0 |  | 5500
18500 |  | 5500
18500 |  | 5500
18500 |  | 5500
18500 |  | 5500
1500 |  | 5500
1500 |  | 5500
1500 |  | 5500
5425 |  | 5500
5425 |  | 5500
13749 |  | 5500
13749 |  | 0
5500 |  | 0
5500 |  | 0
5500 |  | 5500
5500 |  | 5500
5500 |  | 5500
5500 |  | 5500
5500 |  | 5500
5500 |  | 5500
5500 |  | 5500
5500 |  | 5500
5500 |  | 5500
5500 |  | 5500
5500 |  | 5500
5500 |  | 0
5500 |  | 0
5500 |  | 18000
5500 |  | 18000
19500 |  | 10000
55120 |  | 0
50626 |  | 0
50626 |  | 0
2500 |  | 19500
2500 |  | 184600
2500 |  | 0
0 |  | 0
0 |  | 0
2500 |  | 0
2500 |  | 0
162354 |  | 0
0 |  | 0
8500 |  | 0
24890 |  | 0
7900 |  | 0
27040 |  | 0
4400 |  | 0
3500 |  | 0
4410 |  | 0
5500 |  | 0
3450 |  | 0
62460 |  | 55120
1200 |  | 55120
27000 |  | 0
99200 |  | 55120
1090 |  | 0
120000 |  | 0
6000 |  | 6600
6000 |  | 50626
15000 |  | 50626
5842 |  | 0
40000 |  | 1200
5600 |  | 1200
1192 |  | 1200
5000 |  | 1200
0 |  | 1200
1000 |  | 1200
1000 |  | 1200
24000 |  | 1200
58696 |  | 0
20302 |  | 0
0 |  | 1200
218000 |  | 0
68000 |  | 0
340100 |  | 1200
68968 |  | 0
4400 |  | 0
48426 |  | 0
3500 |  | 0
270710 |  | 755
6987 |  | 755
32200 |  | 0
4650 |  | 0
4650 |  | 0
24400 |  | 755
99200 |  | 755
272950 |  | 2500
18786 |  | 2500
18786 |  | 2500
5000 |  | 2500
11953 |  | 0
11500 |  | 0
0 |  | 0
0 |  | 0
0 |  | 0
0 |  | 2500
29800 |  | 2500
29800 |  | 0
29800 |  | 0
18500 |  | 0
13749 |  | 0
13749 |  | 0
13749 |  | 0
13749 |  | 0
13749 |  | 0
5500 |  | 0
5500 |  | 0
5500 |  | 1090
0 |  | 1090
755 |  | 1000
1090 |  | 1000
755 |  | 1000
755 |  | 1000
755 |  | 1000
755 |  | 1000
2500 |  | 1000
2500 |  | 1000
10000 |  | 1000
7900 |  | 1000
1090 |  | 1000
0 |  | 1000
2500 |  | 24500
1090 |  | 0
47580 |  | 0
82000 |  | 0
11000 |  | 0
5500 |  | 0
5500 |  | 25200
5500 |  | 25200
5500 |  | 25200
5500 |  | 0
5500 |  | 24400
5500 |  | 24400
5500 |  | 25000
18000 |  | 0
0 |  | 0
0 |  | 33750
0 |  | 33750
10000 |  | 33750
55120 |  | 24000
98000 |  | 24000
385319 |  | 0
4650 |  | 0
27810 |  | 0
98000 |  | 25200
31000 |  | 0
47880 |  | 695000
36637 |  | 105000
55120 |  | 5000
47580 |  | 5000
10000 |  | 2400
4148 |  | 0
13220 |  | 0
9300 |  | 0
18600 |  | 45000
10816 |  | 45000
47880 |  | 0
18387 |  | 0
2450 |  | 0
18600 |  | 0
68968 |  | 0
189000 |  | 0
290000 |  | 0
56600 |  | 0
49750 |  | 0
176633 |  | 150000
27810 |  | 150000
47580 |  | 0
49750 |  | 10000
34763 |  | 10000
10816 |  | 10000
10816 |  | 10000
69422 |  | 84000
55120 |  | 10000
55120 |  | 0
55120 |  | 0
50626 |  | 0
292520 |  | 0
4750 |  | 0
4650 |  | 272950
49795 |  | 0
49795 |  | 0
10670 |  | 0
10670 |  | 0
18387 |  | 18786
18387 |  | 0
130000 |  | 0
68968 |  | 145000
57353 |  | 50000
385319 |  | 0
60000 |  | 50000
98000 |  | 50000
56000 |  | 0
56000 |  | 0
1388153 |  | 0
77429 |  | 5000
6500 |  | 5000
727658 |  | 0
2734708 |  | 0
120053 |  | 140000
130000 |  | 0
18500 |  | 0
18500 |  | 0
10400 |  | 0
10670 |  | 0
17180 |  | 0
292520 |  | 0
226200 |  | 0
145880 |  | 8000
84000 |  | 0
5000 |  | 10000
10670 |  | 0
10670 |  | 0
10670 |  | 112000
10670 |  | 5000
17000 |  | 0
17000 |  | 0
17180 |  | 0
17000 |  | 0
17000 |  | 11000
292520 |  | 29800
10000 |  | 29800
98000 |  | 29800
99200 |  | 29800
4650 |  | 18500
145880 |  | 29800
25000 |  | 29800
18500 |  | 29800
18500 |  | 16300
400000 |  | 16300
84000 |  | 20000
5000 |  | 20000
10670 |  | 11000
10670 |  | 11000
10670 |  | 32000
10670 |  | 32000
17000 |  | 16300
17000 |  | 130000
17000 |  | 130000
17000 |  | 82000
130000 |  | 11000
33750 |  | 11000
10400 |  | 11000
5150 |  | 11000
18000 |  | 292520
130000 |  | 26500
57363 |  | 1825
60000 |  | 87400
385319 |  | 598
9700 |  | 168000
130000 |  | 55120
80000 |  | 260000
674800 |  | 272950
55696 |  | 214000
36632 |  | 13749
58696 |  | 13749
58696 |  | 13749
58696 |  | 310000
293270 |  | 65000
5250 |  | 0
5500 |  | 2744
5500 |  | 323800
5500 |  | 1160
4410 |  | 25900
3640 |  | 14854
8427 |  | 25200
57353 |  | 14854
60000 |  | 4300
10185 |  | 25200
3000 |  | 26500
112000 |  | 26500
24890 |  | 1540
22000 |  | 14854
22000 |  | 800
22000 |  | 4300
11000 |  | 25200
22000 |  | 26500
22000 |  | 12500
69422 |  | 295
673 |  | 1540
18000 |  | 2400
12700 |  | 4300
12700 |  | 4300
29800 |  | 26500
1090 |  | 26500
1090 |  | 26500
1090 |  | 26500
1090 |  | 0
1090 |  | 5150
18600 |  | 6900
18200 |  | 5150
11000 |  | 4450
5090 |  | 3500
20302 |  | 0
57353 |  | 17472
68968 |  | 17472
24000 |  | 17472
99200 |  | 0
2500 |  | 17472
82000 |  | 17472
4410 |  | 17472
29800 |  | 17472
3900 |  | 17472
29800 |  | 18000
18500 |  | 18000
3900 |  | 0
3500 |  | 0
18500 |  | 0
5500 |  | 0
3450 |  | 0
18600 |  | 0
16480 |  | 0
4148 |  | 0
12700 |  | 0
36637 |  | 0
4400 |  | 0
72785 |  | 0
24000 |  | 0
24400 |  | 0
272950 |  | 0
10000 |  | 1875
29800 |  | 6200
29800 |  | 1875
29800 |  | 1875
16300 |  | 171500
13749 |  | 8100
13749 |  | 130000
13749 |  | 25022
51400 |  | 171500
755 |  | 11875
755 |  | 218000
755 |  | 0
755 |  | 42000
755 |  | 5238
10920 |  | 80000
4400 |  | 60000
4450 |  | 60000
3640 |  | 68968
272950 |  | 16200
1090 |  | 25238
1090 |  | 8262
1090 |  | 68968
3900 |  | 16200
3900 |  | 16200
5345 |  | 60221
45000 |  | 4990
272950 |  | 4990
25376 |  | 0
49750 |  | 800
546 |  | 800
546 |  | 800
13749 |  | 800
13749 |  | 0
13749 |  | 0
13749 |  | 0
13749 |  | 0
4314 |  | 0
4314 |  | 0
4314 |  | 0
4314 |  | 27000
4314 |  | 0
4314 |  | 70000
4314 |  | 0
18720 |  | 0
55120 |  | 0
1310 |  | 0
832 |  | 0
832 |  | 0
458 |  | 3000
120 |  | 0
120 |  | 600000
810 |  | 0
120 |  | 50000
120 |  | 15000
810 |  | 0
810 |  | 50000
1252 |  | 0
52785 |  | 0
7337 |  | 0
150000 |  | 0
0 |  | 5000
0 |  | 0
2000 |  | 50000
5500 |  | 0
59500 |  | 10000
5500 |  | 10000
5500
270710 |  | 0
86500 |  | 0
86500 |  | 0
86500 |  | 0
2300 |  | 0
323800 |  | 10000
30000 |  | 10000
32200 |  | 0
708750 |  | 0
63315 |  | 0
4650 |  | 44400
708750 |  | 112000
890000 |  | 5000
24500 |  | 5000
49500 |  | 5000
117119 |  | 0
100000 |  | 132000
84500 |  | 0
70000 |  | 0
5000 |  | 0
10700 |  | 0
59500 |  | 0
44400 |  | 0
132000 |  | 0
16300 |  | 0
29800 |  | 15000
724729 |  | 11000
2460 |  | 11000
44500 |  | 16300
145000 |  | 16300
5300 |  | 11000
6900 |  | 11000
82000 |  | 0
1500 |  | 0
334952 |  | 18500
20500 |  | 18500
65000 |  | 18500
65000 |  | 18500
11875 |  | 0
19750 |  | 0
20850 |  | 0
300000 |  | 1500
4650 |  | 1500
60000 |  | 1500
404585 |  | 5425
20302 |  | 5425
15000 |  | 13749
40000 |  | 13749
4300 |  | 13749
598 |  | 13749
310000 |  | 5500
323800 |  | 5500
5090 |  | 5500
6987 |  | 5500
51750 |  | 0
2095 |  | 0
2095 |  | 5500
2095 |  | 5500
2095 |  | 0
2095 |  | 0
25200 |  | 5500
1500 |  | 5500
1500 |  | 5500
1500 |  | 5500
1500 |  | 5500
1225 |  | 5500
1225 |  | 5500
1225 |  | 5500
1225 |  | 5500
1225 |  | 5500
3900 |  | 5500
3900 |  | 19500
3900 |  | 0
270710 |  | 0
18600 |  | 0
385319 |  | 0
1090 |  | 0
1090 |  | 0
1090 |  | 55120
755 |  | 7760
755 |  | 7760
755 |  | 5000
755 |  | 0
598 |  | 0
1192 |  | 50626
6988 |  | 50626
5090 |  | 0
563 |  | 0
59500 |  | 0
3900 |  | 0
13311 |  | 2500
4450 |  | 2500
18786 |  | 0
385319 |  | 0
130000 |  | 2500
130000 |  | 0
60000 |  | 0
18600 |  | 0
385319 |  | 2500
20302 |  | 2500
48426 |  | 11000
49356 |  | 11000
9756 |  | 162354
0 |  | 0
8427 |  | 0
32200 |  | 0
49356 |  | 0
4650 |  | 0
18600 |  | 0
24000 |  | 0
24000 |  | 0
24000 |  | 0
24000 |  | 0
24000 |  | 8500
24000 |  | 24890
24000 |  | 7900
24000 |  | 27040
24000 |  | 4400
24000 |  | 3500
8000000 |  | 4410
64983360 | 4548835.2 | 5500
3450
62460
4250
1200
27000
99200
1090
0
0
0
0
120000
6000
6000
15000
2620
0
5842
0
0
4010
40000
5600
0
1192
5000
0
0
0
0
1000
1000
24000
58696
20302
0
218000
68000
340100
68968
4400
48426
3500
270710
6987
32200
4650
4650
24400
99200
272950
18786
18786
0
5000
0
1090
11953
11500
0
1090
0
0
0
0
29800
29800
29800
18500
13749
1090
13749
13749
13749
13749
5500
5500
5500
0
0
1090
0
0
7760
7760
6600
0
0
1200
755
1090
755
755
755
755
0
0
2500
2500
10000
7900
1090
0
2500
1090
47580
82000
11000
5500
5500
5500
5500
5500
5500
5500
5500
0
18000
0
0
0
0
0
13000
10000
55120
98000
385319
4650
27810
98000
31000
47880
36637
55120
0
47580
10000
4148
13220
9300
18600
10816
47880
18387
2450
18600
68968
189000
290000
56600
49750
49795
176633
27810
47580
49750
34763
10816
10816
69422
55120
55120
55120
50626
292520
4750
4650
49795
49795
10670
10670
18387
18387
130000
68968
57353
385319
60000
98000
0
56000
56000
1388153
77429
130000
6500
727658
2734708
120053
130000
18500
18500
10400
10670
0
17180
292520
226200
145880
84000
5000
10670
10670
10670
10670
17000
17000
17180
17000
17000
0
292520
0
10000
98000
99200
4650
145880
0
25000
18500
18500
400000
150000
0
0
84000
5000
10670
10670
10670
10670
17000
17000
17000
17000
130000
33750
10400
5150
18000
130000
0
57363
60000
385319
9700
130000
80000
674800
55696
36632
58696
58696
58696
293270
5250
5500
5500
5500
4410
1968
3640
8427
50343
57353
60000
10185
0
3000
11000
112000
24890
22000
22000
22000
11000
22000
22000
69422
673
18000
12700
12700
29800
1400
1400
1090
1090
1090
1090
1090
18600
6600
11500
18200
11000
7760
5090
20302
57353
68968
24000
99200
7760
6600
2500
82000
4410
674800
29800
3900
29800
18500
3900
3500
18500
5500
3450
18600
16480
4148
12700
36637
4400
72785
24000
24400
272950
10000
29800
29800
29800
16300
13749
13749
13749
1400
1400
1400
51400
755
755
755
755
755
10920
85280
4400
4450
3640
272950
1090
1090
8000
1090
3900
3900
5345
45000
272950
551
551
551
25376
49750
546
546
0
0
0
13749
13749
13749
13749
13749
4314
4314
4314
4314
4314
4314
4314
18720
55120
6864
1310
832
832
458
120
120
810
120
120
810
810
1252
52785
7337
150000
0
0
2000
5500
59500
0
5500
5500
270710
86500
86500
86500
2300
323800
30000
32200
708750
63315
4650
708750
890000
140000
24500
49500
117119
100000
84500
70000
5000
10700
59500
44400
132000
16300
29800
724729
2460
44500
145000
5300
6900
130000
82000
1500
334952
20500
65000
65000
11875
19750
20850
300000
4650
60000
404585
20302
15000
40000
4300
598
310000
323800
5090
6987
51750
2095
2095
2095
2095
2095
25200
1500
1500
1500
1500
1225
1225
1225
1225
1225
3900
3900
3900
270710
18600
385319
1090
1090
1090
1456
1630
755
755
755
755
755
755
598
1192
6988
5090
563
59500
3900
13311
4450
18786
385319
130000
130000
60000
18600
385319
20302
48426
49356
9756
0
8427
32200
49356
4650
18600
24000
24000
24000
24000
24000
24000
24000
24000
24000
24000
8000000
#VALUE!

## Final report (04032012 to TNHSP
DIRECTORATE OF MEDICAL AND RURAL HEALTH SERVICES
GOVERNMENT OF TAMIL NADU
REPORT : EQUIPMENT RECEIPT DETAILS REPORT-District Wise
District : TIRUVALLUR
PERIOD : 01/02/2010-25/02/2015
S.No. | Institution Name | Equipment Name | Equipment Code(Institution) | Equipment Category | Equipment Model No | Equipment Serial No | CPC Code | Date of Receipt | Manufacturer Name | Supplier Name | Location of Equipment | Source of Supply | Purchase Order No | Date of Installation | Warranty Valid Upto | Cost of the item | If AMC available | AMC valid upto | AMC agency name | Reported Date | Working Condition
1 | GUMMIDIPOONDI | Binocular Mircroscope | 00002/BIMS/1 | B2 | BDI-13A |  |  | 2014-01-02 | M/S B.D.I INSTRUMEN | SOLOKRAFTS IND | STORE | TNMSC |  |  | 2017-01-01 | 18600 |  |  |  | 2014-07-02 | Working
2 | GUMMIDIPOONDI | Foetal Doppler | 00002/FDOP/2 | C | A100H | 411054589 |  | 2014-11-12 | Aeon technology p Ltd | Mediwaves | Labour ward | TNMSC | 17240/TNMSC/ENGG/2014-15 DT 16/05/2014 | 2014-11-12 | 2017-11-11 | 4650 |  |  |  | 2014-09-12 | Working
3 | GUMMIDIPOONDI | Pulse Oximeter | 00002/SPO2/2 | B2 | RAD8 | M73837 |  | 2014-06-12 | Masimo corporation | Grace Mfgandamp;Trading co. | sms | RCH | RCH-II/TNMSC/ENGG/E67/2014 Dt 5.3.14 | 2014-06-12 | 2019-06-11 | 68968 |  |  |  | 2014-09-12 | Working
4 | GUMMIDIPOONDI | Pulse Oximeter | 00002/SPO2/2 | B2 | Rad-8 | M73838 |  | 2014-06-12 | MASIMOcorporation | Grace Mfg.andamp;Trading co | sms | RCH | RCH-II/TNMSC/ENGG/E67/2014 Dt 5.3.14 | 2014-06-12 | 2019-06-11 | 68968 |  |  |  | 2014-09-12 | Working
5 | GUMMIDIPOONDI | PH meter | 00002/PHMT/1 | C | RAP-1GRTIOANPN | SN1250 |  | 2014-05-23 |  | RLT INSTRUMENTTION PVT LTD | SMS | TNHSP | TNHSP/TNMSC/AG87b/2013-1dated28.11.2013 | 2014-05-23 | 2015-05-22 | 57353 |  |  |  | 2014-09-12 | Working
6 | GUMMIDIPOONDI | Haemoglobinometer | 00002/HBMT/1 | C |  | 2014011 |  | 2014-11-12 | BDI | solokrafts industries | MAINSTOR | TNHSP | TNHSP/TNMSC/ENGG/AG87b/2014 Dt 25.07.2014 | 2014-11-12 | 2015-11-11 | 9700 |  |  |  | 2014-09-12 | Working
7 | GUMMIDIPOONDI | Laryngoscope(Paediatric) | 00002/LAGP/1 | C | Pead |  |  | 1996-02-28 |  | Associated surgicals | OT | IPPV |  |  |  | 0 |  |  |  | 17-12-2010 | Condemned | -1
8 | GUMMIDIPOONDI | A-Scan Biometer | 00002/ASB/1 | B | [5 empty] | In Nomed Medicals | Transfer to Pooneri |  |  |  |  | 0 |  |  |  | 17-12-2010 | Condemned | -1
9 | GUMMIDIPOONDI | Keratometer | 00002/KER/1 | B |  |  |  | 2001-11-08 |  | Appasamy Associates | Transfer to Pooneri |  |  |  |  | 0 |  |  |  | 17-12-2010 | Transferred to GH - Ponneri | -1
10 | GUMMIDIPOONDI | Opthalmoscope Indirect | 00002/OPMSI/1 | C |  |  |  | 2009-01-24 |  | Suriya Surgicals | Store | TNMSC |  |  | 2012-01-23 | 10000 |  |  |  | 17-12-2010 | Working
11 | GUMMIDIPOONDI | Ultra Sonogram -MOBILE | 00002/IUSM/1 | B | F F Sonic |  |  | 1996-06-26 |  | Kody Elcot | Scan Room | IPPV |  |  |  | 0 |  |  |  | 17-12-2010 | Condemned | -1
12 | GUMMIDIPOONDI | Electri centrifuger | 00002/CENT/1 | C | [7 empty] | PHC |  |  |  | 0 |  |  |  | 17-12-2010 | Condemned | -1
13 | GUMMIDIPOONDI | Deep Freezer | 00002/DFRZR/1 | C |  |  |  | 1994-08-11 |  | JDHS | Transfer out to DDHS Sidapet |  |  |  |  | 0 |  |  |  | 17-12-2010 | Condemned | -1
14 | GUMMIDIPOONDI | Glucometer | 00002/GLMT/1 | C |  |  |  | 2003-09-27 |  | Associated surgicals | Ward |  |  |  |  | 0 |  |  |  | 17-12-2010 | Condemned | -1
15 | GUMMIDIPOONDI | Glucometer | 00002/GLMT/2 | C |  |  |  | 2003-09-27 |  | Associated surgicals | Store |  |  |  |  | 0 |  |  |  | 17-12-2010 | Condemned | -1
16 | GUMMIDIPOONDI | Ice Lined Refrigerator | 00002/ILREF/1 | C |  |  |  | 1994-08-11 |  | JDHS | Transfer out to DDHS Sidapet |  |  |  |  | 0 |  |  |  | 17-12-2010 | Condemned | -1
17 | GUMMIDIPOONDI | Refrigerator | 00002/REFR/2 | C | LG |  |  | 2007-10-03 |  | Sri Krish and CO | ICTC |  |  |  | 2008-10-02 | 9000 |  |  |  | 17-12-2010 | Working
18 | GUMMIDIPOONDI | Refrigerator | 00002/REFR/3 | C |  |  |  | 1996-03-21 |  | South India Surgicals | OP | IPPV |  |  | 1997-03-20 | 6000 |  |  |  | 17-12-2010 | Working
19 | GUMMIDIPOONDI | Refrigerator | 00002/REFR/4 | C |  |  |  | 1996-03-21 |  | South India Surgicals | OP | IPPV |  |  | 1997-03-20 | 6000 |  |  |  | 17-12-2010 | Working
20 | GUMMIDIPOONDI | Urine Analyser | 00002/URNA/1 | C |  |  |  | 2009-02-21 |  | Solocraft Industries | Store | DMS |  |  | 2012-02-20 | 112000 |  |  |  | 17-12-2010 | Working
21 | GUMMIDIPOONDI | Autoclave vertical single bin | 00002/ACV1/1 | C | 1 bin(V) |  |  | 2008-05-03 |  | Jupitor Manufacturing Works | Ward | TNHSP |  |  | 2009-05-02 | 21000 |  |  |  | 17-12-2010 | Working
22 | GUMMIDIPOONDI | Needle destroyer / Syringe Destroyer | 00002/NEED/3 | C |  |  |  | 2008-02-07 |  | Glo Life Care Equipments | OP | TNHSP |  |  | 2009-02-06 | 755 |  |  |  | 17-12-2010 | Not Working
23 | GUMMIDIPOONDI | Autoclave vertical single bin | 00002/ACV1/2 | C | 1 bin(V) |  |  | 2008-05-03 |  | Jupitor Manufacturing Works | OP | TNHSP |  |  | 2009-05-02 | 21000 |  |  |  | 17-12-2010 | Working
24 | GUMMIDIPOONDI | Auto Clave HP Vertical (2 bin) | 00002/ACV2/1 | C | 16 x 24 |  |  | 2009-02-13 |  | Vishal Hospital Steel Furniture | Store | DMS |  |  | 2012-02-12 | 16300 |  |  |  | 17-12-2010 | Not Working
25 | GUMMIDIPOONDI | Auto Clave HP Vertical (2 bin) | 00002/ACV2/2 | C | 2 bin(V) |  |  | 2008-02-03 |  | Jupitor Manufacturing Works | OT | TNHSP |  |  | 2009-02-02 | 32000 |  |  |  | 17-12-2010 | Not Working
26 | GUMMIDIPOONDI | Auto Clave HP Vertical (2 bin) | 00002/ACV2/3 | C | Big |  |  | 1996-01-20 |  | Muthumee Surgicals | OT | IPPV |  |  |  | 15000 |  |  |  | 17-12-2010 | Condemned | -1
27 | GUMMIDIPOONDI | Auto Clave HP Vertical (2 bin) | 00002/ACV2/4 | C | High Pressure Stream Steriliser |  |  | 1997-07-01 |  |  | OT |  |  |  |  | 0 |  |  |  | 17-12-2010 | Condemned | -1
28 | GUMMIDIPOONDI | Auto Clave HP Vertical (2 bin) | 00002/ACV2/5 | C | Medium |  |  | 1992-04-01 |  |  | OT | PHC |  |  |  | 0 |  |  |  | 17-12-2010 | Condemned | -1
29 | GUMMIDIPOONDI | Auto Clave HP Vertical (2 bin) | 00002/ACV2/6 | C | Vertical |  |  | 2009-01-05 |  | Solocraft Industries | Store | DMS |  |  | 2012-01-04 | 18500 |  |  |  | 17-12-2010 | Working
30 | GUMMIDIPOONDI | Auto Clave HP Vertical (2 bin) | 00002/ACV2/7 | C | Vertical |  |  | 1992-04-01 |  |  | OP | PHC |  |  |  | 0 |  |  |  | 17-12-2010 | Condemned | -1
31 | GUMMIDIPOONDI | Auto Clave HP Vertical (2 bin) | 00002/ACV2/8 | C | Vertical |  |  | 1992-04-01 |  |  | OP | PHC |  |  |  | 0 |  |  |  | 17-12-2010 | Condemned | -1
32 | GUMMIDIPOONDI | Auto Clave HP Vertical (2 bin) | 00002/ACV2/9 | C | Vertical |  |  | 1992-04-01 |  |  | OP | PHC |  |  |  | 0 |  |  |  | 17-12-2010 | Condemned | -1
33 | GUMMIDIPOONDI | Auto Clave HP Vertical (2 bin) | 00002/ACV2/10 | C |  |  |  | 1997-03-19 |  | Associated surgicals | OP |  |  |  |  | 0 |  |  |  | 17-12-2010 | Condemned | -1
34 | GUMMIDIPOONDI | Auto Clave HP Vertical (2 bin) | 00002/ACV2/11 | C |  |  |  | 1997-03-19 |  | Associated surgicals | OP |  |  |  |  | 0 |  |  |  | 17-12-2010 | Condemned | -1
35 | GUMMIDIPOONDI | Auto Clave HP Vertical (2 bin) | 00002/ACV2/12 | C |  |  |  | 1997-03-19 |  | Associated surgicals | OP |  |  |  |  | 0 |  |  |  | 17-12-2010 | Condemned | -1
36 | GUMMIDIPOONDI | Focus lamp Ordinary | 00002/FOLP/1 | C |  |  |  | 1997-04-30 |  | Eagle Surgicals | OP |  |  |  |  | 0 |  |  |  | 17-12-2010 | Condemned | -1
37 | GUMMIDIPOONDI | Focus lamp Ordinary | 00002/FOLP/2 | C |  |  |  | 1997-05-15 |  | General Surgicals | OP |  |  |  |  | 0 |  |  |  | 17-12-2010 | Condemned | -1
38 | GUMMIDIPOONDI | Shadowless Lamp stand model | 00002/MOLT/1 | B | 4 in 1 |  |  | 2009-03-24 |  | Jupitor Manufacturing Works | Store | DMS |  |  | 2010-03-23 | 12000 |  |  |  | 17-12-2010 | Working
39 | GUMMIDIPOONDI | Shadowless Lamp stand model | 00002/MOLT/2 | B | Mobile |  |  | 2009-03-27 |  | Jupitor Manufacturing Works | Store | DMS |  |  | 2010-03-27 | 12000 |  |  |  | 17-12-2010 | Working
40 | GUMMIDIPOONDI | Shadowless Lamp stand model | 00002/MOLT/3 | B |  |  |  | 2009-05-18 |  | General Surgicals | Store | DMS |  |  | 2012-05-17 | 5425 |  |  |  | 17-12-2010 | Working
41 | GUMMIDIPOONDI | Shadowless Lamp stand model | 00002/MOLT/4 | B |  |  |  | 2009-05-18 |  | General Surgicals | Store | DMS |  |  | 2012-05-17 | 5425 |  |  |  | 17-12-2010 | Working
42 | GUMMIDIPOONDI | Shadowless Lamp stand model | 00002/MOLT/5 | B |  |  |  | 2008-10-02 |  | Jupitor Manufacturing Works | OT | TNHSP |  |  | 2009-10-01 | 12000 |  |  |  | 17-12-2010 | Working
43 | GUMMIDIPOONDI | Shadowless Lamp stand model | 00002/MOLT/6 | B |  |  |  | 2009-01-09 |  | Jupitor Manufacturing Works | OT | TNHSP |  |  | 2010-01-08 | 12000 |  |  |  | 17-12-2010 | Working
44 | GUMMIDIPOONDI | Shadowless Lamp stand model | 00002/MOLT/7 | B |  |  |  | 1997-08-20 |  |  | OT |  |  |  |  | 0 |  |  |  | 17-12-2010 | Condemned | -1
45 | GUMMIDIPOONDI | Suction Apparatus - Electrical | 00002/SAEL/1 | C |  |  |  | 2009-05-18 |  | General Surgicals | OT | DMS |  |  | 2012-05-17 | 5500 |  |  |  | 17-12-2010 | Working
46 | GUMMIDIPOONDI | Suction Apparatus - Electrical | 00002/SAEL/2 | C |  |  |  | 2009-03-24 |  | Jupitor Manufacturing Works | OT | DMS |  |  | 2012-03-23 | 5500 |  |  |  | 17-12-2010 | Working
47 | GUMMIDIPOONDI | Suction Apparatus - Electrical | 00002/SAEL/3 | C |  |  |  | 2008-02-14 |  | Vin Bio tech | OT | TNHSP |  |  | 2009-02-13 | 5500 |  |  |  | 17-12-2010 | Working
48 | GUMMIDIPOONDI | Suction Apparatus - Electrical | 00002/SAEL/4 | C |  |  |  | 2009-02-13 |  | Vishal Hospital Steel Furniture | OT |  |  |  | 2010-02-12 | 5500 |  |  |  | 17-12-2010 | Working
49 | GUMMIDIPOONDI | Suction Apparatus - Electrical | 00002/SAEL/5 | C |  |  |  | 2009-02-13 |  | Vishal Hospital Steel Furniture | OT |  |  |  | 2010-02-12 | 5500 |  |  |  | 17-12-2010 | Working
50 | GUMMIDIPOONDI | Suction Apparatus - Electrical | 00002/SAEL/6 | C |  |  |  | 2009-02-13 |  | Vishal Hospital Steel Furniture | OT |  |  |  | 2010-02-12 | 5500 |  |  |  | 17-12-2010 | Working
51 | GUMMIDIPOONDI | Suction Apparatus - Electrical | 00002/SAEL/7 | C |  |  |  | 2009-02-13 |  | Vishal Hospital Steel Furniture | Store |  |  |  | 2010-02-12 | 5500 |  |  |  | 17-12-2010 | Working
52 | GUMMIDIPOONDI | Suction Apparatus - Electrical | 00002/SAEL/8 | C |  |  |  | 2009-02-13 |  | Vishal Hospital Steel Furniture | Store | TNHSP |  |  | 2010-02-12 | 5500 |  |  |  | 17-12-2010 | Working
53 | GUMMIDIPOONDI | Suction Apparatus - Electrical | 00002/SAEL/9 | C |  |  |  | 2009-02-13 |  | Vishal Hospital Steel Furniture | Store | TNHSP |  |  | 2010-02-12 | 5500 |  |  |  | 17-12-2010 | Working
54 | GUMMIDIPOONDI | Suction Apparatus - Electrical | 00002/SAEL/10 | C |  |  |  | 2009-02-13 |  | Vishal Hospital Steel Furniture | Store | TNHSP |  |  | 2010-02-12 | 5500 |  |  |  | 17-12-2010 | Working
55 | GUMMIDIPOONDI | Suction Apparatus - Electrical | 00002/SAEL/11 | C |  |  |  | 2009-02-13 |  | Vishal Hospital Steel Furniture | Store | TNHSP |  |  | 2010-02-12 | 5500 |  |  |  | 17-12-2010 | Working
56 | GUMMIDIPOONDI | Suction Apparatus - Electrical | 00002/SAEL/12 | C |  |  |  | 1996-02-26 |  |  | OT | IPPV |  |  |  | 5500 |  |  |  | 17-12-2010 | Condemned | -1
57 | GUMMIDIPOONDI | Suction Apparatus - Electrical | 00002/SAEL/13 | C |  |  |  | 1992-04-01 |  |  | Transfer out to GH - Poomallee | PHC |  |  |  | 5500 |  |  |  | 17-12-2010 | Condemned | -1
58 | GUMMIDIPOONDI | Suction Apparatus - Foot operated | 00002/SAFO/1 | B | Foot Operated |  |  | 1996-02-23 |  | Saberval Brothers | L R | IPPV |  |  |  | 0 |  |  |  | 17-12-2010 | Condemned | -1
59 | GUMMIDIPOONDI | Sterilizer Medium (Instrument) | 00002/STMD/1 | C | 16x9 |  |  | 2008-04-17 |  | Suriya Surgicals | L W | TNHSP |  |  | 2009-04-16 | 1400 |  |  |  | 17-12-2010 | Working
60 | GUMMIDIPOONDI | Sterilizer Medium (Instrument) | 00002/STMD/2 | C | 16x9 |  |  | 2008-04-17 |  | Suriya Surgicals | OT | TNHSP |  |  | 2009-04-16 | 1400 |  |  |  | 17-12-2010 | Working
61 | GUMMIDIPOONDI | Steriliser Small (Instruments) | 00002/STSL/1 | C | 12 x 9 |  |  | 1992-01-04 |  |  | OP | PHC |  |  |  | 0 |  |  |  | 17-12-2010 | Condemned | -1
62 | GUMMIDIPOONDI | Steriliser Small (Instruments) | 00002/STSL/2 | C | 12 x 9 |  |  | 1992-01-04 |  |  | OP | PHC |  |  |  | 0 |  |  |  | 17-12-2010 | Condemned | -1
63 | GUMMIDIPOONDI | Steriliser Small (Instruments) | 00002/STSL/3 | C | 12x9 |  |  | 2008-04-17 |  | Suriya Surgicals | Store | TNHSP |  |  | 2009-04-16 | 1000 |  |  |  | 17-12-2010 | Working
64 | GUMMIDIPOONDI | Steriliser Small (Instruments) | 00002/STSL/4 | C | 12x9 |  |  | 2008-04-17 |  | Suriya Surgicals | Store | TNHSP |  |  | 2009-04-16 | 1000 |  |  |  | 17-12-2010 | Working
65 | GUMMIDIPOONDI | Operation Table Hydraulic Major | 00002/TAMA/1 | B2 | [5 empty] | General Surgicals | OT | DMS |  |  |  | 0 |  |  |  | 17-12-2010 | Condemned | -1
66 | GUMMIDIPOONDI | Operation Table Hydraulic Major | 00002/TAMA/3 | B2 |  |  |  | 2009-03-19 |  | Jupitor Manufacturing Works | OT | DMS |  |  | 2012-03-18 | 55120 |  |  |  | 17-12-2010 | Working
67 | GUMMIDIPOONDI | Alpha Bed with motor | 00002/ABM/1 | C |  |  |  | 2003-09-27 |  | Associated surgicals | Store | DMRHS |  |  |  | 7760 |  |  |  | 17-12-2010 | Condemned | -1
68 | GUMMIDIPOONDI | Alpha Bed with motor | 00002/ABM/2 | C |  |  |  | 2003-09-27 |  | Associated surgicals | Store | DMRHS |  |  |  | 7760 |  |  |  | 17-12-2010 | Condemned | -1
69 | GUMMIDIPOONDI | Alpha Bed with motor | 00002/ABM/3 | C |  |  |  | 2007-06-28 |  | Jupitor Manufacturing Works | Store | DMandRHS |  |  |  | 6600 |  |  |  | 17-12-2010 | Condemned | -1
70 | GUMMIDIPOONDI | Computer | 00002/COMP/1 | C |  |  |  | 2007-10-30 |  | HCL Info Systems | ICTC | TANSACS |  |  | 2008-10-29 | 15000 |  |  |  | 17-12-2010 | Working
71 | GUMMIDIPOONDI | Nebuliser Adult | 00002/NEBA/1 | C |  |  |  | 1999-05-25 |  | Associated surgicals | Ward | DMandRHS |  |  |  | 0 |  |  |  | 17-12-2010 | Condemned | -1
72 | GUMMIDIPOONDI | Nebuliser Adult | 00002/NEBA/2 | C |  |  |  | 2003-09-27 |  | Associated surgicals | Ward | DMandRHS |  |  | 2004-09-26 | 1200 |  |  |  | 17-12-2010 | Condemned | -1
73 | GUMMIDIPOONDI | Nebuliser Adult | 00002/NEBA/3 | C |  |  |  | 1996-03-25 |  | Phoenix Medicals | OP | IPPV |  |  |  | 0 |  |  |  | 17-12-2010 | Condemned | -1
74 | GUMMIDIPOONDI | Needle destroyer / Syringe Destroyer | 00002/NEED/1 | C |  |  |  | 2008-02-07 |  | Glo Life Care Equipments | OP | TNHSP |  |  | 2009-02-06 | 0 |  |  |  | 17-12-2010 | Condemned | -1
75 | GUMMIDIPOONDI | Needle destroyer / Syringe Destroyer | 00002/NEED/2 | C |  |  |  | 2008-02-07 |  | Glo Life Care Equipments | OP | TNHSP |  |  | 2009-02-06 | 0 |  |  |  | 17-12-2010 | Condemned | -1
76 | GUMMIDIPOONDI | Needle destroyer / Syringe Destroyer | 00002/NEED/4 | C |  |  |  | 2008-02-07 |  | Glo Life Care Equipments | OP | TNHSP |  |  | 2009-02-06 | 0 |  |  |  | 17-12-2010 | Condemned | -1
77 | GUMMIDIPOONDI | Needle destroyer / Syringe Destroyer | 00002/NEED/5 | C |  |  |  | 2008-02-07 |  | Glo Life Care Equipments | OP | TNHSP |  |  |  | 0 |  |  |  | 17-12-2010 | Condemned | -1
78 | GUMMIDIPOONDI | Needle destroyer / Syringe Destroyer | 00002/NEED/6 | C |  |  |  | 2008-02-07 |  | Glo Life Care Equipments | OP | TNHSP |  |  |  | 0 |  |  |  | 17-12-2010 | Condemned | -1
79 | GUMMIDIPOONDI | Needle destroyer / Syringe Destroyer | 00002/NEED/7 | C |  |  |  | 2003-06-28 |  | Linco Scientific India Ltd. | OP | DMS |  |  | 2006-06-27 | 0 |  |  |  | 17-12-2010 | Condemned | -1
80 | GUMMIDIPOONDI | Needle destroyer / Syringe Destroyer | 00002/NEED/8 | C |  |  |  | 2003-06-28 |  | Linco Scientific India Ltd. | store | DMS |  |  | 2006-06-27 | 0 |  |  |  | 17-12-2010 | Condemned | -1
81 | GUMMIDIPOONDI | Needle destroyer / Syringe Destroyer | 00002/NEED/9 | C |  |  |  | 2003-06-28 |  | Linco Scientific India Ltd. | store | DMS |  |  | 2006-06-27 | 2500 |  |  |  | 17-12-2010 | Working
82 | GUMMIDIPOONDI | Weighing Machine Electronic | 00002/WME/1 | C | Electronic |  |  | 2009-01-25 |  | Suriya Surgicals | Store | DMS |  |  | 2012-01-24 | 10920 |  |  |  | 17-12-2010 | Working
83 | GUMMIDIPOONDI | IR Lamp | 00002/IRLMP/1 | C | [6 empty] | Sidda |  |  |  |  | 1000 |  |  |  | 17-12-2010 | Condemned | -1
84 | GUMMIDIPOONDI | Formaline dispenser | 00002/FORD/1 | C |  |  |  | 2003-11-14 |  | South India Surgicals | Store | DMS |  |  | 2004-11-13 | 2500 |  |  |  | 17-12-2010 | Working
85 | GUMMIDIPOONDI | Formaline dispenser | 00002/FORD/2 | C |  |  |  | 2007-11-08 |  | Vibash Surgicals | OT | DMS |  |  | 2008-11-09 | 2500 |  |  |  | 17-12-2010 | Working
86 | GUMMIDIPOONDI | X.ray lobby single | 00002/XRLS/1 | C | [11 empty] | 500 |  |  |  | 17-12-2010 | Condemned | -1
87 | GUMMIDIPOONDI | B.P.apparatus stand model | 00002/BPAS/1 | C | Box |  |  | 1992-04-01 |  |  | OP | From PHC |  |  |  | 0 |  |  |  | 17-12-2010 | Condemned | -1
88 | GUMMIDIPOONDI | B.P.apparatus stand model | 00002/BPAS/2 | C | Stand |  |  | 1997-02-06 |  | Eagle Surgicals | OP | DMS |  |  |  | 0 |  |  |  | 17-12-2010 | Condemned | -1
89 | GUMMIDIPOONDI | B.P.apparatus stand model | 00002/BPAS/3 | C | Stand |  |  | 1996-04-15 |  | Eagle Surgicals | L R | DMS |  |  |  | 0 |  |  |  | 17-12-2010 | Condemned | -1
90 | GUMMIDIPOONDI | B.P.apparatus stand model | 00002/BPAS/4 | C | Stand |  |  | 2008-12-11 |  | Jupitor Manufacturing Works | Ward | TNHSP |  |  | 2009-12-10 | 1090 |  |  |  | 17-12-2010 | Working
91 | GUMMIDIPOONDI | B.P.apparatus stand model | 00002/BPAS/5 | C | Stand |  |  | 2008-12-11 |  | Jupitor Manufacturing Works | OP | TNHSP |  |  | 2009-12-10 | 1090 |  |  |  | 17-12-2010 | Working
92 | GUMMIDIPOONDI | B.P.apparatus stand model | 00002/BPAS/6 | C |  |  |  | 2001-05-07 |  | DD Medicals | Ward |  |  |  |  | 0 |  |  |  | 17-12-2010 | Condemned | -1
93 | GUMMIDIPOONDI | B.P.apparatus stand model | 00002/BPAS/7 | C |  |  |  | 2003-03-31 |  | JDHS Thiruvallur | Ward |  |  |  |  | 0 |  |  |  | 17-12-2010 | Condemned | -1
94 | GUMMIDIPOONDI | B.P.apparatus table model | 00002/BPAT/1 | C | Infant |  |  | 1996-04-15 |  | Associated surgicals | OT | IPPV |  |  |  | 0 |  |  |  | 17-12-2010 | Condemned | -1
95 | GUMMIDIPOONDI | ECG machine ordinary | 00002/ECGO/1 | B | 108 T |  |  | 1998-03-20 |  | BPL india (P) Ltd. | X-Ray Dept. |  |  |  |  | 12151 |  |  |  | 17-12-2010 | Condemned | -1
96 | GUMMIDIPOONDI | ECG machine ordinary | 00002/ECGO/2 | B |  |  |  | 2009-01-09 |  | Solocraft Industries | Transfer out to GH - Thiruvallur | DMS | 51190/Sandamp;P/1/08 dt /11/08 |  | 2012-01-08 | 27000 |  |  |  | 17-12-2010 | Not Working
97 | GUMMIDIPOONDI | ECG machine ordinary | 00002/ECGO/3 | B |  |  |  | 2009-01-09 |  | Solocraft Industries | Transfer out to GH - Thiruvallur | DMS | 51190/Sandamp;P/1/08 dt 11/08 |  | 2012-01-08 | 27000 |  |  |  | 17-12-2010 | Not Working
98 | GUMMIDIPOONDI | ECG machine ordinary | 00002/ECGO/4 | B |  |  |  | 2009-01-09 |  | Solocraft Industries | Transfer out to GH - Thiruvallur | DMS | 51190/Sandamp;P/1/08 dt /11/08 |  |  | 27000 |  |  |  | 17-12-2010 | Transferred to GH - THiruvallur | -1
99 | GUMMIDIPOONDI | ECG machine ordinary | 00002/ECGO/5 | B |  |  |  | 2009-01-09 |  | Solocraft Industries | Transfer out to GH - Thiruvallur | DMS | 51190/Sandamp;P/1/08 dt /11/08 |  |  | 27000 |  |  |  | 17-12-2010 | Transferred to GH - THiruvallur | -1
100 | GUMMIDIPOONDI | ECG machine ordinary | 00002/ECGO/6 | B |  |  |  | 2009-01-09 |  | Solocraft Industries | Transfer out to GH - Thiruvallur | DMS | 51190/Sandamp;P/1/08 dt /11/08 |  |  | 27000 |  |  |  | 17-12-2010 | Transferred to GH - THiruvallur | -1
101 | GUMMIDIPOONDI | ECG machine ordinary | 00002/ECGO/7 | B |  |  |  | 2009-01-09 |  | Solocraft Industries | OP | DMS | 51190/Sandamp;P/1/08 dt /11/08 |  |  | 27000 |  |  |  | 17-12-2010 | Transferred to GH - THiruvallur | -1
102 | GUMMIDIPOONDI | ECG machine ordinary | 00002/ECGO/8 | B |  |  |  | 2009-01-09 |  | Solocraft Industries | Ward | DMS | 51190/Sandamp;P/1/08 dt /11/08 |  |  | 27000 |  |  |  | 17-12-2010 | Transferred to GH - THiruvallur | -1
103 | GUMMIDIPOONDI | ECG machine ordinary | 00002/ECGO/9 | B |  |  |  | 2009-01-09 |  | Solocraft Industries | Ward | DMS | 51190/Sandamp;P/1/08 dt /11/08 |  |  | 27000 |  |  |  | 17-12-2010 | Transfed to GH - Uthukottai | -1
104 | GUMMIDIPOONDI | ECG machine ordinary | 00002/ECGO/10 | B |  |  |  | 2009-01-09 |  | Solocraft Industries | Camp | DMS | 51190/Sandamp;P/1/08 dt /11/08 |  |  | 27000 |  |  |  | 17-12-2010 | Transferred to GH - Thiruvottriyur | -1
105 | GUMMIDIPOONDI | ECG machine ordinary | 00002/ECGO/11 | B |  |  |  | 2009-01-09 |  | Solocraft Industries | OP | DMS | 51190/Sandamp;P/1/08 dt /11/08 |  | 2012-01-08 | 27000 |  |  |  | 17-12-2010 | Working
106 | GUMMIDIPOONDI | Infusion pump | 00002/INPM/1 | C | Akas 300 |  |  | 2007-03-24 |  | Aksh Medicals | Store | DMS | 103928/Sandamp;P/1/2006 dt |  | 2010-03-25 | 24400 |  |  |  | 17-12-2010 | Working
107 | GUMMIDIPOONDI | Pulse Oximeter | 00002/SPO2/1 | B | Nonin |  |  | 1998-02-14 |  | Health Care India Pvt . Ltd. | OT | TNMSC | TNMSC/Equp/98 dt 14/11/98 |  |  | 34000 |  |  |  | 17-12-2010 | Condemned | -1
108 | GUMMIDIPOONDI | Dental Chair | 00002/DECH/1 | B2 | [5 empty] | Confident Dental Equipments | Dental OP | TNMSC | 2537/TNMSC/ENGG/2007 |  | 2010-12-31 | 99200 |  |  |  | 17-12-2010 | Working
109 | GUMMIDIPOONDI | Laryngoscope(Adult) | 00002/LAGA/1 | C |  |  |  | 1997-10-05 |  | Associated surgicals | OT | IPPV |  |  |  | 0 |  |  |  | 17-12-2010 | Condemned | -1
110 | GUMMIDIPOONDI | Laryngoscope(Paediatric) | 00002/LAGP/2 | C | Neo tal |  |  | 1996-02-28 |  | Associated surgicals | OT | IPPV | 40/S2/ICB-I/95 dt 02/12/95 |  |  | 562 |  |  |  | 17-12-2010 | Condemned | -1
111 | GUMMIDIPOONDI | Laryngoscope(Paediatric) | 00002/LAGP/3 | C | Neo tal |  |  | 2009-03-25 |  | Jupitor Manufacturing Works | Store | DMS |  |  | 2012-03-24 | 3400 |  |  |  | 17-12-2010 | Working
112 | MADHAVARAM | Suction Apparatus - Electrical | 00003/SAEL/3 | C | [6 empty] | Ward |  |  |  |  | 5500 |  |  |  | 17-12-2010 | Condemned | -1
113 | GUMMIDIPOONDI | Boyles apparatus with out Circle Abosrber | 00002/BAOCA/2 | B | Ohmeda |  |  | 1996-04-20 |  | BOC India | OT | IPPV |  |  | 1997-04-19 | 162354 |  |  |  | 17-12-2010 | Working
114 | GUMMIDIPOONDI | Boyles apparatus with out Circle Abosrber | 00002/BAOCA/3 | B | [6 empty] | Transfer out to PHC | PHC |  |  |  | 11000 |  |  |  | 17-12-2010 | Condemned | -1
115 | GUMMIDIPOONDI | Foetal Monitor | 00002/FAMON/1 | B |  |  |  | 2003-09-27 |  | Associated surgicals | L W | DMandRHS |  |  |  | 0 |  |  |  | 17-12-2010 | Condemned | -1
116 | GUMMIDIPOONDI | Foetal Doppler | 00002/FDOP/1 | C |  |  |  | 1996-03-25 |  |  | L W |  |  |  |  | 0 |  |  |  | 17-12-2010 | Condemned | -1
117 | GUMMIDIPOONDI | Phototherapy Unit | 00002/PHTU/1 | C |  |  |  | 1996-08-03 |  | Bet Medicals | L W | IPPV |  |  | 1997-08-02 | 5600 |  |  |  | 17-12-2010 | Working
118 | GUMMIDIPOONDI | Radiant Warmer | 00002/RAWR/1 | C | Phoenix |  |  | 1996-03-25 |  | Phoenix Medicals | L W | IPPV |  |  |  | 0 |  |  |  | 17-12-2010 | Condemned | -1
119 | GUMMIDIPOONDI | Weighing machine adult | 00002/WTMA/1 | C | Adult |  |  | 1997-02-26 |  | Associated surgicals | OP | DMS |  |  |  | 0 |  |  |  | 17-12-2010 | Condemned | -1
120 | GUMMIDIPOONDI | Weighing machine adult | 00002/WTMA/2 | C | Adult |  |  | 1997-02-26 |  | Associated surgicals | OT | DMS |  |  |  | 0 |  |  |  | 17-12-2010 | Condemned | -1
121 | GUMMIDIPOONDI | Weighing machine adult | 00002/WTMA/3 | C | Adult |  |  | 1997-02-26 |  | Associated surgicals | OT | DMS |  |  |  | 0 |  |  |  | 17-12-2010 | Condemned | -1
122 | GUMMIDIPOONDI | Weighing machine adult | 00002/WTMA/4 | C | Bathroom Type |  |  | 1992-01-04 |  |  | Store | PHC |  |  |  | 0 |  |  |  | 17-12-2010 | Condemned | -1
123 | GUMMIDIPOONDI | Weighing machine adult | 00002/WTMA/5 | C | Bathroom Type |  |  | 1992-01-04 |  |  | Store | PHC |  |  |  | 0 |  |  |  | 17-12-2010 | Condemned | -1
124 | GUMMIDIPOONDI | Weighing machine adult | 00002/WTMA/6 | C | Bathroom Type |  |  | 1992-01-04 |  |  | Store | PHC |  |  |  | 0 |  |  |  | 17-12-2010 | Condemned | -1
125 | GUMMIDIPOONDI | Weighing machine adult | 00002/WTMA/7 | C | Bathroom Type |  |  | 1992-01-04 |  |  | Store | PHC |  |  |  | 0 |  |  |  | 17-12-2010 | Condemned | -1
126 | GUMMIDIPOONDI | Weighing machine infant | 00002/WTMB/1 | C | Baby |  |  | 1999-02-21 |  | Associated surgicals | Store | DMS |  |  |  | 0 |  |  |  | 17-12-2010 | Condemned | -1
127 | GUMMIDIPOONDI | Weighing machine infant | 00002/WTMB/2 | C | Baby |  |  | 1997-02-26 |  | Associated surgicals | L R | DMS |  |  |  | 0 |  |  |  | 17-12-2010 | Condemned | -1
128 | MADHAVARAM | Mannual Colposcope | 00003/CALPM/1 | C |  |  |  | 2013-03-12 |  | south india surgical co ltd |  | TNHSP |  | 2013-03-28 | 2014-03-27 | 136500 |  |  |  | 26-4-2013 | Working
129 | MADHAVARAM | operation table | 00003/undefined/1 |  |  |  |  | 2008-12-08 |  |  | OT | TNHSP |  |  | 2009-12-07 | 53000 |  |  |  | 28-1-2011 | Working
130 | MADHAVARAM | ECG machine ordinary | 00003/ECGO/2 | B2 |  |  |  | 2012-12-08 |  | alpha medicals | IP | OTHERS |  | 2012-12-08 | 2013-12-07 | 30000 |  |  |  | 29-5-2013 | Working
131 | MADHAVARAM | B.P.apparatus table model | 00003/BPAT/5 | C |  |  |  | 2012-06-16 |  | madusudanan | ncd room | TNHSP |  | 2012-06-16 | 2013-06-15 | 1251 |  |  |  | 29-5-2013 | Working
132 | MADHAVARAM | Suction Apparatus - Electrical | 00003/SAEL/7 | C |  |  |  | 2009-02-24 |  |  | IP | TNHSP |  |  | 2010-02-23 | 5500 |  |  |  | 28-1-2011 | Working
133 | MADHAVARAM | Operation Table Hydraulic Major | 00003/TAMA/2 | B2 |  |  |  | 2008-12-08 |  |  | ot | TNHSP |  |  | 2009-12-07 | 53000 |  |  |  | 2013-11-10 | Excess entry | -1
134 | MADHAVARAM | Printer | 00003/PRINT/2 | C | laser |  |  | 2009-03-03 | brother | lipi data system ltd | computer room | TNHSP |  | 2009-07-07 | 2010-03-02 | 8500 |  |  |  | 2013-11-10 | Working
135 | MADHAVARAM | O2 Cylinder- A type | 00003/OCA/1 | C |  |  |  | 2009-03-04 |  | solokraft industries | OT | DMS |  |  | 2012-03-03 | 4870 |  |  |  | 2013-08-11 | Working
136 | MADHAVARAM | N2O Cylinder - A type | 00003/N2OA/2 | C |  |  |  | 2009-03-04 |  | solo kraft industries | OT | DMS |  |  | 2010-03-04 | 5250 |  |  |  | 2013-08-11 | Working
137 | MADHAVARAM | Stethoscope | 00003/STES/1 | C |  |  |  | 2009-03-25 |  | Jupiter Manufacturing Works | OT | DMS |  |  |  | 0 |  |  |  | 2013-11-11 | Condemned | -1
138 | MADHAVARAM | O2 Cylinder- A type | 00003/OCA/2 | C |  |  |  | 2009-03-04 |  | solo kraft industries | OT | DMS |  |  | 2012-03-03 | 4870 |  |  |  | 2013-08-11 | Working
139 | MADHAVARAM | O2 Cylinder- A type | 00003/OCA/3 | C |  |  |  | 2009-03-04 |  | solo kraft industries | OT | DMS |  |  | 2012-03-03 | 4870 |  |  |  | 2013-08-11 | Working
140 | MADHAVARAM | O2 Cylinder- B type | 00003/OCB/2 | C |  |  |  | 2008-11-05 |  | jupiter manufacture | ip | TNHSP |  |  | 2009-11-04 | 4870 |  |  |  | 2013-08-11 | Working
141 | MADHAVARAM | O2 Cylinder- B type | 00003/OCB/3 | C |  |  |  | 2008-11-05 |  | jupier manufacture | post operative ward | TNHSP |  |  | 2009-11-04 | 4870 |  |  |  | 2013-08-11 | Working
142 | MADHAVARAM | N2O Cylinder - A type | 00003/N2OA/1 | C |  |  |  | 2009-03-04 |  | solo kraft industries | OT | DMS |  |  | 2010-03-04 | 5250 |  |  |  | 2013-08-11 | Working
143 | MADHAVARAM | Shadowless Lamp stand model | 00003/MOLT/6 | B | with halogen bulb |  |  | 2009-03-25 |  |  | OT | DMS |  | 2009-03-25 | 2012-03-24 | 40000 |  |  |  | 2013-02-12 | Working
144 | MADHAVARAM | N2O Cylinder - A type | 00003/N2OA/3 | C |  |  |  | 2009-02-12 |  | solo kraft industries | OT | DMS |  |  | 2010-02-12 | 5250 |  |  |  | 2013-08-11 | Working
145 | MADHAVARAM | Shadowless Lamp stand model | 00003/MOLT/7 | B | single halogen bulb |  |  | 2013-03-27 |  |  |  | DMS |  |  | 2016-03-26 | 26000 |  |  |  | 2013-02-12 | Working
146 | MADHAVARAM | O2 Cylinder- B type | 00003/OCB/1 | C |  |  |  | 2009-03-04 |  | solo kraft | labour ward | DMS |  |  | 2012-03-03 | 4870 |  |  |  | 2013-08-11 | Working
147 | MADHAVARAM | B.P.apparatus table model | 00003/BPAT/7 | C |  |  |  | 2013-11-08 |  | chennaisurgial | ip | OTHERS |  |  | 2014-11-07 | 1942 |  |  |  | 2013-03-12 | Working
148 | MADHAVARAM | B.P.apparatus dial model | 00003/BPAD/1 | C |  |  |  | 2013-11-08 |  | chennaisurgial | ncd | OTHERS |  | 2013-11-08 | 2014-11-07 | 777 |  |  |  | 2013-03-12 | Working
149 | MADHAVARAM | Foetal Doppler | 00003/FDOP/1 | C |  |  |  | 2009-01-24 |  | carewell medical system | labourward | OTHERS |  | 2009-01-24 | 2010-01-23 | 6760 |  |  |  | 2013-02-12 | Working
150 | MADHAVARAM | Inverter | 00003/INV/2 | C |  |  |  | 2013-11-08 |  | digitalpowerinvertter | postoperative ward | OTHERS |  | 2013-11-08 | 2014-11-07 | 45725 |  |  |  | 2013-03-12 | Working
151 | MADHAVARAM | Stethoscope | 00003/STES/2 | C |  |  |  | 2012-04-04 |  | chennai surgicalsandamp;pharma | IP | OTHERS |  |  |  | 250 |  |  |  | 2013-02-12 | Condemned | -1
152 | MADHAVARAM | Stethoscope | 00003/STES/4 | C |  |  |  | 2012-04-04 |  | CHENNAI SURGICAL | OP | OTHERS |  | 2012-04-04 |  | 250 |  |  |  | 2013-02-12 | Condemned | -1
153 | MADHAVARAM | Stethoscope | 00003/STES/3 | C |  |  |  | 2012-04-04 |  | CHENNAI SURGICAL | op | OTHERS |  | 2012-04-04 |  | 250 |  |  |  | 2013-02-12 | Condemned | -1
154 | MADHAVARAM | Stethoscope | 00003/STES/5 | C |  |  |  | 2012-04-04 |  | CHENNAI SURGICAL | OT | OTHERS |  |  |  | 250 |  |  |  | 2013-02-12 | Condemned | -1
155 | MADHAVARAM | Binocular Mircroscope | 00003/BIMS/1 | B2 | BDI-13A |  |  | 2014-01-08 | B.D.I. Instrumentation (India) | Solokrafts Industries | laboratory | TNHSP | TNHSP/TNMSC/AG87c/2013 dt 22/10/2013 | 2014-02-07 | 2015-01-07 | 18600 |  |  |  | 29-1-2014 | Working
156 | MADHAVARAM | Stethoscope | 00003/STES/6 | C |  |  |  | 2012-04-04 |  | CHENNAI SURGICAL | POST OP WARD | OTHERS |  |  |  | 250 |  |  |  | 2013-02-12 | Condemned | -1
157 | MADHAVARAM | Stethoscope | 00003/STES/7 | C |  |  |  | 2012-04-04 |  |  | LABOUR WARD | OTHERS |  |  |  | 250 |  |  |  | 2013-02-12 | Condemned | -1
158 | MADHAVARAM | B.P.apparatus table model | 00003/BPAT/6 | C |  |  |  | 2013-11-08 |  | CHENNAISURGIALS | op | OTHERS |  | 2013-11-08 | 2014-11-07 | 3885 |  |  |  | 2013-02-12 | Working
159 | MADHAVARAM | B.P.apparatus stand model | 00003/BPAS/1 | C | Stand | [5 empty] | OT |  |  |  |  | 0 |  |  |  | 17-12-2010 | Condemned | -1
160 | MADHAVARAM | B.P.apparatus table model | 00003/BPAT/1 | C | Box | [5 empty] | OT |  |  |  |  | 0 |  |  |  | 17-12-2010 | Condemned | -1
161 | MADHAVARAM | B.P.apparatus table model | 00003/BPAT/2 | C | Box | [5 empty] | L W |  |  |  |  | 0 |  |  |  | 17-12-2010 | Condemned | -1
162 | MADHAVARAM | B.P.apparatus table model | 00003/BPAT/3 | C | Box | [5 empty] | Ward |  |  |  |  | 0 |  |  |  | 17-12-2010 | Condemned | -1
163 | MADHAVARAM | B.P.apparatus table model | 00003/BPAT/4 | C | Box | [5 empty] | Ward |  |  |  |  | 0 |  |  |  | 17-12-2010 | Condemned | -1
164 | MADHAVARAM | Infusion pump | 00003/INPM/1 | C | Akas |  |  | 2007-03-17 |  | Aksh Medicals | Ward | DMS |  |  | 2010-03-16 | 24400 |  |  |  | 17-12-2010 | Working
165 | MADHAVARAM | Infusion pump | 00003/INPM/2 | C | Akas |  |  | 2007-03-17 |  | Aksh Medicals | Ward | DMS |  |  | 2010-03-16 | 24400 |  |  |  | 17-12-2010 | Working
166 | MADHAVARAM | Ultra Sonogram -MOBILE | 00003/IUSM/1 | B | L and T Sota |  |  | 2003-01-24 |  | L andT | Scan Room |  |  |  | 2004-01-25 | 272950 |  |  |  | 17-12-2010 | Working
167 | MADHAVARAM | Glucometer | 00003/GLMT/1 | C | Glucocare |  |  | 2003-08-24 |  | Associated surgicals | Lab |  |  |  |  | 0 |  |  |  | 17-12-2010 | Condemned | -1
168 | MADHAVARAM | Auto Clave HP Vertical (2 bin) | 00003/ACV2/1 | C |  |  |  | 1993-07-14 |  | Transferred form Vellyur | Ward |  |  |  |  | 0 |  |  |  | 17-12-2010 | Condemned | -1
169 | MADHAVARAM | Auto Clave HP Vertical (2 bin) | 00003/ACV2/2 | C |  |  |  | 1984-01-11 |  |  | To Pothaturpet |  |  |  |  | 0 |  |  |  | 17-12-2010 | Condemned | -1
170 | MADHAVARAM | Shadowless Lamp stand model | 00003/MOLT/1 | B |  |  |  | 1993-07-15 |  |  | OT |  |  |  |  | 0 |  |  |  | 17-12-2010 | Condemned | -1
171 | MADHAVARAM | Suction Apparatus - Electrical | 00003/SAEL/1 | C | [6 empty] | Ward |  |  |  |  | 0 |  |  |  | 17-12-2010 | Condemned | -1
172 | MADHAVARAM | Suction Apparatus - Electrical | 00003/SAEL/2 | C | [6 empty] | Ward |  |  |  |  | 0 |  |  |  | 17-12-2010 | Condemned | -1
173 | MADHAVARAM | Operation Table Hydraulic Major | 00003/TAMA/1 | B2 |  |  |  | 1993-07-22 |  | Transferred form Vellyur | OT |  |  |  |  | 0 |  |  |  | 17-12-2010 | Condemned | -1
174 | MADHAVARAM | Needle destroyer / Syringe Destroyer | 00003/NEED/1 | C | Microsil |  |  | 2003-07-14 |  | Linco Scientific India Ltd. | OP |  |  |  | 2006-07-13 | 2500 |  |  |  | 17-12-2010 | Working
175 | MADHAVARAM | Needle destroyer / Syringe Destroyer | 00003/NEED/2 | C | Microsil |  |  | 2003-07-14 |  | Linco Scientific India Ltd. | Ward |  |  |  | 2006-07-13 | 755 |  |  |  | 17-12-2010 | Working
176 | MADHAVARAM | Needle destroyer / Syringe Destroyer | 00003/NEED/3 | C | Microsil |  |  | 2003-07-14 |  | Linco Scientific India Ltd. | Ward |  |  |  | 2006-07-13 | 755 |  |  |  | 17-12-2010 | Working
177 | MADHAVARAM | Needle destroyer / Syringe Destroyer | 00003/NEED/4 | C | Reprospark | 7632 |  | 2008-07-01 |  | Glo Life Care Equipments | Ward | TNHSP | TNHSP/TNMSC/ENGG/BMWM1/08 dt 08/02/08 |  | 2009-06-30 | 755 |  |  |  | 17-12-2010 | Working
178 | MADHAVARAM | Needle destroyer / Syringe Destroyer | 00003/NEED/5 | C | Reprospark | 7631 |  | 2008-07-01 |  | Glo Life Care Equipments | Ward | TNHSP | TNHSP/TNMSC/ENGG/BMWM1/08 dt 08/02/08 |  | 2009-06-30 | 755 |  |  |  | 17-12-2010 | Not Working
179 | MADHAVARAM | Needle destroyer / Syringe Destroyer | 00003/NEED/6 | C | Reprospark | 7630 |  | 2008-07-01 |  | Glo Life Care Equipments | Ward | TNHSP | TNHSP/TNMSC/ENGG/BMWM1/08 dt 08/02/08 |  | 2009-06-30 | 755 |  |  |  | 17-12-2010 | Working
180 | MADHAVARAM | Needle destroyer / Syringe Destroyer | 00003/NEED/7 | C | Reprospark | 7629 |  | 2008-07-01 |  | Glo Life Care Equipments | Ward | TNHSP | TNHSP/TNMSC/ENGG/BMWM1/08 dt 08/02/08 |  | 2009-06-30 | 755 |  |  |  | 17-12-2010 | Condemned | -1
181 | MADHAVARAM | Needle destroyer / Syringe Destroyer | 00003/NEED/8 | C | Reprospark | 7628 |  | 2008-07-01 |  | Glo Life Care Equipments | Ward | TNHSP | TNHSP/TNMSC/ENGG/BMWM1/08 dt 08/02/08 |  | 2009-06-30 | 755 |  |  |  | 17-12-2010 | Working
182 | MADHAVARAM | Needle destroyer / Syringe Destroyer | 00003/NEED/9 | C | Reprospark | 7627 |  | 2008-07-01 |  | Glo Life Care Equipments | Ward | TNHSP | TNHSP/TNMSC/ENGG/BMWM1/08 dt 08/02/2008 |  | 2009-06-30 | 755 |  |  |  | 17-12-2010 | Working
183 | MADHAVARAM | Printer | 00003/PRINT/1 | C |  |  |  | 2012-04-03 |  | SDK System | office |  |  | 2012-04-03 | 2013-04-02 | 10300 |  |  |  | 26-4-2012 | Working
184 | MADHAVARAM | Diathermy Machine (Electric Cautery) | 00003/SDIA/1 | B |  |  |  | 2009-11-12 |  | Carewell medical system | OT |  |  |  | 2009-11-11 | 26000 |  |  |  | 31-3-2012 | Working
185 | MADHAVARAM | Pulse Oximeter | 00003/SPO2/1 | B2 | 31DT |  |  | 2008-03-21 |  | advanced micronic device ltd | OT |  |  |  | 2009-03-20 | 18000 |  |  |  | 31-3-2012 | Working
186 | MADHAVARAM | ECG machine ordinary | 00003/ECGO/1 | B2 | Cardio Fax |  |  | 2009-02-03 |  | Solocraft Industries | Ward | DMS | 51190/Sandamp;P/1/08 dt 10/11/08 | 2009-02-02 | 2012-02-02 | 27000 |  |  |  | 2011-09-12 | Working
187 | MADHAVARAM | Magnavision Lamp | 00003/MAGL/1 | C |  |  |  | 2011-03-19 |  | JUPITER MANUFACTURE | labour ward |  |  | 2011-03-19 | 2012-03-18 | 4400 |  |  |  | 27-12-2011 | Working
188 | MADHAVARAM | LASER PRINTER | 00003/undefined/1 |  | HL525DN |  |  | 2009-03-03 | BROTHER | LIPI DATA SYSTEMS LTD | COMPUTER ROOM | TNHSP |  | 2009-05-07 | 2010-03-02 | 8500 |  |  |  | 30-11-2011 | Working
189 | MADHAVARAM | Auto Clave HP Vertical (2 bin) | 00003/ACV2/3 | C |  |  |  | 2009-03-04 |  | SOLOCRAFT INDUSTRIES | OP | TNHSP |  |  | 2010-03-03 | 29800 |  |  |  | 30-11-2011 | Working
190 | MADHAVARAM | Auto Clave HP Vertical (2 bin) | 00003/ACV2/5 | C | 16x24 |  |  | 2009-02-24 |  | vishal hospital | ward | DMS |  |  | 2012-02-23 | 16300 |  |  |  | 27-12-2011 | Working
191 | MADHAVARAM | Shadowless Lamp stand model | 00003/MOLT/4 | B |  |  |  | 2009-06-05 |  | GENEREL SURGICAL | OP | DMS |  |  | 2012-06-04 | 5425 |  |  |  | 27-12-2011 | Working
192 | MADHAVARAM | Shadowless Lamp stand model | 00003/MOLT/5 | B |  |  |  | 2009-06-05 |  | GENERAL SURGICAL | labour ward | DMS |  |  | 2012-06-04 | 5425 |  |  |  | 27-12-2011 | Working
193 | MADHAVARAM | Weighing machine infant | 00003/WTMB/1 | C | Infant |  |  | 2000-08-11 |  |  | Ward |  |  |  | 2001-08-10 | 500 |  |  |  | 17-12-2010 | Condemned | -1
194 | MADHAVARAM | Weighing machine adult | 00003/WTMA/1 | C |  |  |  | 2012-02-28 |  | ALAN MEDICAL andamp; LABORATORY | OP | TNHSP |  | 2012-02-28 | 2011-02-27 | 627 |  |  |  | 2012-06-07 | Working
195 | MADHAVARAM | Electri centrifuger | 00003/CENT/1 | C | BDI-152 |  |  | 2012-05-07 |  | SOLOCRAFT | LAB | TNHSP |  |  | 2013-05-07 | 5345 |  |  |  | 2012-07-07 | Working
196 | PALLIPATTU | Foetal Doppler | 00004/FDOP/2 | C | A100H |  |  | 2014-09-19 | AEON TECHNOLOGY (P) LTD | MEDI WAVES INC DELHI |  | TNMSC | 17240/TNMSC/ENGG/2014-15 |  | 2018-05-15 | 4650 |  |  |  | 29-1-2015 | Working
197 | PALLIPATTU | Rotary Shaker | 00004/RMT/1 | C | BDI 149 |  |  | 2014-08-21 | B.D INSTRUMENTAL (INDIA) | SOLAKRAFTS INDUSTRIES CHENNAI |  | TNHSP | AG87R1(1)/2014-2 | 2014-08-29 | 2015-08-20 | 32200 |  |  |  | 29-1-2015 | Working
198 | PALLIPATTU | Semi auto analyser | 00004/SEAA/3 | B2 | AT0801114RBK |  |  | 2015-01-23 | ROBIK PVT L T D | ROBNIK (INDIA) PVT LT D NAVI MUMBAI |  | TNMSC | 10075/TNMSC/ENGG/2013 |  | 2018-01-22 | 44677 |  |  |  | 28-1-2015 | Working
199 | PALLIPATTU | Mannual Colposcope | 00004/CALPM/1 | C | ARI II - 1D |  |  | 2013-03-11 |  | South India Surgical Co. Ltd. | NCD Room | TNHSP | TNHSP/TNMSC/ENGG/AG 30/2011 dt 21/04/2012 |  | 2014-03-10 | 130000 |  |  |  | 2013-01-07 | Transferred | -1
200 | PALLIPATTU | Refrigerator | 00004/REFR/1 | C | 195 (GL 1950ME4) | GL 195CLN 372R0378 |  | 2013-08-30 | LG |  | INJECTION ROOM | OTHERS |  | 2013-09-02 | 2014-08-29 | 13150 |  |  |  | 2013-04-11 | Working
201 | PALLIPATTU | Semi auto analyser | 00004/SEAA/1 | B2 | 1907+ | 19072090 |  | 2012-10-03 |  |  | LAB |  |  |  |  | 0 |  |  |  | 15-11-2013 | Condemned | -1
202 | PALLIPATTU | B.P.apparatus table model | 00004/BPAT/5 | C | DELUXE 35201 |  |  | 2013-09-23 | INDUSTRIAL ELECTRONIC PUNE | SREE VINAYAKA MEDICALS | OP WARD | RCH |  | 2013-09-25 | 2016-03-01 | 2200 |  |  |  | 20-11-2013 | Working
203 | PALLIPATTU | B.P.apparatus table model | 00004/BPAT/6 | C | DELUXE 35201 | 120 AUG.13 |  | 2013-09-24 | INDUSTRIAL ELECTRONIC PUNE | SREE VINAYAKA MEDICALS | OP WARD | RCH |  |  | 2016-03-01 | 2200 |  |  |  | 20-11-2013 | Working
204 | PALLIPATTU | Magnavision Lamp | 00004/MAGL/2 | C |  |  |  | 2011-03-17 |  | Jupeter Manufactering works |  | DRHM | 04R/NRHM/TNMSC/ENGG/2011 DT 12/02/2011 |  | 2014-03-16 | 4400 |  |  |  | 2013-11-12 | Working
205 | PALLIPATTU | Magnavision Lamp | 00004/MAGL/3 | C |  |  |  | 2012-06-27 |  | Solokraft Industries | NCD CLINIC | TNHSP | TNHSP/TNMSC/CB/AG/31/2011 DT19/10/2011 |  | 2013-06-26 | 6987 |  |  |  | 2013-11-12 | Working
206 | PALLIPATTU | Sterilizer Medium (Instrument) | 00004/STMD/1 | C |  |  |  | 2008-10-15 |  | Jupiter Manufacturer Coimbatur |  | TNHSP | TNHMS/TNMSC/ENGG/P3E17/2008 DT 1/08/2008 |  | 2009-10-14 | 1400 |  |  |  | 2013-11-12 | Working
207 | PALLIPATTU | Sterilizer Medium (Instrument) | 00004/STMD/2 | C |  |  |  | 2008-10-15 |  | Jupiter manufacturer coimbatur | Dental op | TNHSP | TNHSP/TNMSC/ENGG P3 E 17/2008 DT 11/08/2008 |  | 2009-10-14 | 1400 |  |  |  | 2013-11-12 | Working
208 | PALLIPATTU | Binocular Mircroscope | 00004/BIMS/3 | B2 | BDI-13A | 22682 |  | 2014-01-09 | B.D.I Instumentation | SOLOKRAFTS INDUSTRIES CHENNAI |  | TNHSP | TNHSP/TNMSC/AG87C/2012 DT 22/10/2013 |  | 2015-01-08 | 18600 |  |  |  | 2014-09-01 | Working
209 | PALLIPATTU | Ultra Sonogram -MOBILE | 00004/IUSM/4 | B |  | 815467 |  | 2014-02-26 |  | SELECTRA LX |  | JDHS |  |  | 2015-02-25 | 400000 |  |  |  | 28-2-2014 | Working
210 | PALLIPATTU | Electric Calorimeter | 00004/CALO/1 | C |  |  |  | 2013-12-19 |  | C.J.Enterprises Arakonam |  | DRHM |  |  | 2014-12-18 | 8000 |  |  |  | 2014-06-02 | Working
211 | PALLIPATTU | Washing Machine | 00004/WASH/1 | B2 | 6515 |  |  | 2012-06-12 | whirpool | LINGSON Enterprises Sholingur | WARD | DRHM |  | 2012-06-12 | 2015-06-11 | 25000 |  |  |  | 23-12-2013 | Working
212 | PALLIPATTU | Foetal Doppler | 00004/FDOP/1 | C |  |  |  | 2013-01-21 |  | SYSTEM Doppler and service chennai-19 | LABOUR WARD |  |  | 2013-01-21 | 2014-01-20 | 5000 |  |  |  | 23-12-2013 | Working
213 | PALLIPATTU | Blood Glucometer | 00004/BGM/1 | C |  |  |  | 2013-02-14 |  | Sri VInayaka MEDICALS Podaturpet | lab | DRHM |  | 2013-02-15 | 2014-02-14 | 960 |  |  |  | 23-12-2013 | Working
214 | PALLIPATTU | Nebuliser Adult | 00004/NEBA/1 | C |  |  |  | 2011-05-12 | OMEGA | FRUTECH (India ) CHENNAI-3 | WARD | DRHM |  | 2011-05-12 | 2014-05-11 | 2652 |  |  |  | 23-12-2013 | Working
215 | PALLIPATTU | Refrigerator | 00004/REFR/2 | C | GL195CL4 | 309NRDB084050 |  | 2013-12-11 | LG | World coolers enterprises |  | DRHM |  | 2013-12-12 | 2015-12-11 | 10000 |  |  |  | 23-12-2013 | Working
216 | PALLIPATTU | Hematology analyser | 00004/HEMA/1 | B1 | xp100 Advance version of kx21 | A3232 |  | 2014-03-04 | Transasia Bio medicals | Transasia Bio- Medicals Ltd Pondicherry - 605004 | Labouratary | DMS | 78217/Sandamp;P/1/2013-6 DT 12/02/2014 | 2014-03-04 | 2017-03-03 | 385319 |  |  |  | 2014-09-03 | Working
217 | PALLIPATTU | Multi Para Monitor | 00004/MPM/1 | B2 | G3D | G3DL60139 |  | 2014-07-11 | Genereal Meditech INc CHINA | Trans Health care India private LTD Chennai-600078 | Labour ward | TNMSC | 17240/TNMSC/ENGG/2014-3 | 2014-07-14 | 2017-07-13 | 60000 |  |  |  | 14-7-2014 | Working
218 | PALLIPATTU | Semi auto analyser | 00004/SEAA/2 | B2 | PRIETEST | AT1371013RBK |  | 2014-03-19 | ROBONIK INDIA PVT LTD | ROBONIK | LABOURATARY | TNMSC | 2350 | 2014-03-19 | 2017-03-18 | 44677 |  |  |  | 20-3-2014 | Working
219 | PALLIPATTU | Water Bath/Ultrasonic Water Bath | 00004/WBAT/1 | C | SM I 143 | SM I-143 |  | 2014-05-20 | Jindal | Instrument pvt Ltd Delhi -92 | lab | TNMSC |  |  | 2017-05-19 | 8262 |  |  |  | 28-6-2014 | Working
220 | PALLIPATTU | Stethoscope | 00004/STES/1 | C | Microtone |  |  | 2014-11-27 | Microtone | Sree vinaya medicals podaturu pet | ward | OTHERS |  |  | 2015-11-26 | 750 |  |  |  | 23-12-2014 | Working
221 | PALLIPATTU | B.P.apparatus table model | 00004/BPAT/1 | C | Box |  |  | 2007-12-17 |  | Rama Agency | Ward | PWF |  |  |  | 0 |  |  |  | 17-12-2010 | Condemned | -1
222 | PALLIPATTU | B.P.apparatus table model | 00004/BPAT/2 | C |  |  |  | 1996-04-22 |  | Eagle Surgicals | OP - 2 Ward - 1 |  |  |  |  | 0 |  |  |  | 17-12-2010 | Condemned | -1
223 | PALLIPATTU | B.P.apparatus table model | 00004/BPAT/3 | C |  |  |  | 1996-04-22 |  | Eagle Surgicals | OP - 2 Ward - 1 |  |  |  |  | 0 |  |  |  | 17-12-2010 | Condemned | -1
224 | PALLIPATTU | B.P.apparatus table model | 00004/BPAT/4 | C |  |  |  | 1996-04-22 |  | Eagle Surgicals | OP - 2 Ward - 1 |  |  |  |  | 0 |  |  |  | 17-12-2010 | Condemned | -1
225 | PALLIPATTU | Infusion pump | 00004/INPM/1 | C | Akas |  |  | 2007-03-28 |  | Aksh Medicals | Store | DMS |  |  | 2010-03-27 | 24400 |  |  |  | 17-12-2010 | Working
226 | PALLIPATTU | Ultra Sonogram -MOBILE | 00004/IUSM/1 | B | F F Sonic |  |  | 1996-06-20 |  | Kody Elcot | Scan Room | IPPV |  |  |  | 0 |  |  |  | 17-12-2010 | Condemned | -1
227 | PALLIPATTU | Ultra Sonogram -MOBILE | 00004/IUSM/2 | B | L and T Sota |  |  | 2003-03-20 |  | L andT | Scan Room | DMS |  |  | 2007-03-20 | 272950 |  |  |  | 17-12-2010 | Working
228 | PALLIPATTU | X-ray Machine 100 mA | 00004/XRY100/1 | B | Siemens 100mA |  |  | 1996-04-20 |  | Siemens India Ltd | X - Ray Room |  |  |  | 1997-04-19 | 100000 |  |  |  | 17-12-2010 | Working
229 | PALLIPATTU | Binocular Mircroscope | 00004/BIMS/1 | B2 | Binocular |  |  |  |  | DTO Poomallee | Lab |  |  |  |  | 0 |  |  |  | 17-12-2010 | To be Condemned | -1
230 | PALLIPATTU | Binocular Mircroscope | 00004/BIMS/2 | B2 | Binocular BD Model |  |  | 2010-04-19 |  |  | Lab | Transfer |  |  | 2011-04-18 | 15000 |  |  |  | 17-12-2010 | Working
231 | PALLIPATTU | Glucometer | 00004/GLMT/1 | C |  |  |  | 2003-08-29 |  | Associated surgicals | Lab | DMS |  |  |  | 0 |  |  |  | 17-12-2010 | Condemned | -1
232 | PALLIPATTU | Glucometer | 00004/GLMT/2 | C |  |  |  | 2003-08-29 |  | Associated surgicals | Lab | DMS |  |  |  | 0 |  |  |  | 17-12-2010 | Condemned | -1
233 | PALLIPATTU | Urine Analyser | 00004/URNA/1 | C |  |  |  | 2009-02-24 |  | Solokrafts Industries | Lab | DMS |  |  | 2012-02-23 | 112000 |  |  |  | 17-12-2010 | Working
234 | PALLIPATTU | Autoclave vertical single bin | 00004/ACV1/1 | C | Mini |  |  | 1995-12-07 |  | JDHS Thiruvallur | OP | Transfer |  |  |  | 11000 |  |  |  | 17-12-2010 | Condemned | -1
235 | PALLIPATTU | Auto Clave HP Vertical (2 bin) | 00004/ACV2/1 | C | Vertical | 00004/ACV2/1 |  | 1996-04-25 |  | Muthumee Surgicals | OP |  |  |  |  | 15000 |  |  |  | 17-12-2010 | Condemned | -1
236 | PALLIPATTU | Shadowless Lamp stand model | 00004/MOLT/1 | B |  |  |  | 2009-05-15 |  | General Surgical company | Store | DMS |  |  | 2012-05-14 | 5425 |  |  |  | 17-12-2010 | Working
237 | PALLIPATTU | Shadowless Lamp stand model | 00004/MOLT/2 | B |  |  |  | 2009-05-15 |  | General Surgical company | Store | DMS |  |  | 2012-05-14 | 5425 |  |  |  | 17-12-2010 | Working
238 | PALLIPATTU | Shadowless Lamp stand model | 00004/MOLT/3 | B |  |  |  | 2009-05-15 |  | General Surgical company | Store | DMS |  |  | 2012-05-14 | 5425 |  |  |  | 17-12-2010 | Working
239 | PALLIPATTU | Shadowless Lamp stand model | 00004/MOLT/4 | B |  |  |  | 2008-08-12 |  | Jupiter Manufacturing Works | Store | TNHSP |  |  | 2009-08-11 | 13749 |  |  |  | 17-12-2010 | Working
240 | PALLIPATTU | Shadowless Lamp stand model | 00004/MOLT/5 | B |  |  |  | 2008-08-12 |  | Jupiter Manufacturing Works | Store | TNHSP |  |  | 2009-08-11 | 13749 |  |  |  | 17-12-2010 | Working
241 | PALLIPATTU | Shadowless Lamp stand model | 00004/MOLT/6 | B |  |  |  | 2008-08-12 |  | Jupiter Manufacturing Works | Store | TNHSP |  |  | 2009-08-11 | 13749 |  |  |  | 17-12-2010 | Working
242 | PALLIPATTU | Shadowless Lamp stand model | 00004/MOLT/7 | B |  |  |  | 2009-03-27 |  | Jupiter Manufacturing Works | Store | DMS |  |  | 2012-03-26 | 13749 |  |  |  | 17-12-2010 | Working
243 | PALLIPATTU | Suction Apparatus - Electrical | 00004/SAEL/1 | C | Electrical |  |  | 1996-04-25 |  | Leading india Lab | Ward |  |  |  |  | 0 |  |  |  | 17-12-2010 | Condemned | -1
244 | PALLIPATTU | Suction Apparatus - Foot operated | 00004/SAFO/1 | B | Foot Type |  |  | 1996-02-27 |  | Saberval Brothers | Ward |  |  |  |  | 0 |  |  |  | 17-12-2010 | Condemned | -1
245 | PALLIPATTU | Diathermy Machine (Electric Cautery) | 00004/SDIA/1 | B |  |  |  | 2007-07-07 |  | Jupiter Manufacturing Works | Store | DMS |  |  | 2010-07-06 | 18000 |  |  |  | 17-12-2010 | Working
246 | PALLIPATTU | Operation Table Hydraulic Major | 00004/TAMA/1 | B2 |  |  |  | 2008-08-12 |  | Jupiter Manufacturing Works | Store | TNHSP |  |  | 2009-08-11 | 55120 |  |  |  | 17-12-2010 | Working
247 | PALLIPATTU | Nebuliser Adult | 00004/NEBA/1 | C | Phoenix |  |  | 1996-03-29 |  | Phoenix Medicals | Ward |  |  |  |  | 0 |  |  |  | 17-12-2010 | Condemned | -1
248 | PALLIPATTU | Nebuliser Adult | 00004/NEBA/2 | C |  |  |  | 1999-05-25 |  | Associated surgicals | Ward |  |  |  |  | 0 |  |  |  | 17-12-2010 | Condemned | -1
249 | PALLIPATTU | Nebuliser Adult | 00004/NEBA/3 | C |  |  |  | 2003-08-29 |  | Associated surgicals | Ward | DMS |  |  | 2007-08-28 | 1200 |  |  |  | 17-12-2010 | Condemned | -1
250 | PALLIPATTU | Needle destroyer / Syringe Destroyer | 00004/NEED/1 | C | Microsil |  |  | 2003-08-29 |  | Linco Scientific India Ltd. | Inj OP | DMS |  |  | 2006-08-28 | 2500 |  |  |  | 17-12-2010 | Working
251 | PALLIPATTU | Needle destroyer / Syringe Destroyer | 00004/NEED/2 | C | Microsil |  |  | 2003-08-29 |  | Linco Scientific India Ltd. | Ward | DMS |  |  | 2006-08-28 | 2500 |  |  |  | 17-12-2010 | Working
252 | PALLIPATTU | Needle destroyer / Syringe Destroyer | 00004/NEED/3 | C | Microsil |  |  | 2003-08-29 |  | Linco Scientific India Ltd. | Lab | DMS |  |  | 2006-08-28 | 2500 |  |  |  | 17-12-2010 | Not Working
253 | PALLIPATTU | Weighing Machine Electronic | 00004/WME/1 | C | Electronic Baby |  |  | 2009-01-23 |  | Suriya Surgical Industries | Ward | DMS |  |  | 2010-01-22 | 10920 |  |  |  | 17-12-2010 | Working
254 | PALLIPATTU | Foetal Monitor | 00004/FAMON/1 | B |  |  |  | 2003-08-29 |  | Associated surgicals | Ward | DMS |  |  |  | 0 |  |  |  | 17-12-2010 | Condemned | -1
255 | PALLIPATTU | Phototherapy Unit | 00004/PHTU/1 | C |  |  |  | 1996-12-03 |  | Bet Medicals | Ward |  |  |  | 1997-12-02 | 5600 |  |  |  | 17-12-2010 | Working
256 | PALLIPATTU | Radiant Warmer | 00004/RAWR/1 | C | Phoenix |  |  | 1996-03-29 |  | Phoenix Medicals | Ward |  |  |  | 1997-03-28 | 15000 |  |  |  | 17-12-2010 | Working
257 | PALLIPATTU | Weighing machine infant | 00004/WTMB/1 | C | Baby |  |  | 2009-02-24 |  | Associated surgicals | Ward | DMS |  |  | 2010-02-23 | 500 |  |  |  | 17-12-2010 | Working
258 | PALLIPATTU | Weighing machine infant | 00004/WTMB/3 | C | Baby |  |  | 2008-10-15 |  | Jupiter Manufacturing Works | Ward | TNHSP |  |  | 2009-10-14 | 563 |  |  |  | 17-12-2010 | Working
259 | PAZHAVARKADU | Computer | 00005/COMP/1 | C |  |  |  | 2013-12-23 | HCL INFOSYSTEMS | HCL INFOSYSTEMS |  | TNHSP |  |  | 2014-12-22 | 15000 |  |  |  | 17-7-2014 | Working
260 | PAZHAVARKADU | Water Bath/Ultrasonic Water Bath | 00005/WBAT/1 | C | SMI - 143 |  |  | 2014-05-21 | Jindal | S.M. Scientific Instruments Pvt. Ltd. | Lab | TNHSP | TNHSP/TNMSC/AG87h(R)/2014 Dt. 10.04.2014 |  | 2015-05-20 | 8262 |  |  |  | 2014-05-09 | Working
261 | PAZHAVARKADU | Multi Para Monitor | 00005/MPM/1 | B2 | G3D | G3DL60191 |  | 2014-07-10 | General Meditech Inc | Trans Health Care India Private Limited | Store | TNMSC | 17240/TNMSC/ENGG/2014-3 | 2014-07-10 | 2017-07-09 | 60000 |  |  |  | 2014-05-09 | Working
262 | PAZHAVARKADU | Semi auto analyser | 00005/SEAA/1 | B2 | Prietest Touch | AT1391013RBK |  | 2014-03-24 | Robonik (India) Pvt. Ltd. | Robonik (India) Pvt. Ltd. | Lab | TNHSP | TNHSP/TNMSC/AG87h/2013 Dt. 31/12/2013 | 2014-03-24 | 2017-03-23 | 49356 |  |  |  | 2014-05-09 | Working
263 | PAZHAVARKADU | Cell Counter | 00005/CELC/1 | B2 | Sysmex | A3234 |  | 2014-02-27 | Supplier Name Transasia Bio_Medicals Ltd. | Transasia Bio_Medicals Ltd. | Lab | DMS | 78217/Sandamp;P/1/2013-5 Dt. 10/02/2014 | 2014-03-07 | 2017-03-06 | 385319 |  |  |  | 2014-05-09 | Working
264 | PAZHAVARKADU | Semi auto analyser | 00005/SEAA/2 | B2 | Prietest Touch | AT0810314RBK |  | 2014-03-24 | Robonik (India) Pvt. Ltd. | Robonik (India) Pvt. Ltd. | Lab | TNMSC | 10072/TNMSC/ENGG/2013 Dt. 05/03/2014 | 2014-03-24 | 2017-03-23 | 48426 |  |  |  | 2014-05-09 | Working
265 | PAZHAVARKADU | B.P.apparatus table model | 00005/BPAT/1 | C | Box |  |  | 2007-11-29 |  |  | Ward |  |  |  | 2008-11-28 | 1000 |  |  |  | 17-12-2010 | Working
266 | PAZHAVARKADU | B.P.apparatus table model | 00005/BPAT/2 | C | Box |  |  | 2007-11-29 |  |  | Ward |  |  |  | 2008-11-28 | 1000 |  |  |  | 17-12-2010 | Working
267 | PAZHAVARKADU | B.P.apparatus table model | 00005/BPAT/3 | C | Box |  |  | 2007-11-29 |  |  | Ward |  |  |  | 2008-11-28 | 1000 |  |  |  | 17-12-2010 | Working
268 | PAZHAVARKADU | B.P.apparatus table model | 00005/BPAT/4 | C |  |  |  | 2004-08-23 |  | From JD Office |  | From JD Office |  |  |  | 0 |  |  |  | 17-12-2010 | Condemned | -1
269 | PAZHAVARKADU | Infusion pump | 00005/INPM/1 | C | Infu 300 UMAA1300 |  |  | 2007-03-30 |  | Akas Medicals | STORE | DMS | 103928/Sandamp;P/1/2006 |  | 2010-03-29 | 25376 |  |  |  | 17-12-2010 | Working
270 | PAZHAVARKADU | Stethoscope | 00005/STES/1 | C | [11 empty] | 0 |  |  |  | 17-12-2010 | Condemned | -1
271 | PAZHAVARKADU | Ultra Sonogram -MOBILE | 00005/IUSM/1 | B | L and T Sota |  |  | 2004-01-21 |  | L andT | Tr out to GH ??? Ponneri | DMS |  |  | 2007-01-20 | 272950 |  |  |  | 17-12-2010 | Working
272 | PAZHAVARKADU | Glucometer | 00005/GLMT/1 | C | Glucocare |  |  | 2003-08-23 |  | Associated surgicals |  | DMS |  |  |  | 0 |  |  |  | 17-12-2010 | Condemned | -1
273 | PAZHAVARKADU | Refrigerator | 00005/REFR/2 | C | Godrej |  |  | 2004-08-23 |  | From JD Office |  | From JD Office |  |  | 2005-08-22 | 8000 |  |  |  | 17-12-2010 | Working
274 | PAZHAVARKADU | Auto Clave HP Vertical (2 bin) | 00005/ACV2/1 | C |  |  |  | 2004-08-23 |  | JD OFFICE |  | From JD Office |  |  |  | 11000 |  |  |  | 17-12-2010 | Condemned | -1
275 | PAZHAVARKADU | Auto Clave HP Vertical (2 bin) | 00005/ACV2/2 | C |  |  |  | 2009-02-18 |  | VISHAL HOSP STE FURN MNFG CO | OT | DMS | 51190/Sandamp;P/1/2008 | 2009-02-18 | 2012-02-17 | 16300 |  |  |  | 17-12-2010 | Working
276 | PAZHAVARKADU | Auto Clave HP Vertical (2 bin) | 00005/ACV2/3 | C | 2 Bin TypeVERTICAL |  |  | 2008-02-22 |  | JUPITER MANUFACT WORKS | OT | TNMSC | TNHSP/TNMSC/P2E11/2007 | 2008-02-22 | 2009-02-21 | 32000 |  |  |  | 17-12-2010 | Working
277 | PAZHAVARKADU | Suction Apparatus - Electrical | 00005/SAEL/3 | C |  |  |  | 2009-02-18 |  | VISHAL HOSPITAL STEEL FURNITURE | MALE WARD | DMS | 51190/Sandamp;P/1/2008-2 |  | 2010-02-17 | 4410 |  |  |  | 17-12-2010 | Working
278 | PAZHAVARKADU | Suction Apparatus - Electrical | 00005/SAEL/4 | C |  |  |  | 2009-02-18 |  | VISHA HOSP MFNG CO | LABOUR WARD | DMS | TNHSP/TNMSC/P3E8/2008 | 2009-02-18 | 2010-02-17 | 3900 |  |  |  | 17-12-2010 | Working
279 | PAZHAVARKADU | Suction Apparatus - Electrical | 00005/SAEL/5 | C |  |  |  | 2009-02-18 |  | VISHA HOSP MFNG CO | FEMALE WARD | DMS | TNHSP/TNMSC/P3E8/08 10-09-08 | 2009-02-18 | 2010-02-17 | 3900 |  |  |  | 17-12-2010 | Working
280 | PAZHAVARKADU | Suction Apparatus - Electrical | 00005/SAEL/6 | C |  |  |  | 2009-02-18 |  | VISHA HOSP STE MNFG CO | MALE WARD | DMS | TNHSP/TNMSC/P3E8/2008 | 2009-02-18 | 2010-02-17 | 3900 |  |  |  | 17-12-2010 | Working
281 | PAZHAVARKADU | Suction Apparatus - Electrical | 00005/SAEL/7 | C |  |  |  | 2009-02-18 |  | VISHAL HOSP STE MNFG CO | OT | DMS | TNHSP/TNMSC/P3E8/2008 10-9-08 | 2009-02-18 | 2010-02-17 | 3900 |  |  |  | 17-12-2010 | Working
282 | PAZHAVARKADU | Diathermy Machine (Electric Cautery) | 00005/SDIA/1 | B |  |  |  | 2008-11-24 | SURYA SURGICAL INDUST | DMS | Store | DMS | DMRHS-51190/Sandamp;P/1/2008 |  | 2011-11-23 | 191984 |  |  |  | 17-12-2010 | Working
283 | PAZHAVARKADU | Alpha Bed with motor | 00005/ABM/1 | C | ORT 123 |  |  | 2007-06-30 |  | Jupiter Manufacturing Works |  | DMS |  |  |  | 6600 |  |  |  | 17-12-2010 | Condemned | -1
284 | PAZHAVARKADU | Computer | 00005/COMP/1 | C | Acer |  |  | 2009-03-28 |  |  | Office | TNHSP |  |  | 2010-03-27 | 15000 |  |  |  | 17-12-2010 | Working
285 | PAZHAVARKADU | Needle destroyer / Syringe Destroyer | 00005/NEED/1 | C | Microsil |  |  | 2003-07-17 |  | Linco Scientific India Ltd. | lab | DMS | 42147/Sandamp;P/1/2003 26/05/2003 | 2003-07-17 | 2004-07-16 | 2444 |  |  |  | 17-12-2010 | Not Working
286 | PAZHAVARKADU | Needle destroyer / Syringe Destroyer | 00005/NEED/2 | C | Reprospark |  |  | 2008-03-07 |  | Glo Life Care | Ward | TNHSP |  |  | 2009-03-06 | 755 |  |  |  | 17-12-2010 | Not Working
287 | PAZHAVARKADU | Needle destroyer / Syringe Destroyer | 00005/NEED/3 | C | Reprospark |  |  | 2008-03-07 |  | Glo Life Care | Ward | TNHSP |  |  | 2009-03-06 | 755 |  |  |  | 17-12-2010 | Working
288 | PAZHAVARKADU | Needle destroyer / Syringe Destroyer | 00005/NEED/4 | C | Reprospark |  |  | 2008-03-07 |  | Glo Life Care | Ward | TNHSP |  |  | 2009-03-06 | 755 |  |  |  | 17-12-2010 | Working
289 | PAZHAVARKADU | Needle destroyer / Syringe Destroyer | 00005/NEED/5 | C | Reprospark |  |  | 2008-03-07 |  | Glo Life Care | Ward | TNHSP |  |  | 2009-03-06 | 755 |  |  |  | 17-12-2010 | Working
290 | PAZHAVARKADU | Needle destroyer / Syringe Destroyer | 00005/NEED/6 | C | Reprospark |  |  | 2008-03-07 |  | Glo Life Care | Store | TNHSP |  |  | 2009-03-06 | 755 |  |  |  | 17-12-2010 | Working
291 | PAZHAVARKADU | Needle destroyer / Syringe Destroyer | 00005/NEED/7 | C | Reprospark |  |  | 2008-03-07 |  | Glo Life Care | Store | TNHSP |  |  | 2009-03-06 | 755 |  |  |  | 17-12-2010 | Condemned | -1
292 | PAZHAVARKADU | Needle destroyer / Syringe Destroyer | 00005/NEED/8 | C | Reprospark |  |  | 2008-03-07 |  | Glo Life Care | Store | TNHSP |  |  | 2009-03-06 | 0 |  |  |  | 17-12-2010 | Condemned | -1
293 | PAZHAVARKADU | Printer | 00005/PRINT/1 | C | Laser |  |  | 2009-06-03 |  |  | Office | TNHSP |  |  | 2010-06-02 | 10000 |  |  |  | 17-12-2010 | Working
294 | PAZHAVARKADU | UPS | 00005/UPS/1 | C |  |  |  | 2009-04-30 |  |  | Office | TNHSP |  |  | 2010-04-29 | 8000 |  |  |  | 17-12-2010 | Working
295 | PAZHAVARKADU | Weighing Machine Electronic | 00005/WME/1 | C | Electronic |  |  | 2009-01-14 |  | Suriya Surgical | Ward | DMS |  |  | 2012-01-13 | 10920 |  |  |  | 17-12-2010 | Working
296 | PAZHAVARKADU | Radiant Warmer | 00005/RAWR/1 | C | OCW/00 | 2912 |  | 2008-08-11 |  | Datex Ohemada | Ward | TNHSP |  | 2008-12-10 | 2009-08-10 | 18000 |  |  |  | 17-12-2010 | Working
297 | PAZHAVARKADU | Weighing machine adult | 00005/WTMA/1 | C | Adult |  |  | 2004-08-23 |  | From JD Office |  | From JD Office |  |  | 2005-08-22 | 500 |  |  |  | 17-12-2010 | Condemned | -1
298 | PAZHAVARKADU | Weighing machine adult | 00005/WTMA/2 | C |  |  |  | 2007-11-29 |  |  | Ward |  |  |  | 2008-11-28 | 500 |  |  |  | 17-12-2010 | Working
299 | PAZHAVARKADU | Sterilizer Medium (Instrument) | 00005/STMD/1 | C |  |  |  | 2008-10-14 | JUBITER MANUFACTURING WORK | TNMSC | LABOUR WARD | TNMSC | TNHSP/TNMSC/ENGG/P3E17/2008 |  | 2009-10-13 | 1400 |  |  |  | 22-9-2012 | Working
300 | PAZHAVARKADU | Magnavision Lamp | 00005/MAGL/1 | C |  |  |  | 2009-10-23 |  | SABERWAL SURGICAL CO (P) LTD | LABOUR andamp; NEONATALAL WARD | TNMSC | 04/NRHM/HSP/TNMSC/2009-MV |  | 2011-10-22 | 3500 |  |  |  | 22-9-2012 | Working
301 | PAZHAVARKADU | Emergency Lamp | 00005/EML/1 | C |  |  |  | 2009-03-14 |  | UNI-PHARM (INDIA) | STORE | TNMSC | 78102/Sandamp;P/1/07/DT -03.02.2009 |  | 2011-03-13 | 1968 |  |  |  | 22-9-2012 | To be Condemned | -1
302 | PAZHAVARKADU | Operation Table Hydraulic Major | 00005/TAMA/2 | B2 |  |  |  | 2007-12-29 | JUPITER MANUFACT WORKS | TNHSP/TNMSC/P2E6/2007 | OT | TNHSP |  | 2007-12-29 | 2008-12-28 | 53000 |  |  |  | 24-9-2012 | Working
303 | PODADDURPET | Mannual Colposcope | 00006/CALPM/1 | C | ARI II-1D |  |  | 2013-03-11 | M/S.Ari Technology(Group) Co.Ltd~ Cina As per tender specification and your bid. | SOUTH INDIA SURGICAL CO.LTD. | NCD ROOM | TNHSP | G H 55 DATE ; 23.04.2012 |  | 2014-03-10 | 136500 |  |  |  | 22-3-2013 | Working
304 | PODADDURPET | Semi auto analyser | 00006/SEAA/1 | B2 | PRIETIEST TOUCH | AT0800314RBK |  | 2014-03-21 |  | ROBONIK (INDA) PVT.LTD. | LABORATARY | TNMSC | REF NO 10072/TNMSC/ENGG/2013 |  | 2015-03-20 | 49356 |  |  |  | 2014-03-10 | Working
305 | PODADDURPET | PH meter | 00006/PHMT/1 | C | RPA-1GRTI0ANPN | SN1253 |  | 2014-05-30 | RLT INSTRUMENTATION | RLT INSTRUMENTATION PVT LTD | LABORATORY | TNMSC | TNHSP/TNMSC/AG87b-2013 -1DATED 28.11.2013. |  | 2015-05-29 | 57353 |  |  |  | 2014-03-10 | Working
306 | PODADDURPET | Cell Counter Electronic (AUTOMATIC) | 00006/CLCN/1 | B | xp-100 advance version of kx21 | A3236 |  | 2014-03-03 | sysmex | Transasia | Gh podaturpet | DMS | 78217/sandamp;p/1/2013-4 | 2014-03-04 | 2017-03-03 | 385319 |  |  |  | 2014-09-10 | Working
307 | PONNERI | Electri centrifuger | 00007/CENT/3 | C |  |  |  | 1996-01-23 |  | Associated Surgicals | Store | DMS |  |  |  | 0 |  |  |  | 17-12-2010 | Condemned | -1
308 | PODADDURPET | Electric Calorimeter | 00006/CALO/1 | C | PRIETIEST EASYLAB | PEL0971213RBK |  | 2014-03-21 |  | ROBONIK(iNDIA) PVT LIMITED | LAB | TNMSC |  |  | 2015-03-20 | 20302 |  |  |  | 2014-09-10 | Working
309 | PODADDURPET | Electric Shaker | 00006/ESH/1 | C | BDI149 | 2014080847 |  | 2014-08-21 | B.D.INSTRUMENTTATION (INDIA) | SOLOKRAFTSX INDUSTRIES | LAB | TNMSC | AG87FC(R)/2104-2 |  | 2015-08-20 | 32200 |  |  |  | 2014-09-10 | Working
310 | PODADDURPET | Water Bath/Ultrasonic Water Bath | 00006/WBAT/1 | C | SMI-143 | SMI-143 |  | 2014-05-20 | JINDAL | S.M SCIENTIFIC INSTRUMENTS | LAB | TNMSC | TNHSP/TNMSC/AG87H(R)/2014 DATED 10/04/2014 |  | 2012-05-19 | 8262 |  |  |  | 2014-09-10 | Working
311 | PODADDURPET | Semi auto analyser | 00006/SEAA/2 | B2 | PRIETIEST TOUCH | AT1381013RBK |  | 2014-02-27 | ROBONIK | ROBONIK INDIA PVT LIMITED | LAB | TNMSC | TNHSP/TNMSC/AG87H/2103 DT.31/12/2013 | 2014-03-19 | 2017-03-18 | 49356 |  |  |  | 2014-09-10 | Working
312 | PODADDURPET | Needle destroyer / Syringe Destroyer | 00006/NEED/1 | C | NIL SHARPS |  |  | 2014-09-24 | ARVS EQUIPMENTS PVT LTD | SOLOKRAFTS INDUSTRIES |  | TNMSC | 20533/ICWM/TNMSC/ENGG/2014-1 DT.23/05/2014 |  | 2017-09-23 | 9756 |  |  |  | 2014-09-10 | Working
313 | PODADDURPET | ECG machine ordinary | 00006/ECGO/1 | B |  |  |  | 2001-08-29 |  | Trans Health Care | S-N |  |  |  |  | 0 |  |  |  | 17-12-2010 | Condemned | -1
314 | PODADDURPET | Mono cular Microscope | 00006/MOMS/1 | C |  |  |  | 2001-02-24 |  | DD TB | L-T |  |  |  |  | 0 |  |  |  | 17-12-2010 | Condemned | -1
315 | PODADDURPET | Auto Clave HP Vertical (2 bin) | 00006/ACV2/4 | C |  |  |  | 2001-01-09 |  | From PHC | S-N |  |  |  |  | 11000 |  |  |  | 17-12-2010 | Condemned | -1
316 | PODADDURPET | Auto Clave HP Vertical (2 bin) | 00006/ACV2/5 | C |  |  |  | 2001-01-24 |  | Tr In from GH - Madavaram | S-N |  |  |  |  | 0 |  |  |  | 17-12-2010 | Condemned | -1
317 | PODADDURPET | Auto Clave HP Vertical (2 bin) | 00006/ACV2/6 | C | Vishal | 6/ACV2/6 |  | 2009-02-17 |  | Vishal Steel Furniture Manu | S-N | TNHSP | 51190/92P/1/2008-10/11/2008 | 2009-02-17 | 2010-02-16 | 16300 |  |  |  | 17-12-2010 | Working
318 | PODADDURPET | Sterilizer Medium (Instrument) | 00006/STMD/4 | C |  |  |  | 2008-07-22 |  | Tr In from GH - Thiruvallur | S-N |  |  |  | 2009-07-21 | 1400 |  |  |  | 17-12-2010 | Working
319 | PODADDURPET | Alpha Bed with motor | 00006/ABM/1 | C |  |  |  | 2007-06-30 |  | Jupiter Manufacturing Works | Store | DMS |  |  |  | 6600 |  |  |  | 17-12-2010 | Condemned | -1
320 | PODADDURPET | Needle destroyer / Syringe Destroyer | 00006/NEED/6 | C | RETROSPARK | 7662 |  | 2008-06-19 |  | Glo Life Care | Store | TNHSP | TNHSP/TNMSC/ENGG/BMWM1/2007-06.11.2007 |  | 2009-06-18 | 755 |  |  |  | 17-12-2010 | Not Working
321 | PODADDURPET | Needle destroyer / Syringe Destroyer | 00006/NEED/7 | C | LINCO | 6/NEED/07 |  | 2003-07-14 |  | Linco Scientific Instruments | S-N | TNHSP |  |  | 2004-07-13 | 2500 |  |  |  | 17-12-2010 | Working
322 | PODADDURPET | Weighing machine adult | 00006/WTMA/1 | C |  |  |  | 2008-09-08 |  | Jupiter Manufacturing Works | S-N |  |  |  | 2009-09-07 | 563 |  |  |  | 17-12-2010 | Working
323 | PODADDURPET | Weighing machine infant | 00006/WTMB/1 | C | Baby |  |  | 2008-10-15 |  | Jupiter Manufacturing Works | OP |  |  |  | 2009-10-14 | 563 |  |  |  | 17-12-2010 | Working
324 | PODADDURPET | Weighing machine infant | 00006/WTMB/2 | C | Baby |  |  | 2008-10-15 |  | Jupiter Manufacturing Works | OP |  |  |  | 2009-10-14 | 563 |  |  |  | 17-12-2010 | Working
325 | PODADDURPET | Weighing machine adult | 00006/WTMA/2 | C | PRESTIGE | 6/WTMA/2 |  | 2011-12-16 | HARDIK MEDITECH | ALAN MEDICALS | L W | TNHSP | TNHSP/TNMSC/ENGG/AG24/2011~ Dt 9.12.2011 | 2011-12-16 | 2012-12-15 | 598 |  |  |  | 23-8-2012 | Working
326 | PONNERI | Nebuliser Adult | 00007/NEBA/5 | C |  |  |  | 2014-12-13 | PHILIPS | DELIGHT SURGICAL | CASULTY | OTHERS |  | 2013-12-13 | 2015-12-12 | 2450 |  |  |  | 23-2-2015 | Working
327 | PONNERI | B.P.apparatus table model | 00007/BPAT/23 | C |  |  |  | 2014-10-14 | DIAMOND | DELIGHT SURGICAL | NCD CLINIC andamp; LABOUR WARD | OTHERS |  | 2014-10-14 | 2015-10-13 | 1950 |  |  |  | 23-2-2015 | Working
328 | PONNERI | Binocular Mircroscope | 00007/BIMS/7 | B2 | BDI-13A |  |  | 2014-01-02 | B.D.I Instrumentation (India) | Solokraft Industries | Lab | TNHSP | TNHSP/TNMSC/AG87c/2013 dt 22/10/2013 | 2014-01-07 | 2015-01-06 | 18600 |  |  |  | 2014-08-10 | Working
329 | PONNERI | ECG machine computerized | 00007/ECGC/3 | B | cardio care 2000(EKG 2000) | ENO400212 |  | 2014-11-19 | BIONET CO LTD | ALPHA MEDICAL SYSTEMS | OPD andamp;CASUALTY | OTHERS |  | 2014-11-19 | 2015-11-18 | 65000 |  |  |  | 23-11-2014 | Working
330 | PONNERI | Pulse Oximeter | 00007/SPO2/6 | B2 | RAD 8 | REF 9190 REF 22042 |  | 2014-12-31 | MASIMO CORPORATION | INDIAN MEDICAL SYSTEM AND TECHNOLOGIES | MAIN STORE | TNMSC | 108 |  | 2019-12-30 | 68950 |  |  |  | 2015-07-01 | Working
331 | PONNERI | Suction Apparatus - Electrical(Hivacuam) | 00007/SAHV/2 | B2 | VISHAL 035 |  |  | 2012-02-27 | Vishal Hospital Furniture mfg p.ltd | Vishal Hospital Furniture mfg.p.ltd | OPD INJ | TNHSP | TNHSP/TNMSC/ENGG/AG73e/2010~DT.22/09/2011 | 2012-02-27 | 2013-02-26 | 4920 |  |  |  | 22-4-2012 | Working
332 | PONNERI | Suction Apparatus - Electrical(Hivacuam) | 00007/SAHV/3 | B2 | VISHAL 035 |  |  | 2012-02-27 | Vishal Hospital Furniture Mfg.p.ltd | Vishal Hospital Furniture Mfg.p.lid | L/W | TNHSP | TNHSP/TNMSC/ENGG/AG73e/2010~22/09/2011 | 2012-02-27 | 2013-02-26 | 4920 |  |  |  | 22-4-2012 | Working
333 | PONNERI | Printer | 00007/PRINT/1 | C | TVSE HD 250 GOLD PRINTER |  |  | 2011-01-11 | HCL iNFOSYSTEMS lTD~PUDUCHERRY | HCL iNFOSYSTEMS LTD~PUDUCHERRY | OPD~MFW~ST~DISP~L/W~OT | TNHSP | TNHSP/ELCOT/ICB/COMP~7/12/2010 | 2011-01-11 | 2012-01-10 | 10638 |  |  |  | 23-4-2012 | Working
334 | PONNERI | Computer | 00007/COMP/1 | C | HCL AA1FO183P | VIDE INVOICE COPY |  | 2011-01-11 | HCL INFOSYSTEMS LTD~PUDUCHERRY | HCL Infosdystems LTDPuducherry | ST~DISP~MFW~OP~OT~L/W~LAB | TNHSP | TNHSP/ELCOT/ICB/COMP~7/12/2010 | 2011-01-11 | 2012-01-10 | 546658 |  |  |  | 24-4-2012 | Working
335 | PONNERI | B.P.apparatus stand model | 00007/BPAS/1 | C | Stand |  |  | 2008-07-12 |  | Jupiter Manufacturing Works | OT | TNHSP |  |  | 2009-07-11 | 1090 |  |  |  | 17-12-2010 | Condemned | -1
336 | PONNERI | B.P.apparatus stand model | 00007/BPAS/2 | C | Stand |  |  | 2008-07-12 |  | Jupiter Manufacturing Works | L W | TNHSP |  |  | 2009-07-11 | 1090 |  |  |  | 17-12-2010 | Condemned | -1
337 | PONNERI | B.P.apparatus stand model | 00007/BPAS/3 | C | Stand |  |  | 2008-07-12 |  | Jupiter Manufacturing Works | Store | TNHSP |  |  | 2009-07-11 | 1090 |  |  |  | 17-12-2010 | Working
338 | PONNERI | B.P.apparatus stand model | 00007/BPAS/4 | C | Stand |  |  | 2008-07-12 |  | Jupiter Manufacturing Works | Store | TNHSP |  |  | 2009-07-11 | 1090 |  |  |  | 17-12-2010 | Working
339 | PONNERI | B.P.apparatus stand model | 00007/BPAS/5 | C | Stand |  |  | 2008-07-12 |  | Jupiter Manufacturing Works | Store | TNHSP |  |  | 2009-07-11 | 1090 |  |  |  | 17-12-2010 | Working
340 | PONNERI | B.P.apparatus table model | 00007/BPAT/1 | C | Box |  |  | 2007-08-23 |  | Alan Medical and Laboratories Products | Sida OP | LP |  |  |  | 0 |  |  |  | 17-12-2010 | Condemned | -1
341 | PONNERI | B.P.apparatus table model | 00007/BPAT/2 | C | Box |  |  | 2007-08-23 |  | Alan Medical and Laboratories Products | L W | LP |  |  |  | 0 |  |  |  | 17-12-2010 | Condemned | -1
342 | PONNERI | B.P.apparatus table model | 00007/BPAT/3 | C | Box |  |  | 2007-03-27 |  | Associated Surgicals | Dental OP | LP |  |  |  | 0 |  |  |  | 17-12-2010 | Condemned | -1
343 | PONNERI | B.P.apparatus table model | 00007/BPAT/4 | C | Box |  |  | 2007-03-27 |  | Associated Surgicals | OT | LP |  |  |  | 0 |  |  |  | 17-12-2010 | Condemned | -1
344 | PONNERI | B.P.apparatus table model | 00007/BPAT/5 | C | Box |  |  | 2007-03-27 |  | Associated Surgicals | OP | LP |  |  |  | 0 |  |  |  | 17-12-2010 | Condemned | -1
345 | PONNERI | B.P.apparatus table model | 00007/BPAT/6 | C | Box |  |  | 2007-03-27 |  | Associated Surgicals | F W | LP |  |  |  | 0 |  |  |  | 17-12-2010 | Condemned | -1
346 | PONNERI | B.P.apparatus table model | 00007/BPAT/7 | C | Box |  |  | 2008-06-24 |  | M C Dalal | OT | LP |  |  |  | 1000 |  |  |  | 17-12-2010 | Condemned | -1
347 | PONNERI | B.P.apparatus table model | 00007/BPAT/8 | C | Box |  |  | 2008-06-24 |  | M C Dalal | OP | LP |  |  |  | 1000 |  |  |  | 17-12-2010 | Condemned | -1
348 | PONNERI | B.P.apparatus table model | 00007/BPAT/9 | C | Box |  |  | 2008-06-24 |  | M C Dalal | F W | LP |  |  |  | 1000 |  |  |  | 17-12-2010 | Condemned | -1
349 | PONNERI | B.P.apparatus table model | 00007/BPAT/10 | C | Box |  |  | 2008-06-24 |  | M C Dalal | L W | LP |  |  |  | 1000 |  |  |  | 17-12-2010 | Condemned | -1
350 | PONNERI | B.P.apparatus table model | 00007/BPAT/11 | C | Box |  |  | 2008-06-24 |  | M C Dalal | Store | LP |  |  |  | 1000 |  |  |  | 17-12-2010 | Condemned | -1
351 | PONNERI | B.P.apparatus table model | 00007/BPAT/12 | C | Box |  |  | 2008-06-24 |  | M C Dalal | Store | LP |  |  |  | 1000 |  |  |  | 17-12-2010 | Condemned | -1
352 | PONNERI | B.P.apparatus table model | 00007/BPAT/13 | C | Box |  |  | 2008-06-24 |  | M C Dalal | Store | LP |  |  |  | 1000 |  |  |  | 17-12-2010 | Condemned | -1
353 | PONNERI | B.P.apparatus table model | 00007/BPAT/14 | C | Box |  |  | 2008-06-24 |  | M C Dalal | Store | LP |  |  |  | 1000 |  |  |  | 17-12-2010 | Condemned | -1
354 | PONNERI | ECG machine ordinary | 00007/ECGO/1 | B |  |  |  | 2009-10-01 |  | Solokraft Industries | Store | SandP |  |  |  | 0 |  |  |  | 17-12-2010 | Condemned | -1
355 | PONNERI | ECG machine ordinary | 00007/ECGO/2 | B | [5 empty] | _ |  | DDHS |  |  |  | 0 |  |  |  | 17-12-2010 | Condemned | -1
356 | PONNERI | Pulse Oximeter | 00007/SPO2/1 | B |  |  |  | 2004-06-02 |  | GH - Pallipet | OT | DMS |  |  |  | 0 |  |  |  | 17-12-2010 | Condemned | -1
357 | PONNERI | Pulse Oximeter | 00007/SPO2/3 | B |  |  |  | 1998-12-14 |  | Trans Health Care India | OT | Transfer |  |  |  | 0 |  |  |  | 17-12-2010 | Condemned | -1
358 | PONNERI | Syringe Pump | 00007/SYRP/1 | B | Samtronic India in. co. Ltd. - ST 6700 | 37838D128 |  | 2010-11-15 |  | Trans Health Care India Pvt. Ltd. |  | RCH |  |  | 2011-11-14 | 25200 |  |  |  | 17-12-2010 | Working
359 | PONNERI | Syringe Pump | 00007/SYRP/2 | B | Samtronic India in. co. Ltd. - ST 6700 | 37822D128 |  | 2010-11-15 |  | Trans Health Care India Pvt. Ltd. |  | RCH |  |  | 2011-11-14 | 25200 |  |  |  | 17-12-2010 | Working
360 | PONNERI | Dental Chair | 00007/DECH/1 | B2 | With Unit |  |  | 2008-05-08 |  | Confident Dental Equipments | Dental OP | TNMSC |  |  | 2011-05-07 | 99200 |  |  |  | 17-12-2010 | Working
361 | PONNERI | Laryngoscope(Adult) | 00007/LAGA/1 | C | Adult |  |  | 2009-03-24 |  | Jupiter Manufacturing Works | OT | SandP |  |  | 2012-03-23 | 3400 |  |  |  | 17-12-2010 | Working
362 | PONNERI | Laproscope Double Puncture | 00007/LDP/1 | C | Dubble |  |  | 2008-06-13 |  | Vishal Hospital and Furniture | OT | DD F W |  |  | 2009-06-12 | 45000 |  |  |  | 17-12-2010 | Working
363 | PONNERI | Operating Microscope(Eye) | 00007/OMS/1 | B |  |  |  | 2001-08-21 |  | GH - Thiruttani | OT | Transfer |  |  |  | 0 |  |  |  | 17-12-2010 | Condemned | -1
364 | PONNERI | Operating Microscope(Eye) | 00007/OMS/2 | B |  |  |  | 2001-04-10 |  | Sri Sankara Health Center | OT | Dotion |  |  |  | 0 |  |  |  | 17-12-2010 | Condemned | -1
365 | PONNERI | Opthalmoscope Indirect | 00007/OPMSI/1 | C |  |  |  | 2009-01-23 |  | Suriya Surgicals | Store | SandP |  |  | 2012-01-22 | 10000 |  |  |  | 17-12-2010 | Working
366 | PONNERI | Slit Lamp | 00007/SLIT/2 | C |  |  |  | 2009-02-28 |  | GH ??? Madavaram | OT | Transfer |  |  | 2010-02-27 | 30000 |  |  |  | 17-12-2010 | Condemned | -1
367 | PONNERI | Ultra Sonogram -MOBILE | 00007/IUSM/1 | B | FF Sonic |  |  | 1996-03-30 |  | Kody Elcot | L W |  |  |  |  | 0 |  |  |  | 17-12-2010 | Condemned | -1
368 | PONNERI | Ultra Sonogram -MOBILE | 00007/IUSM/2 | B |  |  |  | 2009-07-01 |  | GH ??? Policat | Scan Room | Transfer |  |  | 2009-06-30 | 272950 |  |  |  | 17-12-2010 | Working
369 | PONNERI | X-ray Machine 50 mA(Mobile) | 00007/XRY50/1 | B | 50 mA |  |  | 1950-05-23 |  | _ | X - Ray Dept |  |  |  | 1951-05-22 | 50000 |  |  |  | 17-12-2010 | Working
370 | PONNERI | Binocular Mircroscope | 00007/BIMS/1 | B2 | Bino |  |  | 1996-08-13 |  | _ | Lab | DDHS |  |  |  | 0 |  |  |  | 17-12-2010 | Condemned | -1
371 | PONNERI | Binocular Mircroscope | 00007/BIMS/2 | B2 | Bino |  |  | 1998-06-23 |  | Associated Surgicals | Lab | DMS |  |  |  | 0 |  |  |  | 17-12-2010 | Condemned | -1
372 | PONNERI | Binocular Mircroscope | 00007/BIMS/3 | B2 | Bino |  |  | 2001-01-22 |  | Dots TB Center | Lab | Transfer |  |  |  | 0 |  |  |  | 17-12-2010 | Condemned | -1
373 | PONNERI | Binocular Mircroscope | 00007/BIMS/4 | B2 | Bino |  |  | 2009-06-20 |  | Solocraft Industries | Store | TNHSP |  |  | 2010-06-19 | 18786 |  |  |  | 17-12-2010 | Working
374 | PONNERI | Binocular Mircroscope | 00007/BIMS/5 | B2 | Bino |  |  | 2009-06-20 |  | Solocraft Industries | Store | TNHSP |  |  | 2010-06-19 | 18786 |  |  |  | 17-12-2010 | Working
375 | PONNERI | Binocular Mircroscope | 00007/BIMS/6 | B2 | Compond |  |  | 2002-12-14 |  | Associated Surgicals | BSC | DMS |  |  |  | 0 |  |  |  | 17-12-2010 | Condemned | -1
376 | PONNERI | Blood Bank Refrigerator | 00007/BLDR/1 | B | Remi BR - 40 |  |  | 1999-01-12 |  | Remi Instruments | GH - Thiruvallur | DMS |  |  | 2000-01-11 | 50000 |  |  |  | 17-12-2010 | Working
377 | PONNERI | Blood Bank Refrigerator | 00007/BLDR/2 | B |  |  |  | 2009-05-22 |  | GH ??? Arakom | B B | Transfer |  |  | 2010-05-21 | 50000 |  |  |  | 17-12-2010 | Working
378 | PONNERI | Electri centrifuger | 00007/CENT/1 | C | 8 Bucket |  |  | 2009-06-20 |  | Solocraft Industries | Store | TNHSP |  |  | 2010-06-19 | 5000 |  |  |  | 17-12-2010 | Working
379 | PONNERI | Electri centrifuger | 00007/CENT/2 | C |  |  |  | 2009-09-29 |  | Associated Surgicals | BB | DMS |  |  | 2010-09-28 | 5000 |  |  |  | 17-12-2010 | Working
380 | PONNERI | Distilled water stills | 00007/DWSL/1 | C |  |  |  | 1998-05-23 |  | Gu Enterprices | Store | DMS |  |  | 2001-05-23 |  |  |  |  | 17-12-2010 | Condemned | -1
381 | PONNERI | Glucometer | 00007/GLMT/1 | C |  |  |  | 2003-08-16 |  | Associated Surgicals | Store |  |  |  |  | 0 |  |  |  | 17-12-2010 | Condemned | -1
382 | PONNERI | Glucometer | 00007/GLMT/2 | C |  |  |  | 2003-08-16 |  | Associated Surgicals | Store |  |  |  |  | 0 |  |  |  | 17-12-2010 | Condemned | -1
383 | PONNERI | Hot Air oven | 00007/HAOV/1 | C |  |  |  | 2009-06-20 |  | Solocraft Industries | Store | TNHSP |  |  | 2010-06-19 | 11953 |  |  |  | 17-12-2010 | Working
384 | PONNERI | Ice Lined Refrigerator | 00007/ILREF/1 | C | MK - 142 |  |  |  |  | _ |  | DMS |  |  |  | 0 |  |  |  | 17-12-2010 | Condemned | -1
385 | PONNERI | Lab Incubator | 00007/INCU/1 | C |  |  |  | 1998-11-23 |  | MC Dalal Agencies | Store | DMS |  |  |  | 0 |  |  |  | 17-12-2010 | Condemned | -1
386 | PONNERI | Lab Incubator | 00007/INCU/2 | C |  |  |  | 1999-08-03 |  | MC Dalal Agencies | Store | DMS |  |  |  | 0 |  |  |  | 17-12-2010 | Condemned | -1
387 | PONNERI | Lab Incubator | 00007/INCU/3 | C |  |  |  | 2009-06-20 |  | Solocraft Industries | Store | TNHSP |  |  | 2010-06-19 | 11953 |  |  |  | 17-12-2010 | Working
388 | PONNERI | Refrigerator | 00007/REFR/1 | C | 175 Lts |  |  | 2005-06-11 |  | Vasanth and Co | ICTC |  |  |  | 2006-06-10 | 8000 |  |  |  | 17-12-2010 | Working
389 | PONNERI | Refrigerator | 00007/REFR/4 | C |  |  |  | 2009-03-25 |  | From Lab | Store | Transfer |  |  |  | 0 |  |  |  | 17-12-2010 | Condemned | -1
390 | PONNERI | Semi auto analyser | 00007/SEAA/1 | B2 |  |  |  | 1999-04-01 |  | Ranboxy Lab | GH - Uthukottai | DMS |  |  |  | 0 |  |  |  | 17-12-2010 | Condemned | -1
391 | PONNERI | Semi auto analyser | 00007/SEAA/2 | B2 |  |  |  | 2009-04-24 |  | Robonic India Pvt. Ltd | LAB | TNHSP |  |  |  | 0 |  |  |  | 17-12-2010 | Transferred to GH - Madavaram | -1
392 | PONNERI | Semi auto analyser | 00007/SEAA/4 | B2 | RX - 50 | TN10J010 |  | 2010-10-14 |  | Microlab Instruments |  |  |  |  | 2011-10-13 | 44400 |  |  |  | 17-12-2010 | Working
393 | PONNERI | Urine Analyser | 00007/URNA/1 | C |  |  |  | 2009-02-03 |  | Solokraft Industries | Store | SandP |  |  | 2012-02-02 | 112000 |  |  |  | 17-12-2010 | Working
394 | PONNERI | Urine Analyser | 00007/URNA/2 | C |  |  |  | 2009-02-03 |  | Solokraft Industries | LAB | SandP |  |  | 2012-02-02 | 112000 |  |  |  | 17-12-2010 | Working
395 | PONNERI | Rotor / Shaker | 00007/VDRL/1 | C |  |  |  | 2001-03-20 |  | Remi Motors Pvt. Ltd. | Store | DMS |  |  | 2004-03-19 | 5000 |  |  |  | 17-12-2010 | Working
396 | PONNERI | Water bath | 00007/WBAT/1 | C |  |  |  | 1997-04-11 |  |  | Store | DDHS |  |  |  | 0 |  |  |  | 17-12-2010 | Condemned | -1
397 | PONNERI | Water bath | 00007/WBAT/2 | C |  |  |  | 1999-08-09 |  | Dalal Agencies | Store | DMS |  |  |  | 0 |  |  |  | 17-12-2010 | Condemned | -1
398 | PONNERI | Autoclave vertical single bin | 00007/ACV1/1 | C | 1 Bin Vertical |  |  | 2008-05-03 |  | Jupiter Manufacturing Works | L W | TNHSP |  |  | 2009-05-02 | 21000 |  |  |  | 17-12-2010 | Working
399 | PONNERI | Autoclave vertical single bin | 00007/ACV1/2 | C | 1 Bin Vertical |  |  | 2008-05-03 |  | Jupiter Manufacturing Works | OP | TNHSP |  |  | 2009-05-02 | 21000 |  |  |  | 17-12-2010 | Working
400 | PONNERI | Autoclave vertical single bin | 00007/ACV1/3 | C | 11x9 |  |  | 2009-02-03 |  | Solokraft Industries | Store | SandP |  |  | 2012-02-02 | 18500 |  |  |  | 17-12-2010 | Working
401 | PONNERI | Autoclave vertical single bin | 00007/ACV1/4 | C | 12 x 20 |  |  | 2000-07-28 |  | Alan Medical and Laboratories Products | OT | DMS |  |  |  | 0 |  |  |  | 17-12-2010 | Condemned | -1
402 | PONNERI | Auto Clave HP Vertical (2 bin) | 00007/ACV2/1 | C | 16x24 |  |  | 2009-02-17 |  | Vishal Hospital and Furniture | Store | SandP |  |  | 2012-02-16 | 16300 |  |  |  | 17-12-2010 | Working
403 | PONNERI | Auto Clave HP Vertical (2 bin) | 00007/ACV2/2 | C | 2 Bin Vertical |  |  | 2008-02-03 |  | Jupiter Manufacturing Works | OT | TNHSP |  |  | 2009-02-02 | 32000 |  |  |  | 17-12-2010 | Working
404 | PONNERI | Auto Clave HP Vertical (2 bin) | 00007/ACV2/3 | C | 2 Bin Vertical |  |  | 2008-02-03 |  | Jupiter Manufacturing Works | Store | TNHSP |  |  | 2009-02-02 | 32000 |  |  |  | 17-12-2010 | Working
405 | PONNERI | Auto Clave HP Vertical (2 bin) | 00007/ACV2/4 | C | 2 Bin Vertical |  |  | 2008-02-03 |  | Jupiter Manufacturing Works | Store | TNHSP |  |  | 2009-02-02 | 32000 |  |  |  | 17-12-2010 | Working
406 | PONNERI | Auto Clave HP Vertical (2 bin) | 00007/ACV2/5 | C | 2 Bin Vertical |  |  | 2008-02-03 |  | Jupiter Manufacturing Works | Store | TNHSP |  |  | 2009-02-02 | 32000 |  |  |  | 17-12-2010 | Working
407 | PONNERI | Auto Clave HP Vertical (2 bin) | 00007/ACV2/6 | C | 2 Bin Vertical |  |  | 2008-02-03 |  | Jupiter Manufacturing Works | Store | TNHSP |  |  | 2009-02-02 | 32000 |  |  |  | 17-12-2010 | Working
408 | PONNERI | Auto Clave HP Vertical (2 bin) | 00007/ACV2/7 | C | 2 Bin Vertical |  |  | 2009-02-03 |  | Solokraft Industries | Store | TNHSP |  |  | 2012-02-02 | 29800 |  |  |  | 17-12-2010 | Working
409 | PONNERI | Auto Clave HP Vertical (2 bin) | 00007/ACV2/8 | C | 2 Bin Vertical |  |  | 2009-02-03 |  | Solokraft Industries | Store | TNHSP |  |  | 2012-02-02 | 29800 |  |  |  | 17-12-2010 | Working
410 | PONNERI | Auto Clave HP Vertical (2 bin) | 00007/ACV2/9 | C | 2 Bin Vertical |  |  | 2009-02-03 |  | Solokraft Industries | Store | TNHSP |  |  | 2012-02-02 | 29800 |  |  |  | 17-12-2010 | Working
411 | PONNERI | Auto Clave HP Vertical (2 bin) | 00007/ACV2/10 | C | 2 Bin Vertical |  |  | 2009-02-03 |  | Solokraft Industries | Store | TNHSP |  |  | 2012-02-02 | 29800 |  |  |  | 17-12-2010 | Working
412 | PONNERI | Auto Clave HP Vertical (2 bin) | 00007/ACV2/11 | C |  |  |  | 1998-06-23 |  | Associated Surgicals | OP | DMS |  |  |  | 0 |  |  |  | 17-12-2010 | Condemned | -1
413 | PONNERI | Focus lamp Ordinary | 00007/FOLP/1 | C |  |  |  | 1997-05-16 |  | General Surgicals | Cond. Store | DMS |  |  |  | 0 |  |  |  | 17-12-2010 | Condemned | -1
414 | PONNERI | Shadowless Lamp stand model | 00007/MOLT/1 | B |  |  |  | 2009-03-24 |  | Jupiter Manufacturing Works | OT | SandP |  |  | 2012-03-23 | 13749 |  |  |  | 17-12-2010 | Working
415 | PONNERI | Shadowless Lamp stand model | 00007/MOLT/2 | B |  |  |  | 2009-03-27 |  | Jupiter Manufacturing Works | Store | SandP |  |  | 2012-03-26 | 13749 |  |  |  | 17-12-2010 | Working
416 | PONNERI | Shadowless Lamp stand model | 00007/MOLT/3 | B | MOBILE 18" STAND MODEL | 00007/MOLT/3 |  | 2008-02-09 |  | Jupiter Manufacturing Works | OT | TNHSP | TNHSP/TNMSC/P2E17/2007/30.10.2007 | 2008-02-09 | 2009-02-08 | 13749 |  |  |  | 17-12-2010 | Working
417 | PONNERI | Shadowless Lamp stand model | 00007/MOLT/9 | B |  |  |  | 2008-07-12 |  | Jupiter Manufacturing Works | Store | TNHSP |  |  | 2009-07-11 | 13749 |  |  |  | 17-12-2010 | Working
418 | PONNERI | Suction Apparatus - Electrical | 00007/SAEL/8 | C | Cabnet |  |  | 2009-02-17 |  | Vishal Hospital and Furniture | Store | SandP |  |  | 2012-02-16 | 5500 |  |  |  | 17-12-2010 | Working
419 | PONNERI | Suction Apparatus - Electrical | 00007/SAEL/9 | C | Cabnet |  |  | 2009-02-17 |  | Vishal Hospital and Furniture | Store | SandP |  |  | 2012-02-16 | 5500 |  |  |  | 17-12-2010 | Working
420 | PONNERI | Suction Apparatus - Electrical | 00007/SAEL/10 | C | Cabnet |  |  | 2009-02-17 |  | Vishal Hospital and Furniture | Store | SandP |  |  | 2012-02-16 | 5500 |  |  |  | 17-12-2010 | Working
421 | PONNERI | Suction Apparatus - Electrical | 00007/SAEL/11 | C | Cabnet |  |  | 2009-02-17 |  | Vishal Hospital and Furniture | Store | SandP |  |  | 2012-02-16 | 5500 |  |  |  | 17-12-2010 | Working
422 | PONNERI | Suction Apparatus - Electrical | 00007/SAEL/12 | C | Cabnet |  |  | 2009-02-17 |  | Vishal Hospital and Furniture | Store | SandP |  |  | 2012-02-16 | 5500 |  |  |  | 17-12-2010 | Working
423 | PONNERI | Suction Apparatus - Electrical | 00007/SAEL/13 | C | Cabnet |  |  | 2009-02-17 |  | Vishal Hospital and Furniture | Store | SandP |  |  | 2012-02-16 | 5500 |  |  |  | 17-12-2010 | Working
424 | PONNERI | Suction Apparatus - Electrical | 00007/SAEL/14 | C |  |  |  | 2009-03-24 |  | Jupiter Manufacturing Works | Store | SandP |  |  | 2012-03-22 | 5500 |  |  |  | 17-12-2010 | Working
425 | PONNERI | Suction Apparatus - Electrical | 00007/SAEL/15 | C |  |  |  | 2006-10-08 |  | Vishal Hospital and Furniture | OT | HMF |  |  |  | 5500 |  |  |  | 17-12-2010 | Condemned | -1
426 | PONNERI | Suction Apparatus - Electrical | 00007/SAEL/16 | C |  |  |  | 2009-02-17 |  | Vishal Hospital and Furniture | F W | TNHSP |  |  | 2010-02-16 | 5500 |  |  |  | 17-12-2010 | Working
427 | PONNERI | Suction Apparatus - Electrical | 00007/SAEL/17 | C |  |  |  | 2009-02-17 |  | Vishal Hospital and Furniture | Store | TNHSP |  |  | 2010-02-16 | 5500 |  |  |  | 17-12-2010 | Working
428 | PONNERI | Suction Apparatus - Electrical | 00007/SAEL/18 | C |  |  |  | 2009-02-17 |  | Vishal Hospital and Furniture | Store | TNHSP |  |  | 2010-02-16 | 5500 |  |  |  | 17-12-2010 | Working
429 | PONNERI | Suction Apparatus - Electrical | 00007/SAEL/19 | C |  |  |  | 2009-02-17 |  | Vishal Hospital and Furniture | Store | TNHSP |  |  | 2010-02-16 | 5500 |  |  |  | 17-12-2010 | Working
430 | PONNERI | Suction Apparatus - Electrical | 00007/SAEL/20 | C |  |  |  | 2009-02-17 |  | Vishal Hospital and Furniture | Store | TNHSP |  |  | 2010-02-16 | 5500 |  |  |  | 17-12-2010 | Working
431 | PONNERI | Suction Apparatus - Electrical | 00007/SAEL/21 | C |  |  |  | 2009-02-17 |  | Vishal Hospital and Furniture | Store | TNHSP |  |  | 2010-02-16 | 5500 |  |  |  | 17-12-2010 | Working
432 | PONNERI | Suction Apparatus - Electrical | 00007/SAEL/22 | C |  |  |  | 2009-02-17 |  | Vishal Hospital and Furniture | Store | TNHSP |  |  | 2010-02-16 | 5500 |  |  |  | 17-12-2010 | Working
433 | PONNERI | Suction Apparatus - Electrical | 00007/SAEL/23 | C |  |  |  | 2009-02-17 |  | Vishal Hospital and Furniture | Store | TNHSP |  |  | 2010-02-16 | 5500 |  |  |  | 17-12-2010 | Working
434 | PONNERI | Suction Apparatus - Electrical(Hivacuam) | 00007/SAHV/1 | B | Surgical Aspirator Vacuum Set |  |  | 2009-05-18 |  | General Surgicals | Store | SandP |  |  | 2012-05-17 | 5500 |  |  |  | 17-12-2010 | Working
435 | PONNERI | Sterilizer Medium (Instrument) | 00007/STMD/1 | C | 16x9 |  |  | 2008-04-17 |  | Suriya Surgicals | OT | TNHSP |  |  |  | 0 |  |  |  | 17-12-2010 | Condemned | -1
436 | PONNERI | Steriliser Small (Instruments) | 00007/STSL/1 | C | 12x9 |  |  | 2008-04-17 |  | Suriya Surgicals | Store | TNHSP |  |  |  | 0 |  |  |  | 17-12-2010 | Condemned | -1
437 | PONNERI | Steriliser Small (Instruments) | 00007/STSL/2 | C | 12x9 |  |  | 2008-04-17 |  | Suriya Surgicals | Store | TNHSP |  |  |  | 0 |  |  |  | 17-12-2010 | Condemned | -1
438 | PONNERI | Steriliser Small (Instruments) | 00007/STSL/3 | C | 12x9 |  |  | 2008-04-17 |  | Suriya Surgicals | Store | TNHSP |  |  |  | 0 |  |  |  | 17-12-2010 | Condemned | -1
439 | PONNERI | Steriliser Small (Instruments) | 00007/STSL/4 | C | 12x9 |  |  | 2008-04-17 |  | Suriya Surgicals | Store | TNHSP |  |  |  | 0 |  |  |  | 17-12-2010 | Condemned | -1
440 | PONNERI | Steriliser Small (Instruments) | 00007/STSL/5 | C |  |  |  | 2008-10-14 |  | Jupiter Manufacturing Works | Dental OP | TNHSP |  |  |  | 0 |  |  |  | 17-12-2010 | Condemned | -1
441 | PONNERI | Steriliser Small (Instruments) | 00007/STSL/6 | C |  |  |  | 2008-10-14 |  | Jupiter Manufacturing Works | OT | TNHSP |  |  |  | 0 |  |  |  | 17-12-2010 | Condemned | -1
442 | PONNERI | Steriliser Small (Instruments) | 00007/STSL/7 | C |  |  |  | 2008-10-14 |  | Jupiter Manufacturing Works | Store | TNHSP |  |  |  | 0 |  |  |  | 17-12-2010 | Condemned | -1
443 | PONNERI | Steriliser Small (Instruments) | 00007/STSL/8 | C |  |  |  | 2008-10-14 |  | Jupiter Manufacturing Works | Store | TNHSP |  |  |  | 0 |  |  |  | 17-12-2010 | Condemned | -1
444 | PONNERI | Operation Table Hydraulic Major | 00007/TAMA/1 | B2 |  |  |  | 1997-05-15 |  | General Surgicals | OT | TNMSC |  |  | 1996-05-14 | 50000 |  |  |  | 17-12-2010 | Working
445 | PONNERI | Operating table Orthopedic | 00007/TAOR/1 | B | with Ortho Attachement |  |  | 2009-03-20 |  | Vibash | OT | SandP |  |  | 2012-03-19 | 50000 |  |  |  | 17-12-2010 | Working
446 | PONNERI | Alpha Bed with motor | 00007/ABM/1 | C |  |  |  | 2001-08-09 |  | Associated Surgicals | M W | DMS |  |  |  | 5000 |  |  |  | 17-12-2010 | Condemned | -1
447 | PONNERI | Alpha Bed with motor | 00007/ABM/2 | C |  |  |  | 2003-08-16 |  | Associated Surgicals | Store | DMS |  |  |  | 7760 |  |  |  | 17-12-2010 | Condemned | -1
448 | PONNERI | Alpha Bed with motor | 00007/ABM/3 | C |  |  |  | 2003-08-16 |  | Associated Surgicals | Store | DMS |  |  |  | 7760 |  |  |  | 17-12-2010 | Condemned | -1
449 | PONNERI | Generator | 00007/GEN/2 | C | [5 empty] | Honda | [5 empty] | 2 |  |  |  | 17-12-2010 | Condemned | -1
450 | PONNERI | Generator | 00007/GEN/3 | C | [5 empty] | Yamaha | [5 empty] | 0 |  |  |  | 17-12-2010 | Condemned | -1
451 | PONNERI | Nebuliser Adult | 00007/NEBA/1 | C |  |  |  | 1995-05-25 |  | Associated Surgicals | OT | DMS |  |  |  | 0 |  |  |  | 17-12-2010 | Condemned | -1
452 | PONNERI | Needle destroyer / Syringe Destroyer | 00007/NEED/1 | C |  |  |  | 2008-02-07 |  | Glo Life Care Equipments | OP | TNHSP |  |  | 2009-02-06 | 755 |  |  |  | 17-12-2010 | Working
453 | PONNERI | Needle destroyer / Syringe Destroyer | 00007/NEED/2 | C |  |  |  | 2008-02-07 |  | Glo Life Care Equipments | M W | TNHSP |  |  | 2009-02-06 | 755 |  |  |  | 17-12-2010 | Working
454 | PONNERI | Needle destroyer / Syringe Destroyer | 00007/NEED/3 | C |  |  |  | 2008-02-07 |  | Glo Life Care Equipments | Dental OP | TNHSP |  |  | 2009-02-06 | 755 |  |  |  | 17-12-2010 | Working
455 | PONNERI | Needle destroyer / Syringe Destroyer | 00007/NEED/4 | C |  |  |  | 2008-02-07 |  | Glo Life Care Equipments | OT | TNHSP |  |  | 2009-02-06 | 755 |  |  |  | 17-12-2010 | Working
456 | PONNERI | Needle destroyer / Syringe Destroyer | 00007/NEED/5 | C |  |  |  | 2008-02-07 |  | Glo Life Care Equipments | LAB | TNHSP |  |  |  | 0 |  |  |  | 17-12-2010 | Condemned | -1
457 | PONNERI | Needle destroyer / Syringe Destroyer | 00007/NEED/6 | C |  |  |  | 2008-02-07 |  | Glo Life Care Equipments | Store | TNHSP |  |  |  | 0 |  |  |  | 17-12-2010 | Condemned | -1
458 | PONNERI | Needle destroyer / Syringe Destroyer | 00007/NEED/7 | C |  |  |  | 2005-06-04 |  | Linco Scientific Instruments | ICTC |  |  |  |  | 0 |  |  |  | 17-12-2010 | Condemned | -1
459 | PONNERI | Weighing Machine Electronic | 00007/WME/1 | C | Electronic |  |  | 2009-01-21 |  | Suriya Surgicals | L W | SandP |  |  | 2010-01-20 | 10920 |  |  |  | 17-12-2010 | Working
460 | PONNERI | Weighing Machine Electronic | 00007/WME/2 | C | Electronic |  |  | 2009-01-21 |  | Suriya Surgicals | Store | SandP |  |  | 2010-01-20 | 10920 |  |  |  | 17-12-2010 | Working
461 | PONNERI | Formaline dispenser | 00007/FORD/1 | C |  |  |  | 2003-11-12 |  | South India Surgicals | OT | DMS |  |  | 2004-11-11 | 2500 |  |  |  | 17-12-2010 | Working
462 | PONNERI | Boyles apparatus with out Circle Abosrber | 00007/BAOCA/1 | B |  |  |  | 1997-03-27 |  | BOC India Ltd. | OT |  |  |  | 1998-04-26 | 162354 |  |  |  | 17-12-2010 | Working
463 | PONNERI | Boyles apparatus with out Circle Abosrber | 00007/BAOCA/2 | B |  |  |  | 2008-11-14 |  | Solokraft Industries | OT | TNHSP |  |  | 2009-11-13 | 82000 |  |  |  | 17-12-2010 | Working
464 | POONAMALLEE | Computer | 00008/COMP/1 | C | [5 empty] | Lipi Data System Ltd | Office | TNHSP |  |  | 2010-02-24 | 15000 |  |  |  | 17-12-2010 | Working
465 | PONNERI | Nebuliser Adult | 00007/NEBA/3 | C | NEW LIFE |  |  | 2012-02-27 | Vishal Hospital mfg.P.Ltd | Vishal Hospital mfg.P.Ltd | ST-1~M/W-1 | TNHSP | p/TNMSC/ENGG/AG73e/2010~22/09/2011 | 2012-02-27 | 2013-02-26 | 1300 |  |  |  | 24-4-2012 | Working
466 | PONNERI | Nebuliser Adult | 00007/NEBA/4 | C | NEW LIFE |  |  | 2012-02-27 | Vishal Hospital Mfg.P.Ltd | Vishal Hospital Mfg.P.Ltd | Store-1 | TNHSP | TNHSP/TNMSC/ENGGAG73e/2010~22/09/2011 | 2012-02-27 | 2013-02-26 | 1300 |  |  |  | 24-4-2012 | Working
467 | PONNERI | Focus lamp Ordinary | 00007/FOLP/3 | C |  |  |  | 2011-01-08 |  | General Surgical Co. (I) Pvt. Ltd. | L W | RCH | RCH-II/TNMSC/ENGG/4538/2010-2 dt 06/10/10 | 2011-01-10 | 2012-01-07 | 4750 |  |  |  | 16-9-2011 | Working
468 | PONNERI | Focus lamp Ordinary | 00007/FOLP/4 | C |  |  |  | 2011-01-08 |  | General Surgical Co(I) P Ltd | Eye OT | RCH | RCH-II/TNMSC/ENGG/4538/2010-2 DT-6/10/2010 | 2011-01-10 | 2012-01-07 | 4750 |  |  |  | 16-9-2011 | Working
469 | PONNERI | Focus lamp Ordinary | 00007/FOLP/5 | C |  |  |  | 2011-01-08 |  | General Surgical co (I) P Ltd | Store | RCH | RCH-II/TNMSC/ENGG/4538/2010-2 DT 6/10/2010 | 2011-01-10 | 2012-01-09 | 4750 |  |  |  | 16-9-2011 | Working
470 | PONNERI | Laryngoscope fibreoptic ENT | 00007/LYFO/1 | B2 |  |  |  | 2010-12-20 |  | South India Surgical Co Ltd | Store | RCH | RCH-II/TNMSC/ENGG/4538/2010-7 DT 6/10/2010 |  | 2011-12-19 | 2400 |  |  |  | 16-9-2011 | Working
471 | PONNERI | Laryngoscope fibreoptic ENT | 00007/LYFO/2 | B2 |  |  |  | 2010-12-20 |  | South India Surgical Co LTD | Store | RCH | RCH-II/TNMSC/ENGG/4538/2010-7 DT 6/10/2010 |  | 2011-12-19 | 2400 |  |  |  | 16-9-2011 | Working
472 | PONNERI | Weighing Machine Electronic | 00007/WME/1 | C |  |  |  | 2011-01-13 |  | Jupiter Mfg wORKS | Store | RCH | RCH-II/TNMSC/ENGG/4538/2010-3 dt 6/10/2010 |  | 2012-01-12 | 2300 |  |  |  | 16-9-2011 | Working
473 | PONNERI | Haemoglobinometer | 00007/HBMT/1 | C |  |  |  | 2011-09-07 | B.D.Instrumentation (India) | Solokrafts Industries | Lab | RCH | RCH-II/TNMSC/ENGG/4538/2010-6 dt 6/10/2010 | 2011-09-07 | 2013-09-06 | 4300 |  |  |  | 16-9-2011 | Working
474 | PONNERI | Haemoglobinometer | 00007/HBMT/2 | C |  |  |  | 2011-09-07 | B.D. Instrumentation (India) | Solokrafts Industries | Lab | RCH | RCH-II//ENGG/4538/2010-6 dt 6/10/2010 | 2011-09-07 | 2013-09-06 | 4300 |  |  |  | 16-9-2011 | Working
475 | PONNERI | Haemoglobinometer | 00007/HBMT/3 | C |  |  |  | 2011-09-07 | B.D. Instrumentation India | Solokrafts Industries | Store | RCH | RCH-II/TNMSC/ENGG/4538/2010-6 dt 6/10/2010 | 2011-09-07 | 2013-09-06 | 4300 |  |  |  | 16-9-2011 | Working
476 | PONNERI | Haemoglobinometer | 00007/HBMT/4 | C |  |  |  | 2011-09-07 | B.D.Instrumentation (India) | Solokrafts Industries | Store | RCH | RCH-II/TNMSC/ENGG/4538/2010-6 dt 6/10/2010 | 2011-09-07 | 2013-09-06 | 4300 |  |  |  | 16-9-2011 | Working
477 | PONNERI | Weighing Machine Electronic | 00007/WME/2 | C |  |  |  | 2011-01-13 |  | Jupiter Mfg works | Store | RCH | RCH-II/TNMSC/ENGG/4538/2010-3 DT 6/10/2010 | 2011-01-13 | 2012-01-12 | 2300 |  |  |  | 17-9-2011 | Working
478 | PONNERI | Electric Calorimeter | 00007/CALO/1 | C | Model No 1000 |  |  | 2011-03-18 | Advance Scientific andamp; Surgical Co | Jupiter Mfg Works | Lab | RCH | RCH-II/TNMSC/ENGG/4538/2010-5 DT 6/10/2010 | 2011-03-18 | 2012-03-17 | 5300 |  |  |  | 17-9-2011 | Working
479 | PONNERI | Magnavision Lamp | 00007/MAGL/1 | C |  |  |  | 2011-03-18 |  | Jupiter Mfg Works | Store | DRHM | 04R/NRHM/TNMSC/ENGG/2011 DT 12/2/2011 | 2011-03-18 | 2012-03-17 | 4400 |  |  |  | 17-9-2011 | Working
480 | PONNERI | Nebuliser Adult | 00007/NEBA/1 | C |  |  |  | 2011-05-24 |  | British Pharma | Female Ward |  |  |  | 2012-05-23 | 1800 |  |  |  | 17-9-2011 | Working
481 | PONNERI | Nebuliser Adult | 00007/NEBA/2 | C |  |  |  | 2011-05-25 |  | British Pharma | Labour Ward |  |  |  | 2012-05-24 | 1800 |  |  |  | 17-9-2011 | Working
482 | PONNERI | Defibrillator with Monitor | 00007/DEFI/2 | B2 |  | 39777379 |  | 2011-09-20 |  | MIITI Electronics P Ltd~Pondicherry | Store | TNHSP | TNHSP/TNMSC/ENGG/AG736/2010~ Dt 26/04/2011 | 2011-09-20 | 2012-09-19 | 200000 |  |  |  | 2011-03-10 | Working
483 | PONNERI | Cardiac Monitor | 00007/EBSM/2 | C |  | 1109004 |  | 2011-09-20 |  | MITI Electronics P Ltd Pondicherry | Store | TNHSP | TNHSP/TNMSC/ENGG/AG736/2010 Dt 26/04/2011 | 2011-09-20 | 2012-09-19 | 30000 |  |  |  | 2011-03-10 | Working
484 | PONNERI | Cardiac Monitor | 00007/EBSM/3 | C |  | 1109005 |  | 2011-09-20 |  | MIITI Electronics Pltd Pondicherry | Store | TNHSP | TNHSP/TNMSC/ENGG/AG736/2010~ Dt 26/04/2011 | 2011-09-20 | 2012-09-19 | 30000 |  |  |  | 2011-03-10 | Working
485 | PONNERI | ECG machine computerized | 00007/ECGC/2 | B | CARDIPA 400 | C400111223 |  | 2011-09-20 |  | Miti Electronics P Ltd Pondicherry | Casuality | TNHSP | TNHSP/TNMSC/ENGG/AG736/2010 Dt 26/04/2011 | 2011-09-20 | 2012-09-19 | 40000 |  |  |  | 2011-03-10 | Working
486 | PONNERI | Pulse Oximeter with NIB.P | 00007/POBP/1 | B2 | MD200A |  |  | 2011-05-09 | Beijing Choice Electronic | Trans Healthcare India P Ltd~ Chennai | Store | TNHSP | TNHSP/TNMSC/ENGG/AG73d/2010 Dt 1/3/2011 | 2011-05-09 | 2012-05-08 | 13950 |  |  |  | 2011-03-10 | Working
487 | PONNERI | Pulse Oximeter with NIB.P | 00007/POBP/2 | B2 |  |  |  | 2011-05-09 |  | Trans Healthcare India P Ltd Chennai | Store | TNHSP | TNHSP/TNMSC/ENGG/AG73d/2010~Dt 1/3/2011 | 2011-05-09 | 2012-05-08 | 13950 |  |  |  | 2011-03-10 | Working
488 | PONNERI | Pulse Oximeter | 00007/SPO2/4 | B2 | MD200A |  |  | 2011-05-09 | Beijing Choice Electronic | Trans Healthcare P Ltd Chennai | LW | TNHSP | TNHSP/TNMSC/ENGG/AG73d/2010 Dt 1/3/2011 | 2011-05-09 | 2012-05-08 | 13950 |  |  |  | 2011-03-10 | Working
489 | PONNERI | Pulse Oximeter | 00007/SPO2/5 | B2 | MD200A |  |  | 2011-05-09 | Beijing Choice Electronic | Trans Healthcare India PLtd | OT | TNHSP | TNHSP/TNMSC/ENGG/AG73d/2010 Dt1/3/2011 | 2011-05-09 | 2012-05-08 | 13950 |  |  |  | 2011-03-10 | Working
490 | PONNERI | Weighing Machine-Suspension | 00007/WEIM/1 | C | Prestige Model- AIWA |  |  | 2012-02-09 | HARDIK MEDI TECH~delhi 110009 | Alan Medical andamp;Laboratory Products | store | TNHSP | TNHSP/TNMSC/ENGG/AG24/2011~9.12.2011 | 2012-02-09 | 2014-02-08 | 598 |  |  | Alan Medical andamp; Laboratory Products | 2012-12-02 | Working
491 | PONNERI | Infusion Pump/Infusion Syringe Pump/Insulin Syringe Pump | 00007/INPM/5 | C |  | MP1ALH276 |  | 2011-11-03 | Schiller Healthcare India P Ltd | Schiller Health Care India P Ltd | Poison Treatment Center | TNHSP | TNHSP/TNMSC/AG16/2010 Dt 1/7/2011 | 2012-02-17 | 2013-02-16 | 25900 |  |  | Schiller Health Care India P Ltd | 30-11-2011 | Working
492 | PONNERI | Infusion Pump/Infusion Syringe Pump/Insulin Syringe Pump | 00007/INPM/6 | C | ST6000 |  |  | 2011-08-17 |  | Transhealthcare Pltd | Store | TNHSP | TNHSP/TNMSC/AG15/2011~ 1.7.2011 | 2011-08-17 | 2012-08-16 | 25200 |  |  |  | 30-11-2011 | Working
493 | PONNERI | Ventilators (Adult) | 00007/VENA/1 | B2 | LTV1000 | A48793 |  | 2011-06-14 | Carefusion Inc USA | Transhealthcare India p.ltd | OT | TNHSP | TNHSP/TNMSC/ENGG/AG73a/2010~25.4.11 | 2011-06-14 | 2012-06-13 | 420300 |  |  |  | 30-11-2011 | Not Working
494 | PONNERI | Ultra Sonogram -MOBILE | 00007/IUSM/3 | B | SONATA | 3S6350 |  | 2011-03-19 | Landamp;T | GH.Pallipattu Landamp;T | LW | OTHERS |  | 2011-03-19 | 2005-03-18 | 272950 |  |  |  | 30-11-2011 | Not Working
495 | PONNERI | Laryngoscope(Adult) | 00007/LAGA/1 | C |  |  |  | 2011-01-13 |  | Jupiter Mfg Works | Store | RCH | RCH-II/TNMSC/ENGG/4538/2010-3~6.10.2010 |  | 2012-01-12 | 801 |  |  |  | 30-11-2011 | Working
496 | PONNERI | Laryngoscope(Adult) | 00007/LAGA/2 | C |  |  |  | 2011-01-13 |  | Jupiter Mfg.Works~Coimbatore | Store | RCH | RCH-II/TNMSC/ENGG/4538/2010-3~6.10.2010 | 2011-01-13 | 2012-01-12 | 801 |  |  |  | 30-11-2011 | Working
497 | PONNERI | B.P.apparatus stand model | 00007/BPAS/6 | C |  |  |  | 2011-04-11 |  | Jayem Enterprises~Ambattur | Store | RCH | RCH-II/TNMSC/ENGG/4538/2011~10.2.2011 | 2011-04-11 | 2012-04-10 | 6240 |  |  |  | 30-11-2011 | Working
498 | PONNERI | B.P.apparatus stand model | 00007/BPAS/7 | C |  |  |  | 2011-04-11 |  | Jayam Enterprises~ Ambattur | Store | RCH | RCH-II/TNMSC/ENGG/4538/2011~10.2.2011 | 2011-04-11 | 2012-04-10 | 6240 |  |  |  | 30-11-2011 | Working
499 | PONNERI | B.P.apparatus stand model | 00007/BPAS/8 | C |  |  |  | 2011-04-11 |  | Jayem Enterprises~Ambattur | Store | RCH | RCH-II/TNMSC/ENGG/4538/2011~10.2.2011 | 2011-04-11 | 2012-04-10 | 6240 |  |  |  | 30-11-2011 | Working
500 | PONNERI | B.P.apparatus stand model | 00007/BPAS/9 | C |  |  |  | 2011-04-11 |  | Jayem Enterprises~Ambattur | Store | RCH | RCH-II/TNMSC/ENGG/4538/2011~10.2.2011 | 2011-04-11 | 2012-04-10 | 6240 |  |  |  | 30-11-2011 | Not Working
501 | PONNERI | Foetal Monitor | 00007/FAMON/1 | B |  |  |  | 2003-08-16 |  | Associated Surgicals | L W |  |  |  |  | 0 |  |  |  | 17-12-2010 | Condemned | -1
502 | PONNERI | Phototherapy Unit | 00007/PHTU/3 | C |  |  |  | 1996-03-08 |  | Bet Medicals | L W |  |  |  | 1997-03-07 | 5600 |  |  |  | 17-12-2010 | Condemned | -1
503 | PONNERI | Radiant Warmer | 00007/RAWR/3 | C | Open Care OCW ??? 100 |  |  | 2008-09-12 |  | Datex Ohemada | L W | TNHSP |  |  | 2009-09-11 | 18000 |  |  |  | 17-12-2010 | Working
504 | PONNERI | Radiant Warmer | 00007/RAWR/4 | C | Open Care OCW ??? 100 |  |  | 2008-09-12 |  | Datex Ohemada | L W | TNHSP |  |  | 2009-09-11 | 18000 |  |  |  | 17-12-2010 | Working
505 | PONNERI | Radiant Warmer | 00007/RAWR/5 | C | Phoenix |  |  | 1996-03-25 |  | Phoenix Medical Systems | L W |  |  |  |  | 0 |  |  |  | 17-12-2010 | Condemned | -1
506 | POONAMALLEE | Operation Table Ordinary Paediatric | 00008/TAPE/1 | B2 |  |  |  | 2009-03-19 |  | VIBAS Coimbatore Surgical Pvt Ltd | O T | DMS |  |  | 2010-03-18 | 164268 |  |  |  | 17-11-2010 | Working
507 | POONAMALLEE | Lab Incubator | 00008/INCU/1 | C |  |  |  | 2009-07-02 |  | SOLOKRAFTS INDERSTRIES | STORE | TNHSP | TNHSPTNMSEICBP3E2?9 28.01.09 |  | 2010-07-03 | 11953 |  |  |  | 17-11-2010 | Working
508 | POONAMALLEE | Hot Air oven | 00008/HAOV/1 | C |  |  |  | 2009-07-02 |  | Solo Krafts Industries | STORE | TNHSP | TNHSP/TNMSC/ICB/ P3E2/2009 28/01/2009 |  | 2010-02-06 | 11953 |  |  |  | 17-11-2010 | Working
509 | POONAMALLEE | Suction Apparatus - Electrical | 00008/SAEL/1 | C |  |  |  | 2002-01-18 |  | GPHC Porur | Op |  |  |  |  | 5500 |  |  |  | 17-12-2010 | Condemned | -1
510 | POONAMALLEE | Suction Apparatus - Electrical | 00008/SAEL/3 | C |  |  |  | 2009-02-16 |  | Vishal Hospital Steel Furnituring co | O T |  |  |  | 2010-02-15 | 5500 |  |  |  | 17-12-2010 | Working
511 | POONAMALLEE | Suction Apparatus - Electrical | 00008/SAEL/2 | C |  |  |  | 2009-02-16 |  | Vishal Hospital Steel Furniture Manufacturing Co | Op | TNHSP |  |  | 2010-02-15 | 5500 |  |  |  | 17-12-2010 | Working
512 | POONAMALLEE | Suction Apparatus - Electrical | 00008/SAEL/4 | C |  |  |  | 2002-01-18 |  | GPHC Porur | OP |  |  |  |  | 5500 |  |  |  | 17-12-2010 | Condemned | -1
513 | POONAMALLEE | Printer | 00008/PRINT/1 | C |  |  |  | 2009-02-24 |  | Lipi Data Sky Ltd | Office | TNHSP | TNHSP/TNMSC/P1H7/2009 |  | 2010-02-23 | 10000 |  |  |  | 2012-04-01 | Working
514 | POONAMALLEE | Laryngoscope(Adult) | 00008/LAGA/1 | C |  |  |  | 2002-03-08 |  | MSO Thiruvallur | OT | OTHERS |  |  |  | 0 |  |  |  | 27-8-2011 | Condemned | -1
515 | POONAMALLEE | Autoclave Mini | 00008/AUTM/2 | B | 12" x 12" |  |  | 2007-03-09 |  | MC Dalal | STD clinic | OTHERS |  |  | 2008-03-08 | 12000 |  |  |  | 27-8-2011 | Working
516 | POONAMALLEE | Auto Clave HP Vertical (2 bin) | 00008/ACV2/1 | C | 16"x21" |  |  | 2009-02-16 |  | Vishal Hospitals | Ward | DMS | DMS/51190/Sandamp;P/1/2008 Dt. 10/11/2008 |  | 2012-02-15 | 16300 |  |  |  | 27-8-2011 | Working
517 | POONAMALLEE | Glucometer | 00008/GLMT/1 | C |  | 260042725 |  | 2003-09-22 |  | DMS | Lab | DMS | 45036/Sandamp;P/1/2003 DT 12/6/2003 |  |  | 3200 |  |  |  | 27-8-2011 | Condemned | -1
518 | POONAMALLEE | Glucometer | 00008/GLMT/2 | C |  | 260042729 |  | 2003-09-22 |  | DMS | Lab | DMS | 45036/sps/1/2003 Dt 12/6/2003 |  |  | 3200 |  |  |  | 27-8-2011 | Condemned | -1
519 | POONAMALLEE | Electricity Generator | 00008/ELG/1 | B2 | KE15 |  |  | 2013-08-30 | KOHLER INDIA CORPORATION PVTLTD | TNMSC | INSIDE THE GH | TNMSC |  |  | 2016-08-29 | 200000 |  |  |  | 2013-03-10 | Working
520 | POONAMALLEE | Phototherapy Unit | 00008/PHTU/1 | C | NEOTECH | 612513 |  | 2013-09-24 |  |  | OT | JDHS |  | 2013-09-24 | 2014-09-23 | 10670 |  |  |  | 2013-03-10 | Working
521 | POONAMALLEE | Infant Warmer / Neonatal Warmer/Infant Open Care system | 00008/IFW/1 | B2 | NEO TECH | 1011001637 |  | 2013-09-19 |  |  | OT | JDHS |  |  | 2014-09-18 | 17000 |  |  |  | 2013-03-10 | Working
522 | POONAMALLEE | Binocular Mircroscope | 00008/BIMS/3 | B2 | BDI-13A |  |  | 2014-01-07 | M/S B.D.I. Instrumentation (INDIA) | SOLOKRAFTS INDUSTRIES | Store | TNMSC |  |  | 2015-01-06 | 19530 |  |  |  | 17-1-2014 | Working
523 | POONAMALLEE | UPS | 00008/UPS/2 | C | OL-10K-120~Battery Make-Amaron Quanta~Model-12AL-12V/130 Ah 21 nos |  |  |  |  | JR Communicationsandamp;Power Controls Pvt.Ltd. | OT building |  |  |  | 2010-04-29 | 8000 |  |  |  | 17-1-2014 | Working
524 | POONAMALLEE | Binocular Mircroscope | 00008/BIMS/4 | B2 | BDI-13A | 22690 |  | 2014-01-07 | Solokrafts Industries | Solokrafts Industries | store | TNHSP | TNHSP/TNMSC/AG87c/2013 DT 22/10/2013 | 2014-04-10 | 2015-04-09 | 18600 |  |  |  | 28-6-2014 | Working
525 | POONAMALLEE | Diathermy Machine (Electric Cautery) | 00008/SDIA/3 | B | LITE MODEL |  |  | 2014-06-17 | JBS mediitec India(P)Ltd..~ | JBS mediitec India(p)Ltd...~ | OT | TNMSC | 17240/TNMSC/ENGG/2014-2 | 2014-06-17 | 2015-06-16 | 218000 |  |  |  | 2014-05-07 | Working
526 | POONAMALLEE | Diathermy Machine (Electric Cautery) | 00008/SDIA/2 | B | ELSY - 360M+ LITE |  |  | 2014-06-17 |  | JBSmediitec INDIA (p) lTD.~ | OT | TNMSC | 17240/TNMSC/ENGG/2014-2 DT 16/05/2014 | 2014-06-17 | 2017-06-16 | 218000 |  |  |  | 28-6-2014 | Working
527 | POONAMALLEE | Water Bath/Ultrasonic Water Bath | 00008/WBAT/1 | C | SMI I-143~ |  |  | 2014-05-20 | S.M.Scientific Instruments Pvt.Ltd. | S.M.Scientific Instruments Pvt.Ltd. | STORE | TNHSP |  |  | 2015-05-19 | 8262 |  |  |  | 2014-05-07 | Working
528 | POONAMALLEE | ECG machine computerized | 00008/ECGC/1 | B | Computerised SE 300 | SE300B2A020893870 |  | 2008-11-20 |  | Madras Surgicals | op | TNHSP | TNHSP/TNMSC/P3E5/2006 29/08/2008 |  | 2009-11-19 | 47580 |  |  |  | 2012-04-01 | Working
529 | POONAMALLEE | UPS | 00008/UPS/1 | C |  |  |  | 2009-05-12 |  | R K Tech Hard andamp;Soft | Office | TNHSP | TTNHSP/TNMSC/P1H1/2009 Dt 22/01/2009 |  | 2010-05-11 | 8000 |  |  |  | 2012-04-01 | Working
530 | POONAMALLEE | B.P.apparatus stand model | 00008/BPAS/1 | C | Stand |  |  | 2003-07-22 |  | Applo Surgical Industries | OT | OTHERS |  |  |  | 1750 |  |  |  | 17-12-2010 | Condemned | -1
531 | POONAMALLEE | B.P.apparatus table model | 00008/BPAT/1 | C | Box |  |  | 2003-07-22 |  | Applo Surgical Industries | OP | OTHERS |  |  | 2004-07-21 | 750 |  |  |  | 17-12-2010 | Condemned | -1
532 | POONAMALLEE | Infusion pump | 00008/INPM/1 | C |  |  |  | 2007-03-17 |  | Akas Medicals | Store | DMS | 103928/ s/p/1/2006 07/03/2007 |  | 2008-03-16 | 24400 |  |  |  | 17-12-2010 | Working
533 | POONAMALLEE | Dental Chair | 00008/DECH/1 | B2 | Fully Automatic |  |  | 2007-12-15 |  | Confident Dental Equipments | Dental OP | TNMSC |  |  | 2010-12-14 | 99200 |  |  |  | 17-12-2010 | Working
534 | POONAMALLEE | Laryngoscope(Adult) | 00008/LAGA/1 | C |  |  |  | 2003-08-06 |  | GH Thiruvallur | OT | Transfer |  |  |  | 0 |  |  |  | 17-12-2010 | Condemned | -1
535 | POONAMALLEE | Ultra Sonogram -MOBILE | 00008/IUSM/1 | B |  |  |  | 2004-10-01 |  | Larsen and Toubro Limited | Scan Room | DMS |  |  | 2007-09-12 | 272950 |  |  |  | 17-12-2010 | Working
536 | POONAMALLEE | Mono cular Microscope | 00008/MOMS/1 | C | Light |  |  | 2007-11-04 |  | SS Chemicals | STD | TNSACS |  |  | 2008-11-03 | 12500 |  |  |  | 17-12-2010 | Working
537 | POONAMALLEE | Refrigerator | 00008/REFR/1 | C |  |  |  | 2005-12-13 |  | Magaveer Jewelers | OP | Doted |  |  | 2006-12-12 | 8000 |  |  |  | 17-12-2010 | Working
538 | POONAMALLEE | Rotor / Shaker | 00008/VDRL/1 | C |  |  |  | 2007-02-28 |  | Karthic Deepty Agency | STD | TNSACS |  |  | 2008-02-27 | 5000 |  |  |  | 17-12-2010 | Working
539 | POONAMALLEE | Bowl Steriliser - big | 00008/BSBG/1 | C | 24"x20"x20" |  |  | 2002-03-20 |  | GH Thiruvallur | OT | DDFW |  |  | 2003-03-19 | 10000 |  |  |  | 17-12-2010 | Working
540 | POONAMALLEE | Focus lamp Ordinary | 00008/FOLP/1 | C |  |  |  | 2007-01-24 |  | Solocraft industries | STD | TNSACS |  |  | 2008-01-23 | 1490 |  |  |  | 17-12-2010 | Working
541 | POONAMALLEE | Focus lamp Ordinary | 00008/FOLP/2 | C |  |  |  | 2007-01-24 |  | Solocraft industries | STD | TNSACS |  |  | 2008-01-23 | 1490 |  |  |  | 17-12-2010 | Working
542 | POONAMALLEE | Shadowless Lamp stand model | 00008/MOLT/1 | B |  |  |  | 2002-03-20 |  | DDFW Thiruvallur | OT | DDFW |  |  | 2005-03-19 | 5425 |  |  |  | 17-12-2010 | Working
543 | POONAMALLEE | Shadowless Lamp stand model | 00008/MOLT/2 | B |  |  |  | 2002-01-18 |  | PHC Porur | OT | Transfer |  |  | 2005-01-19 | 5425 |  |  |  | 17-12-2010 | Working
544 | POONAMALLEE | Diathermy Machine (Electric Cautery) | 00008/SDIA/1 | B |  |  |  | 2007-04-17 |  | Solocraft industries | STD | TNSACS | RE503/TANSACS/TNMSC/SRH/2006 DT 20/02/2007 |  | 2007-04-16 | 19500 |  |  |  | 17-12-2010 | Working
545 | POONAMALLEE | Alpha Bed with motor | 00008/ABM/1 | C | ORT-123 |  |  | 2007-06-28 | JUPITER | Jupiter Manufacturing Works | Store | DMS |  |  | 2008-06-27 | 6600 |  |  |  | 17-12-2010 | Condemned | -1
546 | POONAMALLEE | Alpha Bed with motor | 00008/ABM/2 | C | DYNA | 28444 |  | 2003-09-24 | DYNA CARE USA | DMS | Ward | DMS | 45036 /SPS/1/2003 DT 12/06/03 |  | 2004-09-23 | 7760 |  |  |  | 17-12-2010 | Condemned | -1
547 | POONAMALLEE | Alpha Bed with motor | 00008/ABM/3 | C | DYNA | 28445 |  | 2003-09-24 | DYNA CASE USA |  | Store | DMS | 45036 / SPS /1/2003 DT 12/06/2003 | 2003-09-26 | 2004-09-23 | 7760 |  |  |  | 17-12-2010 | Condemned | -1
548 | POONAMALLEE | Nebuliser Adult | 00008/NEBA/1 | C |  |  |  | 1999-05-28 |  | Associated Surgicals | OP | DMS |  |  |  | 0 |  |  |  | 17-12-2010 | Condemned | -1
549 | POONAMALLEE | Nebuliser Adult | 00008/NEBA/2 | C |  |  |  | 2003-09-22 |  | Associated Surgicals | Store | DMRHS |  |  |  | 0 |  |  |  | 17-12-2010 | Condemned | -1
550 | POONAMALLEE | Needle destroyer / Syringe Destroyer | 00008/NEED/1 | C |  |  |  | 2008-05-30 |  | Glo Life Care Equipments | Store | TNHSP |  |  |  | 0 |  |  |  | 17-12-2010 | Condemned | -1
551 | POONAMALLEE | Needle destroyer / Syringe Destroyer | 00008/NEED/2 | C |  |  |  | 2008-05-30 |  | Glo Life Care Equipments | Store | TNHSP |  |  |  | 0 |  |  |  | 17-12-2010 | Condemned | -1
552 | POONAMALLEE | Needle destroyer / Syringe Destroyer | 00008/NEED/3 | C |  |  |  | 2008-05-30 |  | Glo Life Care Equipments | Store | TNHSP |  |  | 2009-05-29 | 755 |  |  |  | 17-12-2010 | Working
553 | POONAMALLEE | Needle destroyer / Syringe Destroyer | 00008/NEED/4 | C |  |  |  | 2008-05-30 |  | Glo Life Care Equipments | Store | TNHSP |  |  | 2009-05-29 | 755 |  |  |  | 17-12-2010 | Working
554 | POONAMALLEE | Needle destroyer / Syringe Destroyer | 00008/NEED/5 | C |  |  |  | 2008-05-30 |  | Glo Life Care Equipments | Store | TNHSP |  |  | 2009-05-29 | 755 |  |  |  | 17-12-2010 | Working
555 | POONAMALLEE | Needle destroyer / Syringe Destroyer | 00008/NEED/6 | C |  |  |  | 2008-05-30 |  | Glo Life Care Equipments | Store | TNHSP |  |  | 2009-05-29 | 755 |  |  |  | 17-12-2010 | Not Working
556 | POONAMALLEE | Needle destroyer / Syringe Destroyer | 00008/NEED/7 | C |  |  |  | 2003-06-18 |  | Linco Scientific India Ltd. | OP | DMRHS |  |  | 2006-06-17 | 755 |  |  |  | 17-12-2010 | Not Working
557 | POONAMALLEE | Needle destroyer / Syringe Destroyer | 00008/NEED/8 | C |  |  |  | 2003-06-18 |  | Linco Scientific India Ltd. | Store | DMRHS |  |  |  | 0 |  |  |  | 17-12-2010 | Condemned | -1
558 | POONAMALLEE | Needle destroyer / Syringe Destroyer | 00008/NEED/9 | C |  |  |  | 2003-06-18 |  | Linco Scientific India Ltd. | Store | DMRHS |  |  |  | 0 |  |  |  | 17-12-2010 | Condemned | -1
559 | POONAMALLEE | Formaline dispenser | 00008/FORD/1 | C |  |  |  | 2003-11-13 |  | South India Surgicals andamp; Co Ltd. | OT | DMS | 49216/sps/1/2003 25/06/2003 |  | 2004-11-10 | 2500 |  |  |  | 17-12-2010 | Working
560 | POONAMALLEE | Formaline dispenser | 00008/FORD/2 | C |  |  |  | 2007-08-14 |  | Vibash | Store | TNHSP |  |  | 2008-08-13 | 2500 |  |  |  | 17-12-2010 | Working
561 | POONAMALLEE | Computer | 00008/COMP/1 | C |  |  |  | 2009-04-03 |  | LIPI Data System Ltd | Office | TNHSP | TNHSP/TNMSC/P1H1/2009 Dt 22/01/2009 |  | 2010-04-02 | 15000 |  |  |  | 2012-04-01 | Working
562 | POONAMALLEE | Boyles apparatus with out Circle Abosrber | 00008/BAOCA/1 | B |  |  |  | 2002-01-04 |  | GH Thiruvallur | OT | Transfer |  |  | 2003-01-03 | 11000 |  |  |  | 17-12-2010 | Working
563 | POONAMALLEE | Cassettes X.ray | 00008/XRCA/1 | C |  |  |  | 2010-12-04 |  | Allengers Medi Systems | Xray Room | TNHSP |  | 2008-07-26 | 2011-12-03 | 1000 |  |  |  | 17-12-2010 | Working
564 | POONAMALLEE | Weighing Machine-Suspension | 00008/WEIM/2 | C |  |  |  | 2008-08-19 |  | Jupiter Manufacturing works | OP | TNHSP | TNHSP/ENGG/BMWM8/2008 |  | 2009-08-18 | 563 |  |  |  | 2012-04-01 | Working
565 | POONAMALLEE | Magnavision Lamp | 00008/MAGL/1 | C | Medi Tech |  |  | 2009-10-07 |  | Sabarval Surgicals | Store | OTHERS | NRHM /HSP/ TNMSC /2009 MVDT 29/06/06 |  | 2010-09-07 | 3500 |  |  |  | 24-1-2012 | Working
566 | POONAMALLEE | Head light (ordinary) (Boyle Davis) | 00008/HDLT/1 | C |  |  |  | 2011-04-12 |  | Apollo Surgicals Instruments | Casuality | OTHERS |  | 2011-04-12 | 2012-04-11 | 5000 |  |  |  | 24-1-2012 | Working
567 | POONAMALLEE | B.P.apparatus table model | 00008/BPAT/1 | C | Box |  |  | 2003-07-22 |  | Applo Surgical Industries | OP | OTHERS |  |  | 2004-07-21 | 750 |  |  |  | 17-12-2010 | Condemned | -1
568 | POONAMALLEE | Magnavision Lamp | 00008/MAGL/2 | C |  |  |  | 2011-03-19 |  | Jupiter Manufacturing Works | Store | OTHERS | 04/NRHM /TNMSC/ENGG/2011/DT 12/12/11 |  | 2012-03-18 | 4400 |  |  |  | 24-1-2012 | Working
569 | POONAMALLEE | Radiant Warmer | 00008/RAWR/1 | C | OCW 100 |  |  | 2008-11-07 | phoenix | Datex Ohmeda | ward |  |  |  | 2009-11-06 | 18000 |  |  |  | 2012-04-01 | Working
570 | POONAMALLEE | Weighing Machine Electronic | 00008/WME/2 | C |  |  |  | 2010-07-16 |  | Surya surgicals Industries | Std Clinic | DMS | 51190/Sandamp;P/1/2008 DT 10/11/2008 |  | 2010-07-15 | 500 |  |  |  | 2012-04-01 | Working
571 | POONAMALLEE | Binocular Mircroscope | 00008/BIMS/2 | B2 |  |  |  | 2009-07-02 |  | Solo Craft Industries | Store | TNHSP | TNHSP/TNMSC/ ICB/ P3E2/ 09 Dt 28/01/09 |  | 2009-07-02 | 18786 |  |  |  | 2012-04-01 | Working
572 | POONAMALLEE | X-ray Machine 100 mA | 00008/XRY100/1 | B2 |  |  |  | 2010-07-08 |  | Allenges Medi Systems | X-Ray Room | TNHSP | TNHSP/TNMSC/1CB/P3 E1/ Dt 2009 | 2010-12-04 | 2011-07-07 | 270710 |  |  |  | 2012-05-01 | Working
573 | POONAMALLEE | B.P.apparatus table model | 00008/BPAT/1 | C | Box |  |  | 2003-07-22 |  | Applo Surgical Industries | OP | OTHERS |  |  | 2004-07-21 | 750 |  |  |  | 17-12-2010 | Condemned | -1
574 | POONAMALLEE | ECG machine ordinary | 00008/ECGO/1 | B2 | Cardiofax | B4021208 |  | 2009-01-08 |  | Solocraft Industries | OP | DMS | 51190/Sandamp;P/1/2009 Dt 10 |  | 2012-01-07 | 27000 |  |  |  | 2012-04-01 | Working
575 | POONAMALLEE | Electri centrifuger | 00008/CENT/1 | C |  |  |  | 2009-07-02 |  | Solo Craft Industries | Lab | TNHSP | TNHSP/TNMSC/ICB/P3E2/09 Dt 28/01/2009 |  | 2010-07-02 | 5000 |  |  |  | 2012-04-01 | Working
576 | POONAMALLEE | Binocular Mircroscope | 00008/BIMS/1 | B2 |  |  |  | 2009-07-02 |  | Solo Craft Industries | Lab-2 | TNHSP | TNHSP/TNMSC/ ICB/ P3E2/09 Dt 28/01/09 |  | 2010-07-01 | 18786 |  |  |  | 2012-04-01 | Working
577 | POONAMALLEE | Weghing Machine | 00008/undefined/1 |  |  |  |  | 2012-02-03 |  | Alan Medical Laboratory products | Labour Ward And Neonatal Equipments | TNHSP |  |  | 2013-02-02 | 598 |  |  |  | 15-3-2012 | Working
578 | POONAMALLEE | Nebulizer | 00008/undefined/1 |  |  |  |  | 2012-02-13 |  | Balaji Pharma And surgicals | Main Store | OTHERS |  |  | 2013-02-12 | 1200 |  |  |  | 15-3-2012 | Working
579 | POONAMALLEE | Nebulizer | 00008/undefined/1 |  |  |  |  | 2012-02-14 |  | Balaji Pharma And Surgicals | Operation Theatre | OTHERS |  |  | 2013-02-13 | 1200 |  |  |  | 15-3-2012 | Working
580 | POONAMALLEE | Nebuliser Adult | 00008/NEBA/1 | C |  |  |  | 1999-05-28 |  | Associated Surgicals | O.P | DMS | 29550/cp Dt 07/05/1999 | 2011-04-18 | 2012-04-17 | 2496 |  |  |  | 2012-03-01 | Condemned | -1
581 | POONAMALLEE | B.P.apparatus table model | 00008/BPAT/2 | C | Box |  |  | 1994-01-19 |  | JDHS~ Kancheepuram | OP | JDHS |  |  |  | 0 |  |  |  | 2012-03-01 | Condemned | -1
582 | POONAMALLEE | B.P.apparatus table model | 00008/BPAT/3 | C | Box |  |  | 2001-09-03 |  | DD~ Thiruvallur | Ward | OTHERS |  | 2001-09-03 |  | 0 |  |  |  | 2012-03-01 | Condemned | -1
583 | POONAMALLEE | Laryngoscope(Adult) | 00008/LAGA/2 | C |  |  |  | 2003-06-08 |  | GH THIRUVALLUR |  | OTHERS |  | 2009-03-25 | 2004-06-07 | 0 |  |  |  | 2012-03-01 | Condemned | -1
584 | POONAMALLEE | B.P.apparatus stand model | 00008/BPAS/2 | C | Stand |  |  | 2008-12-08 |  | Jupiter manufacturing works | Casualty | TNHSP | TNHSP/TNMSC/P3E1C/2008 29/08/2008 |  | 2009-12-07 | 1090 |  |  |  | 2012-03-01 | Working
585 | POONAMALLEE | B.P.apparatus table model | 00008/BPAT/4 | C | Box |  |  | 2002-02-18 |  | DDFW~ Thiruvallur | OT | OTHERS |  |  |  | 0 |  |  |  | 2012-03-01 | Condemned | -1
586 | POONAMALLEE | Weighing Machine-Suspension | 00008/WEIM/1 | C | BMWM |  |  | 2008-08-12 |  | Jupiter~ Manufacturing Works | OP | TNHSP | TNHSP/TNMSC/ENGG~BMWMS/2008 |  | 2009-08-11 | 563 |  |  |  | 2012-03-01 | Working
587 | POONAMALLEE | Shadowless Lamp stand model | 00008/MOLT/3 | B | 4 Lamp |  |  | 2009-03-25 |  | Jupiter Manufacturing Works | OT | DMS |  |  | 2010-03-24 | 40000 |  |  |  | 2012-03-01 | Working
588 | POONAMALLEE | Urine Analyser | 00008/URNA/2 | C | Lab U Reader Plus |  |  | 2009-03-03 |  | Solo Craft Industries | LAB | DMS | 51190/Sandamp;P/1/2008 10/11/2008 |  | 2012-03-02 | 112000 |  |  |  | 2012-03-01 | Working
589 | POONAMALLEE | Auto Clave HP Horizontal-CYLINDRICAL | 00008/ACHC/2 | C |  |  |  | 2009-09-08 |  | JDHS~ Thiruvallur | OT | JDHS |  |  | 2010-09-07 | 30000 |  |  |  | 2012-03-01 | Working
590 | POONAMALLEE | B.P.apparatus stand model | 00008/BPAS/4 | C | stand |  |  | 2008-12-08 |  | Jupiter Manufacturing works | Ward | TNHSP | TNHSP/TNMSC/P3E1C/2008 29/08/2008 |  | 2009-12-07 | 1090 |  |  |  | 2012-03-01 | Working
591 | POONAMALLEE | Shadowless Lamp stand model | 00008/MOLT/4 | B | 1 Lamp |  |  | 2009-03-28 |  | Jupiter manufacturing works | OT |  |  |  | 2010-03-27 | 13749 |  |  |  | 2012-03-01 | Working
592 | POONAMALLEE | Dental Master Unit | 00008/DEUN/1 | B2 | [11 empty] | 0 |  |  |  | 2012-03-01 | Wrong Entry | -1
593 | POONAMALLEE | Urine Analyser | 00008/URNA/1 | C | Lab U Reader Plus | 901000758 |  | 2009-03-03 |  | Solocraft Industries | LAB | DMS | 51190/Sandamp;P/1/2008 10/11/2008 |  | 2012-03-02 | 112000 |  |  |  | 2012-03-01 | Working
594 | POONAMALLEE | Auto Clave HP Horizontal-CYLINDRICAL | 00008/ACHC/1 | C | 11" X 9" |  |  | 2009-03-03 |  | Solocraft industries | OT | DMS | DMS/51190/Sandamp;P/1/2008~10/11/08 |  | 2010-03-02 | 18600 |  |  |  | 2012-03-01 | Working
595 | POONAMALLEE | Weighing Machine Electronic | 00008/WME/1 | C |  |  |  | 2009-01-21 |  | Surgical Instruments | Ward | DMS |  |  | 2010-01-20 | 10920 |  |  |  | 2012-03-01 | Working
596 | POONAMALLEE | B.P.apparatus stand model | 00008/BPAS/3 | C | Stand |  |  | 2008-12-08 |  | Jupiter Manufacturing works | Casualty | TNHSP | TNHSP/TNMSC/P3E1C/2008 29/08/2008 |  | 2009-12-07 | 1090 |  |  |  | 2012-03-01 | Working
597 | POONAMALLEE | Weighing machine adult | 00008/WTMA/1 | C |  |  |  | 2007-05-06 |  | Solocraft Industries | STD | TNSACS |  |  | 2008-05-05 | 500 |  |  |  | 17-12-2010 | Working
598 | POONAMALLEE | B.P.apparatus table model | 00008/BPAT/7 | C |  | 113 |  | 2012-08-23 |  | Madhusudhanan 723 P.H Road aminjikarai | store | TNHSP | TNHSP/TNMSC/ENGG/AG26/2011 |  | 2013-08-22 | 1252 |  |  |  | 23-8-2012 | Working
599 | THIRUVALLUR | B.P.apparatus table model | 00009/BPAT/28 | C |  |  |  | 2013-02-28 |  | M/S Sree Raga Medical Systems | Labour Ward | OTHERS | 676/NABH/GHQH/TRL/2013Dt-26/02/2013 | 2013-03-01 | 2014-02-28 | 1750 |  |  |  | 14-3-2013 | Working
600 | THIRUVALLUR | Ventilators (Paediatrics) | 00009/VENP/5 | B2 | NCPAP | 1022 |  | 2011-01-06 | M/S Phoenix Medical Systems Pvt Ltd. | M/S Phoenix Medical Systems Pvt Ltd. | NiCU | RCH | RCH-II/TNMSC/ENGG/E37/2010-5Dt-30/07/2010 |  | 2012-01-05 | 120053 |  |  |  | 13-5-2013 | Not Working
601 | THIRUVALLUR | Foetal Doppler | 00009/FDOP/6 | C |  |  |  | 2013-02-28 |  | Sree Raga Medical Systems |  | OTHERS | 676/NABH/GHQH/TRL/2013 dt 26/02/2013 |  | 2012-02-27 | 5000 |  |  |  | 2013-04-06 | Working
602 | THIRUVALLUR | Foetal Doppler | 00009/FDOP/4 | C |  |  |  | 1998-03-07 | [7 empty] | 0 |  |  |  | 2013-04-06 | Condemned | -1
603 | THIRUVALLUR | X-ray Machine 60 mA(Mobile) | 00009/XRY60/1 | B2 | Duplex |  |  | 2010-03-23 |  |  | X-Ray Dept | OTHERS | Transfer in from Govt Primary Health Centre~Porur. |  |  | 0 |  |  |  | 21-5-2013 | Condemned | -1
604 | THIRUVALLUR | 100 M.A. X-ray machine Portable | 00009/100P/1 | B2 | Philips Diagnox 100R |  |  | 2012-06-08 | Philips | Philips | X-Ray Dept |  |  | 2012-06-08 | 2013-06-07 | 156060 |  |  |  | 21-5-2013 | Not Working
605 | THIRUVALLUR | Elisa Reader cum washer | 00009/ELRW/2 | B | RABONIK |  |  | 2011-01-04 |  | RABONIK | BLOOD BANK | RCH |  | 2011-01-18 | 2013-01-03 | 177767 |  |  |  | 2011-01-02 | Working
606 | THIRUVALLUR | Syringe Pump | 00009/SYRP/3 | B |  | 10103168~3169~3170~3171~3172~3173 |  | 2010-12-17 | Schiller Healthcare India Pvt Ltd | Schiller Healthcare India Pvt Ltd | NICU | RCH | RCH-II/TNMSC/ENGG/E-37/2010-2Dt;23.09.2010 | 2010-12-23 | 2013-12-22 | 26500 |  |  |  | 23-12-2010 | Working
607 | THIRUVALLUR | Refrigerator | 00009/REFR/1 | C |  |  |  | 2013-07-18 | HAIER | M/S SARAVANA TV SHOW ROOM | LABUR ROOM | OTHERS |  | 2013-07-18 | 2014-07-17 | 8559 |  |  |  | 18-7-2013 | Working
608 | THIRUVALLUR | Infant Warmer With Trolly | 00009/undefined/1 |  | NICE2007 | 10111101634~1635~1636~1637~1638~1639~1640 |  | 2010-11-25 | Madras Surgicals And Chemicals | Madras Surgicals And Chemicals | NICU | RCH | RCH-II/TNMSC/ENGG/E-37/2010-3Dt;30.07.2010 | 2010-12-16 | 2013-12-15 | 17472 |  |  |  | 23-12-2010 | Working
609 | THIRUVALLUR | Focus lamp Ordinary | 00009/FOLP/14 | C |  |  |  | 2010-11-24 | Genera surgical company(India)Pvt Ltd | Genera surgical company(India)Pvt Ltd | STORES | RCH |  |  | 2011-11-23 | 4750 |  |  |  | 23-12-2010 | Working
610 | THIRUVALLUR | ECG machine ordinary | 00009/ECGO/7 | B2 | Cardiofax | B4101208 |  | 2009-03-21 |  | GH - Gummidipoondi | Casuality | OTHERS |  |  |  | 0 |  |  |  | 23-10-2013 | Condemned | -1
611 | THIRUVALLUR | Auto analyser | 00009/ATAL/1 | B | Autora | RA0020214RBK |  | 2014-05-19 | Robonik (India) Pvt. Ltd. | Robonik (India) Pvt. Ltd. | Lab | TNHSP | TNHSP/TNMSC/AG87a/2013 | 2014-05-23 | 2017-05-22 | 487197 |  |  |  | 2014-08-09 | Working
612 | THIRUVALLUR | Multi Para Monitor | 00009/MPM/3 | B2 | G3D | G3DL60053 |  | 2014-06-26 | Generl Meditech inc. | Trans Health Care India Private Limited | M OT | TNMSC | 17240/TNMSC/ENGG/2014-3 DT 16/05/2014 | 2014-06-27 | 2017-06-26 | 60000 |  |  |  | 2014-08-09 | Working
613 | THIRUVALLUR | Multi Para Monitor | 00009/MPM/4 | B2 | G3D | G3DL60129 |  | 2014-06-27 | General Meditech Inc. | Trans Health Care India Private Limited | Labour Ward | TNMSC | 17240/TNMSC/ENGG/2014-3 Dt. 16/05/2014 | 2014-06-27 | 2017-06-26 | 60000 |  |  |  | 2014-08-09 | Working
614 | THIRUVALLUR | Pulse Oximeter | 00009/SPO2/18 | B2 | RAD-8 | M70794 |  | 2014-04-02 | Masimo Corporation | Grace Mfg. andamp; Trading Co. | NICU | RCH | RCH-II/TNMSC/ENGG/E67/2014 Dt. 05/03/2014 | 2014-04-02 | 2019-04-01 | 68968 |  |  |  | 2014-10-09 | Working
615 | THIRUVALLUR | Pulse Oximeter | 00009/SPO2/19 | B2 | RAD-8 | M71954 |  | 2014-04-02 | Masimo Corporation | Grace Mfg. andamp; Trading Co. | NICU | RCH | RCH-II/TNMSC/ENGG/E67/2014 Dt. 05/03/2014 | 2014-04-02 | 2019-04-01 | 68968 |  |  |  | 2014-10-09 | Working
616 | THIRUVALLUR | PH meter | 00009/PHMT/1 | C | RPA-1GRTIOANPN |  |  | 2014-04-04 |  | RLT Instrumentation Pvt. Ltd. | Lab | TNHSP | TNHSP/TNMSC/AG87B/2013-14 Dt. 24/03/2014 |  | 2015-04-03 | 57353 |  |  |  | 2014-09-09 | Working
617 | THIRUVALLUR | Pulse Oximeter | 00009/SPO2/20 | B2 | RAD-8 | M71744 |  | 2014-04-02 | Masimo Corporation | Grace Mfg. andamp; Trading Co. | NICU | RCH | RCH-II/TNMSC/ENGG/E67/2014 Dt. 05/03/2014 | 2014-04-02 | 2019-04-01 | 68968 |  |  |  | 2014-10-09 | Working
618 | THIRUVALLUR | PH meter | 00009/PHMT/2 | C | RPA-1GRTIOANPN |  |  | 2014-04-04 |  | RLT Instrumentation Pvt. Ltd. | Lab | TNHSP | TNHSP/TNMSC/AG87B/2013-14 Dt. 24/03/2014 |  | 2015-04-03 | 57353 |  |  |  | 2014-09-09 | Working
619 | THIRUVALLUR | Pulse Oximeter | 00009/SPO2/21 | B2 | RAD -8 | M71967 |  | 2014-04-02 | Masimo Corporation | Grace Mfg. andamp; Trading Co. | OPD | RCH | RCH-II/TNMSC/ENGG/E67/2014 Dt.05/03/2014 | 2014-04-02 | 2019-04-01 | 68968 |  |  |  | 2014-10-09 | Working
620 | THIRUVALLUR | Water Bath/Ultrasonic Water Bath | 00009/WBAT/2 | C | SMI - 143 |  |  | 2014-05-20 | Jindal | S.M. Scientific Instruments Pvt. Ltd. | Lab | TNHSP | TNHSP/TNMSC/AG87h(R)/2014 Dt. 10/04/2014 |  | 2016-05-19 | 16524 |  |  |  | 2014-12-09 | Working
621 | THIRUVALLUR | Binocular Mircroscope | 00009/BIMS/4 | B2 | BDI-13A |  |  | 2014-01-10 | B.D.I. Instrumentation (India) | Solokrafts Industries | IDSP Lab | TNHSP | TNHSP/TNMSC/AG87c/2013 Dt. 22/10/2013 | 2014-02-28 | 2015-02-27 | 18600 |  |  |  | 2014-09-09 | Working
622 | THIRUVALLUR | Pulse Oximeter | 00009/SPO2/22 | B2 | RAD-8 | M71981 |  | 2014-04-02 | Masimo Corporation | Grace Mfg. andamp; Trading Co. | ICU | RCH | RCH-II/TNMSC/ENGG/E67/2014 Dt. 05/03/2014 | 2014-04-02 | 2019-04-01 | 68968 |  |  |  | 2014-10-09 | Working
623 | THIRUVALLUR | Water Bath/Ultrasonic Water Bath | 00009/WBAT/3 | C | SMI-143 |  |  | 2014-05-20 | Jindal | S.M. Scientific Instruments Pvt. Ltd. | Store | TNHSP | TNHSP/TNMSC/AG87h(R)/2014 Dt. 10/04/2014 |  | 2016-05-19 | 8262 |  |  |  | 2014-12-09 | Working
624 | THIRUVALLUR | Binocular Mircroscope | 00009/BIMS/4 | B2 | BDI-13A |  |  | 2014-01-10 | BDI Instrumentation (India) | Solokraft Industries | Lab | TNHSP | TNHSP/TNMSC/AG87c/2013 Dt. 22/10/2013 | 2014-02-28 | 2015-02-27 | 18600 |  |  |  | 2014-09-09 | Working
625 | THIRUVALLUR | Binocular Mircroscope | 00009/BIMS/5 | B2 | BDI-13A |  |  | 2014-01-10 | B.D.I. Instrumentation (India) | Solokrafts Industeries | Lab | TNHSP | TNHSP/TNMSC/AG87c/2013 Dt. 22/10/2013 | 2014-02-28 | 2015-02-27 | 18600 |  |  |  | 2014-09-09 | Working
626 | THIRUVALLUR | Pulse Oximeter | 00009/SPO2/23 | B2 | RAD-8 | M71989 |  | 2014-04-02 | Masimo Corporation | Grace Mfg. andamp; Trading Co. | Labour Ward | RCH | RCH-II/TNMSC/ENGG/E67/2014 Dt. 05/03/2014 | 2014-04-02 | 2019-04-01 | 68968 |  |  |  | 2014-10-09 | Working
627 | THIRUVALLUR | Ceiling Suspended Shadowless Lamp | 00009/CSSL/1 | B2 | LED 750/750 |  |  | 2014-05-27 | M/S Shangai Medical Instruments Co.Ltd | Staan Bio Med Engineering Private Limited | New Ortho OT | TNHSP | TNHSP/TNMSC/AG86b/2013 Dt-10/02/2014 | 2014-08-27 | 2017-05-26 | 614685 |  |  |  | 2014-10-11 | Working
628 | THIRUVALLUR | Cell Counter Electronic (AUTOMATIC) | 00009/CLCN/3 | B | Sysmex Xp 100 | A4399 |  | 2014-10-16 | SYSMEX | TRANSASIA | GEN LAB | TNMSC | 5859/TNMSC/ENGG/2014-3/Dt-24/09/2014 | 2014-10-20 | 2017-10-19 | 303000 |  |  |  | 2014-11-11 | Working
629 | THIRUVALLUR | Refrigerated centrifuge | 00009/REFC/1 | B2 | Cryofuge 60001 | 41698151 |  | 2014-09-27 | Thermo Fisher Scientific | Thermo Fisher Scientific India Pvt Ltd | Blood Bank | TNMSC | 5859/TNMSC/ENGG/2014-1/Dt-Nil | 2014-09-27 | 2019-09-26 | 2031087 |  |  |  | 2014-11-11 | Working
630 | THIRUVALLUR | Multi Channel Pressure Monitor | 00009/MCPM/1 | B2 | G3L | G3LL80038 |  | 2014-09-11 | General Meditech Inc | M/S Trans Healthcare India Pvt Ltd | OT | TNHSP | TNHSP/TNMSC/AG88/2014/Dt-21/06/2014 | 2014-09-11 | 2015-09-10 | 144000 |  |  |  | 2014-11-11 | Working
631 | THIRUVALLUR | Multi Channel Pressure Monitor | 00009/MCPM/2 | B2 | G3L | G3LL80032 |  | 2014-09-11 | General Meditech Inc | M/s Trans Healthcare India Pvt Ltd | OT | TNHSP | TNHSP/TNMSC/AG88/2014/Dt-21/06/2014 | 2014-09-11 | 2015-09-10 | 144000 |  |  |  | 2014-11-11 | Working
632 | THIRUVALLUR | Multi Channel Pressure Monitor | 00009/MCPM/2 | B2 | G3L | G3LL80036 |  | 2014-09-11 | General Meditech Inc | M/S Trans Healthcare India Pvt Ltd | OT | TNHSP | TNHSP/TNMSC/AG88/2014/Dt-21/06/2014 | 2014-09-11 | 2015-09-10 | 144000 |  |  |  | 2014-11-11 | Working
633 | THIRUVALLUR | Haemodialysis Machine | 00009/HDIA/2 | B1 | MS204001-4008S |  |  | 2014-01-30 |  | M/S Sheth Impex Vivo Solutions P Ltd | I C U | OTHERS | 1040/A3/13 Dt-30/12/2013 |  | 2015-01-29 | 708750 |  |  |  | 2014-11-11 | Working
634 | THIRUVALLUR | Foetal Doppler | 00009/FDOP/8 | C | A100H |  |  | 2014-09-13 | Aeon Tchnology (P) Ltd | M/S Medi Waves Inc |  | TNMSC | 17240/TNMSC/ENGG/2014-15 Dt-16/05/2014 | 2014-09-13 | 2017-09-12 | 4650 |  |  |  | 2014-11-11 | Working
635 | THIRUVALLUR | Foetal Doppler | 00009/FDOP/9 | C | A100H |  |  | 2014-09-13 | Aeon Technology (P) Ltd | M/S Medi Waves Inc |  | TNMSC | 17240/TNMSC/ENGG/2014-15/Dt-16/05/2014 | 2014-09-13 | 2017-09-12 | 4650 |  |  |  | 2014-11-11 | Working
636 | THIRUVALLUR | Haemodialysis Machine | 00009/HDIA/3 | B1 | 4008S | 3SXAP648 |  | 2013-11-19 |  | M/s Fresenius Medicare (I) Pvt Ltd | I C U | TNHSP | TNHSP/TNMSC/ICB/AG20/2012 Dt-12/04/2012 |  | 2014-11-18 | 700000 |  |  |  | 2014-12-11 | Working
637 | THIRUVALLUR | Multi Para Monitor | 00009/MPM/6 | B2 | G3G | G3GL80035 |  | 2014-09-11 | General Meditech Inc | M/S Trans Healthcare India Pvt Ltd | I C U | TNHSP | TNHSP/TNMSC/AG88/2014 Dt-21/06/2014 | 2014-09-11 | 2015-09-10 | 63315 |  |  |  | 2014-11-11 | Working
638 | THIRUVALLUR | Multi Para Monitor | 00009/MPM/8 | B2 | G3G | G3GL80071 |  | 2014-09-11 | General Meditech Inc | M/S Trans HealthCare India Pvt Ltd | Store | JDHS | TNHSP/TNMSC/AG88/2014/Dt-21/06/2014 | 2014-09-11 | 2015-09-10 | 63315 |  |  |  | 2014-11-11 | Working
639 | THIRUVALLUR | Foetal Doppler | 00009/FDOP/10 | C | A100H |  |  | 2014-09-13 | Aeon Technology (P) Ltd | Medi Waves Inc |  | TNMSC | 17240/TNMSC/ENGG/2014-15/Dt-16/05/2014 | 2014-09-13 | 2017-09-12 | 4650 |  |  |  | 2014-11-11 | Working
640 | THIRUVALLUR | Haemodialysis Machine | 00009/HDIA/4 | B1 | 4008S | 3SAP649 |  | 2013-11-19 |  | M/s Fresenius Medical Care (I) Pvt Ltd | I C U | TNHSP | TNHSP/TNMSC/ICB/AG20/2012/Dt;12/4/2012 |  | 2014-11-18 | 700000 |  |  |  | 2014-12-11 | Working
641 | THIRUVALLUR | Multi Para Monitor | 00009/MPM/5 | B2 | G3G | G3GL80066 |  | 2014-09-11 | General Meditech Inc | M/S Trans Healthcare India Pvt Ltd | Casualty | TNHSP | TNHSP/TNMSC/AG88/2014/Dt-21/06/2014 | 2014-09-11 | 2015-09-10 | 63315 |  |  |  | 2014-11-11 | Working
642 | THIRUVALLUR | Auto Clave HP Vertical (2 bin) | 00009/ACV2/1 | C | [11 empty] | 15000 |  |  |  | 17-12-2010 | Condemned | -1
643 | THIRUVALLUR | Auto Clave HP Vertical (2 bin) | 00009/ACV2/2 | C | [11 empty] | 15000 |  |  |  | 17-12-2010 | Condemned | -1
644 | THIRUVALLUR | Auto Clave HP Vertical (2 bin) | 00009/ACV2/3 | C | [11 empty] | 15000 |  |  |  | 17-12-2010 | Condemned | -1
645 | THIRUVALLUR | Auto Clave HP Vertical (2 bin) | 00009/ACV2/4 | C | [11 empty] | 15000 |  |  |  | 17-12-2010 | Condemned | -1
646 | THIRUVALLUR | Auto Clave HP Vertical (2 bin) | 00009/ACV2/5 | C | [11 empty] | 15000 |  |  |  | 17-12-2010 | Condemned | -1
647 | THIRUVALLUR | Auto Clave HP Vertical (2 bin) | 00009/ACV2/6 | C | [11 empty] | 15000 |  |  |  | 17-12-2010 | Condemned | -1
648 | THIRUVALLUR | Auto Clave HP Vertical (2 bin) | 00009/ACV2/7 | C | [11 empty] | 15000 |  |  |  | 17-12-2010 | Condemned | -1
649 | THIRUVALLUR | Auto Clave HP Vertical (2 bin) | 00009/ACV2/8 | C | [11 empty] | 12000 |  |  |  | 17-12-2010 | Condemned | -1
650 | THIRUVALLUR | Bowl Steriliser - big | 00009/BSBG/1 | C | 24x20x20 |  |  | 2001-02-26 |  | Associated Surgicals | OT | DMRHS |  |  |  | 0 |  |  |  | 17-12-2010 | Condemned | -1
651 | THIRUVALLUR | Bowl Steriliser - big | 00009/BSBG/2 | C | 24x20x20 |  |  | 2001-02-26 |  | Associated Surgicals | OT | DMRHS |  |  |  | 0 |  |  |  | 17-12-2010 | Condemned | -1
652 | THIRUVALLUR | Bowl Steriliser - big | 00009/BSBG/3 | C | 24x20x20 |  |  | 2007-12-03 |  | Vishal Hospital and Furniture | OT | DMS |  |  |  | 0 |  |  |  | 17-12-2010 | Condemned | -1
653 | THIRUVALLUR | Shadowless lamp ceiling type major | 00009/CLMA/1 | B | C.S.3005 |  |  | 2009-06-17 |  | MC Dalal andamp; Co | FWOT | TNMSC | 2394/TNMSC/ENGG/2009/09/02/09 | 2009-06-17 | 2010-06-16 | 113900 |  |  |  | 17-12-2010 | Working
654 | THIRUVALLUR | Focus lamp Ordinary | 00009/FOLP/1 | C |  |  |  | 2009-10-28 |  | Aids Prevention and control project |  |  |  |  | 2010-10-29 | 4000 |  |  |  | 17-12-2010 | Working
655 | THIRUVALLUR | Focus lamp Ordinary | 00009/FOLP/2 | C |  |  |  | 2009-04-17 |  | Amman Surgicals~ Trichy. |  |  |  |  | 2010-04-16 | 12000 |  |  |  | 17-12-2010 | Working
656 | THIRUVALLUR | Focus lamp Ordinary | 00009/FOLP/3 | C |  |  |  | 2009-04-17 |  | Amman Surgicals~ Trichy. |  |  |  |  | 2010-04-16 | 12000 |  |  |  | 17-12-2010 | Working
657 | THIRUVALLUR | Focus lamp Ordinary | 00009/FOLP/4 | C |  |  |  | 1997-04-30 |  | Eagle Surgicals | OP | DMS |  |  |  | 0 |  |  |  | 17-12-2010 | Condemned | -1
658 | THIRUVALLUR | Focus lamp Ordinary | 00009/FOLP/5 | C |  |  |  | 1997-04-05 |  | General Surgicals | OT | DMS |  |  |  | 0 |  |  |  | 17-12-2010 | Condemned | -1
659 | THIRUVALLUR | Focus lamp Ordinary | 00009/FOLP/6 | C |  |  |  | 2000-08-04 |  | GH Pallipet | M.W | Transfer |  |  |  | 0 |  |  |  | 17-12-2010 | Condemned | -1
660 | THIRUVALLUR | Focus lamp Ordinary | 00009/FOLP/7 | C |  |  |  | 2006-01-11 |  | South India Surgicals and Co Ltd. | OP | TNHSP |  |  |  | 0 |  |  |  | 17-12-2010 | Condemned | -1
661 | THIRUVALLUR | Focus lamp Ordinary | 00009/FOLP/8 | C |  |  |  | 2006-01-11 |  | South India Surgicals and Co Ltd. | OT | TNHSP |  |  |  | 0 |  |  |  | 17-12-2010 | Condemned | -1
662 | THIRUVALLUR | Focus lamp Ordinary | 00009/FOLP/9 | C |  |  |  | 2006-01-11 |  | South India Surgicals and Co Ltd. | L.W | TNHSP |  |  | 2007-01-10 | 1500 |  |  |  | 17-12-2010 | Working
663 | THIRUVALLUR | Focus lamp Ordinary | 00009/FOLP/10 | C |  |  |  | 2010-11-25 |  | General Surgicals Company |  | RCH |  |  | 2011-11-24 | 4750 |  |  |  | 17-12-2010 | Working
664 | THIRUVALLUR | Focus lamp Ordinary | 00009/FOLP/12 | C |  |  |  | 2010-11-25 |  | General Surgicals Company |  | RCH |  |  | 2011-11-24 | 4750 |  |  |  | 17-12-2010 | Working
665 | THIRUVALLUR | Focus lamp Ordinary | 00009/FOLP/13 | C |  |  |  | 2010-11-25 |  | General Surgicals Company |  | RCH |  |  | 2011-11-24 | 4750 |  |  |  | 17-12-2010 | Working
666 | THIRUVALLUR | Shadowless Lamp stand model | 00009/MOLT/1 | B | Wall fixing~ Powder coated |  |  | 2009-04-17 |  | Amman Surgicals~ Trichy. | [5 empty] | 0 |  |  |  | 17-12-2010 | Excess Entry | -1
667 | THIRUVALLUR | Shadowless Lamp stand model | 00009/MOLT/2 | B | Wall fixing~ Powder coated |  |  | 2009-04-17 |  | Amman Surgicals~ Trichy. | [5 empty] | 0 |  |  |  | 17-12-2010 | Excess Entry | -1
668 | THIRUVALLUR | Shadowless Lamp stand model | 00009/MOLT/4 | B |  |  |  | 2009-03-22 |  | Jupiter Manufacturing Works | FWOT | SandP |  |  | 2012-03-21 | 13749 |  |  |  | 17-12-2010 | Working
669 | THIRUVALLUR | Shadowless Lamp stand model | 00009/MOLT/5 | B |  |  |  | 2009-03-22 |  | Jupiter Manufacturing Works | Store | SandP |  |  | 2012-03-21 | 13749 |  |  |  | 17-12-2010 | Working
670 | THIRUVALLUR | Shadowless Lamp stand model | 00009/MOLT/6 | B | [5 empty] | Jupiter Manufacturing Works | Store | SandP |  |  |  | 0 |  |  |  | 17-12-2010 | Condemned | -1
671 | THIRUVALLUR | Shadowless Lamp stand model | 00009/MOLT/7 | B | [5 empty] | Jupiter Manufacturing Works | Store | SandP |  |  |  | 0 |  |  |  | 17-12-2010 | Condemned | -1
672 | THIRUVALLUR | Shadowless Lamp stand model | 00009/MOLT/8 | B | [5 empty] | Jupiter Manufacturing Works | Store | SandP |  |  |  | 0 |  |  |  | 17-12-2010 | Condemned | -1
673 | THIRUVALLUR | Shadowless Lamp stand model | 00009/MOLT/9 | B |  |  |  | 2008-12-08 |  | Jupiter Manufacturing Works | Store | TNHSP |  |  | 2009-12-07 | 13749 |  |  |  | 17-12-2010 | Working
674 | THIRUVALLUR | Shadowless Lamp stand model | 00009/MOLT/10 | B |  |  |  | 2008-12-08 |  | Jupiter Manufacturing Works | Store | TNHSP |  |  | 2009-12-07 | 13749 |  |  |  | 17-12-2010 | Working
675 | THIRUVALLUR | Shadowless Lamp stand model | 00009/MOLT/11 | B |  |  |  | 2008-12-08 |  | Jupiter Manufacturing Works | OT | TNHSP |  |  | 2009-12-07 | 13749 |  |  |  | 17-12-2010 | Working
676 | THIRUVALLUR | Shadowless Lamp stand model | 00009/MOLT/12 | B |  |  |  | 2001-02-26 |  | Associated Surgicals | OT | DMS |  |  |  | 13749 |  |  |  | 17-12-2010 | Condemned | -1
677 | THIRUVALLUR | Shadowless Lamp stand model | 00009/MOLT/13 | B |  |  |  | 2001-02-26 |  | Associated Surgicals | OT | DMS |  |  |  | 13749 |  |  |  | 17-12-2010 | Condemned | -1
678 | THIRUVALLUR | Shadowless Lamp stand model | 00009/MOLT/14 | B |  |  |  | 2003-02-26 |  | Associated Surgicals | OT | DMS |  |  |  | 13749 |  |  |  | 17-12-2010 | Condemned | -1
679 | THIRUVALLUR | Shadowless Lamp stand model | 00009/MOLT/15 | B |  |  |  | 2002-04-15 |  | DDFW Thiruvallur | OT | DDFW |  |  |  | 13749 |  |  |  | 17-12-2010 | Condemned | -1
680 | THIRUVALLUR | Shadowless Lamp stand model | 00009/MOLT/16 | B |  |  |  | 2003-05-08 |  | DDFW Thiruvallur | OT | DDFW |  |  |  | 13749 |  |  |  | 17-12-2010 | Condemned | -1
681 | THIRUVALLUR | Shadowless Lamp stand model | 00009/MOLT/18 | B |  |  |  | 1996-01-04 |  | General Surgicals | OT | DMS |  |  |  | 0 |  |  |  | 17-12-2010 | Condemned | -1
682 | THIRUVALLUR | Shadowless Lamp stand model | 00009/MOLT/19 | B |  |  |  | 2008-09-02 |  | Jupiter Manufacturing Works | OT | TNHSP |  |  | 2009-09-01 | 13749 |  |  |  | 17-12-2010 | Working
683 | THIRUVALLUR | Shadowless Lamp stand model | 00009/MOLT/20 | B |  |  |  | 2008-09-02 |  | Jupiter Manufacturing Works | OT | TNHSP |  |  | 2009-09-01 | 13749 |  |  |  | 17-12-2010 | Working
684 | THIRUVALLUR | Shadowless Lamp stand model | 00009/MOLT/21 | B | [6 empty] | Dental OP |  |  |  |  | 0 |  |  |  | 17-12-2010 | Condemned | -1
685 | THIRUVALLUR | Shadowless Lamp stand model | 00009/MOLT/22 | B | [11 empty] | 0 |  |  |  | 17-12-2010 | Condemned | -1
686 | THIRUVALLUR | Shadowless Lamp stand model | 00009/MOLT/23 | B | [11 empty] | 13749 |  |  |  | 17-12-2010 | Condemned | -1
687 | THIRUVALLUR | Suction Apparatus - Electrical | 00009/SAEL/1 | C |  |  |  | 2002-01-07 |  | GH Avadi | [5 empty] | 5500 |  |  |  | 17-12-2010 | Condemned | -1
688 | THIRUVALLUR | Suction Apparatus - Electrical | 00009/SAEL/2 | C |  |  |  | 2002-01-07 |  | GH Avadi | [5 empty] | 5500 |  |  |  | 17-12-2010 | Condemned | -1
689 | THIRUVALLUR | Suction Apparatus - Electrical | 00009/SAEL/3 | C |  |  |  | 2002-07-15 |  | GH Gummidipoondi | [5 empty] | 5500 |  |  |  | 17-12-2010 | Condemned | -1
690 | THIRUVALLUR | Suction Apparatus - Electrical | 00009/SAEL/4 | C |  |  |  | 2007-10-01 |  | Jupiter Manufacturing Works | OPD | TNHSP |  |  | 2008-09-30 | 5500 |  |  |  | 17-12-2010 | Working
691 | THIRUVALLUR | Suction Apparatus - Electrical | 00009/SAEL/5 | C |  |  |  | 2007-10-01 |  | Jupiter Manufacturing Works | OT | TNHSP |  |  | 2008-09-30 | 5500 |  |  |  | 17-12-2010 | Working
692 | THIRUVALLUR | Suction Apparatus - Electrical | 00009/SAEL/6 | C |  |  |  | 2007-10-01 |  | Jupiter Manufacturing Works | P.W | TNHSP |  |  | 2008-09-30 | 5500 |  |  |  | 17-12-2010 | Working
693 | THIRUVALLUR | Suction Apparatus - Electrical | 00009/SAEL/7 | C |  |  |  | 2009-03-22 |  | Jupiter Manufacturing Works | Store | SandP |  |  | 2012-03-21 | 5500 |  |  |  | 17-12-2010 | Working
694 | THIRUVALLUR | Suction Apparatus - Electrical | 00009/SAEL/8 | C |  |  |  | 2009-03-22 |  | Jupiter Manufacturing Works | Store | SandP |  |  | 2012-03-21 | 5500 |  |  |  | 17-12-2010 | Working
695 | THIRUVALLUR | Suction Apparatus - Electrical | 00009/SAEL/10 | C |  |  |  | 2003-02-24 |  | M C Dalal and Co | M~W | DMS |  |  |  | 5500 |  |  |  | 17-12-2010 | Condemned | -1
696 | THIRUVALLUR | Suction Apparatus - Electrical | 00009/SAEL/11 | C |  |  |  | 2003-01-14 |  | M C Dalal and Co | M.W | DMS |  |  |  | 0 |  |  |  | 17-12-2010 | Condemned | -1
697 | THIRUVALLUR | Suction Apparatus - Electrical | 00009/SAEL/12 | C |  |  |  | 2008-02-18 |  | Vin Bio tech | OPD | TNHSP |  |  | 2009-02-17 | 5500 |  |  |  | 17-12-2010 | Working
698 | THIRUVALLUR | Suction Apparatus - Electrical | 00009/SAEL/14 | C |  |  |  | 2008-02-18 |  | Vin Bio tech | L.W | TNHSP |  |  | 2009-02-17 | 5500 |  |  |  | 17-12-2010 | Working
699 | THIRUVALLUR | Suction Apparatus - Electrical | 00009/SAEL/15 | C |  |  |  | 2007-12-03 |  | Vishal Hospital and Furniture | OT | DMS |  |  | 2010-12-02 | 5500 |  |  |  | 17-12-2010 | Working
700 | THIRUVALLUR | Suction Apparatus - Electrical | 00009/SAEL/16 | C |  |  |  | 2009-02-16 |  | Vishal Hospital and Furniture | Male Ward | SandP |  |  | 2012-02-15 | 5500 |  |  |  | 17-12-2010 | Working
701 | THIRUVALLUR | Suction Apparatus - Electrical | 00009/SAEL/17 | C |  |  |  | 2009-02-16 |  | Vishal Hospital and Furniture | Male Ward | SandP |  |  | 2012-02-15 | 5500 |  |  |  | 17-12-2010 | Working
702 | THIRUVALLUR | Suction Apparatus - Electrical | 00009/SAEL/18 | C |  |  |  | 2009-02-16 |  | Vishal Hospital and Furniture | OT | TNHSP |  |  | 2012-02-15 | 5500 |  |  |  | 17-12-2010 | Working
703 | THIRUVALLUR | Suction Apparatus - Electrical | 00009/SAEL/19 | C |  |  |  | 2009-02-16 |  | Vishal Hospital and Furniture | OPD | TNHSP |  |  | 2012-02-15 | 5500 |  |  |  | 17-12-2010 | Working
704 | THIRUVALLUR | Suction Apparatus - Electrical | 00009/SAEL/20 | C |  |  |  | 2009-02-16 |  | Vishal Hospital and Furniture | OT | TNHSP |  |  | 2012-02-15 | 5500 |  |  |  | 17-12-2010 | Working
705 | THIRUVALLUR | Suction Apparatus - Electrical | 00009/SAEL/21 | C |  |  |  | 2009-02-16 |  | Vishal Hospital and Furniture | Store | TNHSP |  |  | 2012-02-15 | 5500 |  |  |  | 17-12-2010 | Working
706 | THIRUVALLUR | Suction Apparatus - Electrical | 00009/SAEL/22 | C |  |  |  | 2009-02-16 |  | Vishal Hospital and Furniture | Store | TNHSP |  |  | 2012-02-15 | 5500 |  |  |  | 17-12-2010 | Working
707 | THIRUVALLUR | Suction Apparatus - Electrical | 00009/SAEL/23 | C |  |  |  | 2009-02-16 |  | Vishal Hospital and Furniture | Store | TNHSP |  |  | 2012-02-15 | 5500 |  |  |  | 17-12-2010 | Working
708 | THIRUVALLUR | Suction Apparatus - Electrical | 00009/SAEL/24 | C |  |  |  | 2009-02-16 |  | Vishal Hospital and Furniture | Store | TNHSP |  |  | 2012-02-15 | 5500 |  |  |  | 17-12-2010 | Working
709 | THIRUVALLUR | Suction Apparatus - Electrical | 00009/SAEL/26 | C |  |  |  | 2009-02-16 |  | Vishal Hospital and Furniture | Store | TNHSP |  |  | 2012-02-15 | 5500 |  |  |  | 17-12-2010 | Working
710 | THIRUVALLUR | Suction Apparatus - Electrical | 00009/SAEL/27 | C |  |  |  | 2009-02-16 |  | Vishal Hospital and Furniture | Store | TNHSP |  |  | 2012-02-15 | 5500 |  |  |  | 17-12-2010 | Working
711 | THIRUVALLUR | Suction Apparatus - Electrical | 00009/SAEL/28 | C |  |  |  | 2009-02-16 |  | Vishal Hospital and Furniture | ENT OP | TNHSP |  |  | 2012-02-15 | 5500 |  |  |  | 17-12-2010 | Working
712 | THIRUVALLUR | Suction Apparatus - Electrical | 00009/SAEL/29 | C |  |  |  | 1998-03-11 | [7 empty] | 0 |  |  |  | 17-12-2010 | Condemned | -1
713 | THIRUVALLUR | Suction Apparatus - Electrical | 00009/SAEL/30 | C |  |  |  | 1998-03-11 | [7 empty] | 0 |  |  |  | 17-12-2010 | Condemned | -1
714 | THIRUVALLUR | Suction Apparatus - Electrical | 00009/SAEL/31 | C |  |  |  | 1998-03-11 | [7 empty] | 0 |  |  |  | 17-12-2010 | Condemned | -1
715 | THIRUVALLUR | Suction Apparatus - Electrical | 00009/SAEL/32 | C |  |  |  | 1998-03-11 | [7 empty] | 5500 |  |  |  | 17-12-2010 | Condemned | -1
716 | THIRUVALLUR | Suction Apparatus - Electrical | 00009/SAEL/33 | C |  |  |  | 1998-03-11 | [7 empty] | 5500 |  |  |  | 17-12-2010 | Condemned | -1
717 | THIRUVALLUR | Suction Apparatus - Electrical | 00009/SAEL/34 | C |  |  |  | 1998-03-11 | [7 empty] | 5500 |  |  |  | 17-12-2010 | Condemned | -1
718 | THIRUVALLUR | Suction Apparatus - Electrical | 00009/SAEL/35 | C |  |  |  | 1998-03-11 | [7 empty] | 5500 |  |  |  | 17-12-2010 | Condemned | -1
719 | THIRUVALLUR | Suction Apparatus - Electrical | 00009/SAEL/36 | C |  |  |  | 1998-03-11 | [7 empty] | 5500 |  |  |  | 17-12-2010 | Condemned | -1
720 | THIRUVALLUR | Suction Apparatus - Foot operated | 00009/SAFO/1 | B | Foot |  |  | 2003-02-26 |  | Associated Surgicals | F.W | DMS |  |  |  | 5500 |  |  |  | 17-12-2010 | Condemned | -1
721 | THIRUVALLUR | Suction Apparatus - Foot operated | 00009/SAFO/2 | B | Foot |  |  | 2001-01-21 |  | Associated Surgicals | L.W | DMS |  |  |  | 5500 |  |  |  | 17-12-2010 | Condemned | -1
722 | THIRUVALLUR | Suction Apparatus - Foot operated | 00009/SAFO/3 | B | Foot Operated |  |  | 2009-02-16 |  | Vishal Hospital and Furniture | Store | TNHSP |  |  |  | 5500 |  |  |  | 17-12-2010 | Condemned | -1
723 | THIRUVALLUR | Suction Apparatus - Electrical(Hivacuam) | 00009/SAHV/1 | B | Surgical Aspirator Vaccum Suction |  |  | 2009-05-21 |  | General Surgicals |  | SandP |  |  | 2012-05-20 | 5500 |  |  |  | 17-12-2010 | Working
724 | THIRUVALLUR | Suction Apparatus - Electrical(Hivacuam) | 00009/SAHV/2 | B | Surgical Aspirator Vaccum Suction |  |  | 2009-05-21 |  | General Surgicals |  | SandP |  |  | 2012-05-20 | 5500 |  |  |  | 17-12-2010 | Working
725 | THIRUVALLUR | Suction Apparatus - Electrical(Hivacuam) | 00009/SAHV/3 | B | Surgical Aspirator Vaccum Suction |  |  | 2009-05-21 |  | General Surgicals |  | SandP |  |  | 2012-05-20 | 5500 |  |  |  | 17-12-2010 | Working
726 | THIRUVALLUR | Diathermy Machine (Electric Cautery) | 00009/SDIA/1 | B |  |  |  | 2003-09-26 |  | South India Surgicals and Co Ltd. | OT | DMS |  |  |  | 0 |  |  |  | 17-12-2010 | Condemned | -1
727 | THIRUVALLUR | Diathermy Machine (Electric Cautery) | 00009/SDIA/2 | B | AESCULAP |  |  | 2002-11-28 |  | Associated Surgicals | Eye OT | DMS |  |  |  | 0 |  |  |  | 17-12-2010 | Condemned | -1
728 | THIRUVALLUR | Diathermy Machine (Electric Cautery) | 00009/SDIA/3 | B | MX-250 OBS 026 |  |  | 2007-06-30 |  | Jupiter Manufacturing Works | OT | DMS | 35047/Sandamp;P/1/2007Dt-01/01/2007 |  | 2010-06-29 | 18000 |  |  |  | 17-12-2010 | Working
729 | THIRUVALLUR | Diathermy Machine (Electric Cautery) | 00009/SDIA/4 | B | MX-250 OBS 026 |  |  | 2007-06-30 |  | Jupiter Manufacturing Works | OT | DMS | 35047/Sandamp;P/1/2007Dt-27/04/2007 |  | 2010-06-29 | 18000 |  |  |  | 17-12-2010 | Working
730 | THIRUVALLUR | Diathermy Machine (Electric Cautery) | 00009/SDIA/5 | B |  |  |  | 2003-04-07 |  | Associated Surgicals | OT | DMS |  |  | 2006-04-06 | 10000 |  |  |  | 17-12-2010 | Working
731 | THIRUVALLUR | Diathermy Machine (Electric Cautery) | 00009/SDIA/6 | B |  |  |  | 2001-08-11 |  |  | OT | DDFW |  |  |  | 0 |  |  |  | 17-12-2010 | Condemned | -1
732 | THIRUVALLUR | Diathermy Machine (Electric Cautery) | 00009/SDIA/7 | B |  |  |  | 2001-11-08 |  |  |  | DMS |  |  |  | 0 |  |  |  | 17-12-2010 | Condemned | -1
733 | THIRUVALLUR | Diathermy Machine (Electric Cautery) | 00009/SDIA/8 | B |  |  |  | 2001-11-08 |  |  |  | DMS |  |  |  | 0 |  |  |  | 17-12-2010 | Condemned | -1
734 | THIRUVALLUR | Diathermy Machine (Electric Cautery) | 00009/SDIA/9 | B |  |  |  | 2007-04-03 |  | Solokraft Industries | OT | TNSACS | RES03/TANSACS/TNMSC/Sandamp;M/2000Dt-20/02/2007 |  | 2007-04-02 | 19500 |  |  |  | 17-12-2010 | Working
735 | THIRUVALLUR | Diathermy Machine (Electric Cautery) | 00009/SDIA/10 | B |  |  |  | 2008-12-08 |  | Suriya Surgical | OT | DMS | 51190/Sandamp;P/1/2008Dt-10/11/2008 | 2008-12-15 | 2011-12-14 | 184600 |  | 2013-12-14 |  | 17-12-2010 | Working
736 | THIRUVALLUR | Sterilizer Medium (Instrument) | 00009/STMD/1 | C | 16X9 |  |  | 2008-04-17 |  | Suriya Surgicals | Store | TNHSP |  |  |  | 0 |  |  |  | 17-12-2010 | Condemned | -1
737 | THIRUVALLUR | Sterilizer Medium (Instrument) | 00009/STMD/2 | C | 16X9 |  |  | 2008-04-17 |  | Suriya Surgicals | Store | TNHSP |  |  |  | 0 |  |  |  | 17-12-2010 | Condemned | -1
738 | THIRUVALLUR | Sterilizer Medium (Instrument) | 00009/STMD/3 | C | 16x6x6 |  |  | 2009-01-07 |  | Vishal Hospital and Furniture |  | TNMSC |  |  |  | 0 |  |  |  | 17-12-2010 | Condemned | -1
739 | THIRUVALLUR | Sterilizer Medium (Instrument) | 00009/STMD/4 | C | 16x6x6 |  |  | 2009-01-07 |  | Vishal Hospital and Furniture |  | TNMSC |  |  |  | 0 |  |  |  | 17-12-2010 | Condemned | -1
740 | THIRUVALLUR | Sterilizer Medium (Instrument) | 00009/STMD/5 | C |  |  |  | 2008-10-14 |  | Jupiter Manufacturing Works | Store | TNHSP |  |  |  | 0 |  |  |  | 17-12-2010 | Condemned | -1
741 | THIRUVALLUR | Steriliser Small (Instruments) | 00009/STSL/1 | C | 12X9 |  |  | 2008-04-17 |  | Suriya Surgicals | Store | TNHSP |  |  |  | 0 |  |  |  | 17-12-2010 | Condemned | -1
742 | THIRUVALLUR | Steriliser Small (Instruments) | 00009/STSL/2 | C | 12X9 |  |  | 2008-04-17 |  | Suriya Surgicals | Store | TNHSP |  |  |  | 0 |  |  |  | 17-12-2010 | Condemned | -1
743 | THIRUVALLUR | Steriliser Small (Instruments) | 00009/STSL/3 | C |  |  |  | 2008-02-13 |  | Associated Surgicals | OT | JDHS |  |  |  | 0 |  |  |  | 17-12-2010 | Condemned | -1
744 | THIRUVALLUR | Steriliser Small (Instruments) | 00009/STSL/4 | C |  |  |  | 2005-05-24 |  | GH Uthukottai | OT | Transfer |  |  |  | 0 |  |  |  | 17-12-2010 | Condemned | -1
745 | THIRUVALLUR | Steriliser Small (Instruments) | 00009/STSL/5 | C | [6 empty] | OT |  |  |  |  | 0 |  |  |  | 17-12-2010 | Condemned | -1
746 | THIRUVALLUR | Steriliser Small (Instruments) | 00009/STSL/6 | C | [6 empty] | OT |  |  |  |  | 0 |  |  |  | 17-12-2010 | Condemned | -1
747 | THIRUVALLUR | Steriliser Small (Instruments) | 00009/STSL/7 | C | [6 empty] | OT |  |  |  |  | 0 |  |  |  | 17-12-2010 | Condemned | -1
748 | THIRUVALLUR | Steriliser Small (Instruments) | 00009/STSL/8 | C | [6 empty] | Store |  |  |  |  | 0 |  |  |  | 17-12-2010 | Condemned | -1
749 | THIRUVALLUR | Steriliser Small (Instruments) | 00009/STSL/9 | C | [6 empty] | Store |  |  |  |  | 0 |  |  |  | 17-12-2010 | Condemned | -1
750 | THIRUVALLUR | Steriliser Small (Instruments) | 00009/STSL/10 | C | [6 empty] | Store |  |  |  |  | 0 |  |  |  | 17-12-2010 | Condemned | -1
751 | THIRUVALLUR | Steriliser Small (Instruments) | 00009/STSL/11 | C | [6 empty] | Store |  |  |  |  | 0 |  |  |  | 17-12-2010 | Condemned | -1
752 | THIRUVALLUR | Operation Table Hydraulic Major | 00009/TAMA/3 | B2 | Medium |  |  | 2008-10-05 |  | Jupiter Manufacturing Works | Store | NRHM |  |  | 2009-10-04 | 55120 |  |  |  | 17-12-2010 | Working
753 | THIRUVALLUR | Operation Table Hydraulic Major | 00009/TAMA/4 | B2 |  |  |  | 2008-12-08 |  | Jupiter Manufacturing Works | Store | TNHSP |  |  | 2009-12-07 | 55120 |  |  |  | 17-12-2010 | Working
754 | THIRUVALLUR | Operation Table Hydraulic Major | 00009/TAMA/5 | B2 |  |  |  | 2007-01-18 |  | Reliance Instruments | OT | TNHSP |  |  |  | 0 |  |  |  | 17-12-2010 | Condemned | -1
755 | THIRUVALLUR | Operation Table Hydraulic Major | 00009/TAMA/6 | B2 |  |  |  | 2009-03-19 |  | Vibash Coimbatore Surgicals Pvt. Ltd. | Ortho OT | SandP |  |  | 2012-03-18 | 55120 |  |  |  | 17-12-2010 | Working
756 | THIRUVALLUR | Operation Table Hydraulic Major | 00009/TAMA/8 | B2 | [6 empty] | Eye OT | DMS |  |  |  | 0 |  |  |  | 17-12-2010 | Condemned | -1
757 | THIRUVALLUR | Operation Table Hydraulic Major | 00009/TAMA/9 | B2 | [6 empty] | Eye OT | DMS |  |  |  | 0 |  |  |  | 17-12-2010 | Condemned | -1
758 | THIRUVALLUR | Alpha Bed with motor | 00009/ABM/1 | C | ORT 123 |  |  | 2007-06-30 |  | Jupiter Manufacturing Works | Store | DMS |  |  |  | 6600 |  |  |  | 17-12-2010 | Condemned | -1
759 | THIRUVALLUR | Generator | 00009/GEN/1 | C |  |  |  | 2007-12-03 |  | Fermier Enginner | BB | TNHSP |  |  | 2008-12-04 | 50626 |  |  |  | 17-12-2010 | Working
760 | THIRUVALLUR | Generator | 00009/GEN/2 | C |  |  |  | 2007-12-03 |  | Fermier Enginner | OT | TNHSP |  |  | 2008-12-04 | 50626 |  |  |  | 17-12-2010 | Working
761 | THIRUVALLUR | Inverter | 00009/INV/2 | C |  |  |  | 2006-08-28 |  | Numeric Power Systems | Supper. Room | TNHSP |  |  |  | 0 |  |  |  | 17-12-2010 | Condemned | -1
762 | THIRUVALLUR | Nebuliser Adult | 00009/NEBA/4 | C |  |  |  | 2008-02-13 |  | Associated Surgicals | M.W | PWF |  |  | 2009-02-12 | 1200 |  |  |  | 17-12-2010 | Working
763 | THIRUVALLUR | Nebuliser Adult | 00009/NEBA/5 | C |  |  |  | 2008-02-13 |  | Associated Surgicals | NBW | PWF |  |  | 2009-02-12 | 1200 |  |  |  | 17-12-2010 | Working
764 | THIRUVALLUR | Nebuliser Adult | 00009/NEBA/6 | C |  |  |  | 2008-02-13 |  | Associated Surgicals | NBW | PWF |  |  | 2009-02-12 | 1200 |  |  |  | 17-12-2010 | Working
765 | THIRUVALLUR | Nebuliser Adult | 00009/NEBA/7 | C |  |  |  | 2008-02-13 |  | Associated Surgicals | OP | PWF |  |  | 2009-02-12 | 1200 |  |  |  | 17-12-2010 | Working
766 | THIRUVALLUR | Nebuliser Adult | 00009/NEBA/8 | C |  |  |  | 2008-02-13 |  | Associated Surgicals | OP | PWF |  |  | 2009-02-12 | 1200 |  |  |  | 17-12-2010 | Working
767 | THIRUVALLUR | Nebuliser Adult | 00009/NEBA/9 | C |  |  |  | 2008-02-13 |  | Associated Surgicals | OT | PWF |  |  | 2009-02-12 | 1200 |  |  |  | 17-12-2010 | Working
768 | THIRUVALLUR | Nebuliser Adult | 00009/NEBA/10 | C |  |  |  | 2008-02-13 |  | Associated Surgicals | Store | PWF |  |  | 2009-02-12 | 1200 |  |  |  | 17-12-2010 | Working
769 | THIRUVALLUR | Nebuliser Adult | 00009/NEBA/11 | C |  |  |  | 2008-02-13 |  | Associated Surgicals | Store | PWF |  |  | 2009-02-12 | 1200 |  |  |  | 17-12-2010 | Working
770 | THIRUVALLUR | Nebuliser Adult | 00009/NEBA/12 | C |  |  |  | 1999-04-26 |  | Associated Surgicals | F W | DMS |  |  |  | 0 |  |  |  | 17-12-2010 | Condemned | -1
771 | THIRUVALLUR | Nebuliser Adult | 00009/NEBA/13 | C |  |  |  | 2003-07-30 |  | Associated Surgicals | F W | DMS |  |  |  | 0 |  |  |  | 17-12-2010 | Condemned | -1
772 | THIRUVALLUR | Nebuliser Adult | 00009/NEBA/14 | C |  |  |  | 2008-02-13 |  | Associated Surgicals | F W | PWF |  |  | 2009-02-12 | 1200 |  |  |  | 17-12-2010 | Working
773 | THIRUVALLUR | Nebuliser Adult | 00009/NEBA/15 | C |  |  |  | 2008-02-13 |  | Associated Surgicals | ICU | PWF |  |  |  | 0 |  |  |  | 17-12-2010 | Condemned | -1
774 | THIRUVALLUR | Nebuliser Adult | 00009/NEBA/16 | C |  |  |  | 2001-02-06 |  | Associated Surgicals | L.W | DMS |  |  |  | 0 |  |  |  | 17-12-2010 | Condemned | -1
775 | THIRUVALLUR | Nebuliser Adult | 00009/NEBA/17 | C |  |  |  | 2008-10-14 |  | Jupiter Manufacturing Works | Store | TNHSP |  |  | 2008-10-14 | 1200 |  |  |  | 17-12-2010 | Working
776 | THIRUVALLUR | Nebuliser Adult | 00009/NEBA/18 | C |  |  |  | 2008-10-14 |  | Jupiter Manufacturing Works | Tx out to GH - Uthukottai | TNHSP |  |  |  | 0 |  |  |  | 17-12-2010 | Condemned | -1
777 | THIRUVALLUR | Nebuliser Adult | 00009/NEBA/19 | C |  |  |  | 1996-03-27 |  | Phoenix Medical Systems | F W | DMS |  |  |  | 0 |  |  |  | 17-12-2010 | Condemned | -1
778 | THIRUVALLUR | Nebuliser Adult | 00009/NEBA/20 | C |  |  |  | 2006-09-27 |  | South India Surgicals and Co Ltd. | NBW | TNHSP |  |  |  | 0 |  |  |  | 17-12-2010 | Condemned | -1
779 | THIRUVALLUR | Nebuliser Adult | 00009/NEBA/21 | C |  |  |  | 2006-09-27 |  | South India Surgicals and Co Ltd. | NBW | TNHSP |  |  |  | 0 |  |  |  | 17-12-2010 | Condemned | -1
780 | THIRUVALLUR | Needle destroyer / Syringe Destroyer | 00009/NEED/1 | C |  |  |  | 2005-07-09 |  | GH Uthukottai | M.W | Transfer |  |  | 2006-07-08 | 755 |  |  |  | 17-12-2010 | Working
781 | THIRUVALLUR | Needle destroyer / Syringe Destroyer | 00009/NEED/5 | C |  |  |  | 2008-06-19 |  | Glo Life Care Equipments | OP | TNHSP |  |  | 2009-06-18 | 755 |  |  |  | 17-12-2010 | Working
782 | THIRUVALLUR | Needle destroyer / Syringe Destroyer | 00009/NEED/6 | C |  |  |  | 2008-06-19 |  | Glo Life Care Equipments | Store | TNHSP |  |  |  | 0 |  |  |  | 17-12-2010 | Condemned | -1
783 | THIRUVALLUR | Needle destroyer / Syringe Destroyer | 00009/NEED/7 | C |  |  |  | 2008-06-19 |  | Glo Life Care Equipments | Store | TNHSP |  |  |  | 0 |  |  |  | 17-12-2010 | Condemned | -1
784 | THIRUVALLUR | Needle destroyer / Syringe Destroyer | 00009/NEED/8 | C |  |  |  | 2008-06-19 |  | Glo Life Care Equipments | Store | TNHSP |  |  |  | 0 |  |  |  | 17-12-2010 | Condemned | -1
785 | THIRUVALLUR | Needle destroyer / Syringe Destroyer | 00009/NEED/9 | C |  |  |  | 2008-06-19 |  | Glo Life Care Equipments | Store | TNHSP |  |  | 2009-06-18 | 755 |  |  |  | 17-12-2010 | Not Working
786 | THIRUVALLUR | Needle destroyer / Syringe Destroyer | 00009/NEED/10 | C |  |  |  | 2008-06-19 |  | Glo Life Care Equipments | Store | TNHSP |  |  | 2009-06-18 | 755 |  |  |  | 17-12-2010 | Not Working
787 | THIRUVALLUR | Needle destroyer / Syringe Destroyer | 00009/NEED/11 | C |  |  |  | 2008-06-19 |  | Glo Life Care Equipments | Store | TNHSP |  |  | 2009-06-18 | 2500 |  |  |  | 17-12-2010 | Not Working
788 | THIRUVALLUR | Needle destroyer / Syringe Destroyer | 00009/NEED/12 | C |  |  |  | 2008-06-19 |  | Glo Life Care Equipments | Store | TNHSP |  |  | 2009-06-18 | 2500 |  |  |  | 17-12-2010 | Not Working
789 | THIRUVALLUR | Needle destroyer / Syringe Destroyer | 00009/NEED/13 | C |  |  |  | 2008-06-19 |  | Glo Life Care Equipments | F W | TNHSP |  |  | 2009-06-18 | 2500 |  |  |  | 17-12-2010 | Not Working
790 | THIRUVALLUR | Needle destroyer / Syringe Destroyer | 00009/NEED/14 | C |  |  |  | 2008-06-19 |  | Glo Life Care Equipments | L.W | TNHSP |  |  | 2009-06-18 | 2500 |  |  |  | 17-12-2010 | Not Working
791 | THIRUVALLUR | Needle destroyer / Syringe Destroyer | 00009/NEED/15 | C |  |  |  | 2008-06-19 |  | Glo Life Care Equipments | Lab | TNHSP |  |  |  | 0 |  |  |  | 17-12-2010 | Condemned | -1
792 | THIRUVALLUR | Needle destroyer / Syringe Destroyer | 00009/NEED/16 | C |  |  |  | 2008-06-19 |  | Glo Life Care Equipments | M.W | TNHSP |  |  |  | 0 |  |  |  | 17-12-2010 | Condemned | -1
793 | THIRUVALLUR | Needle destroyer / Syringe Destroyer | 00009/NEED/18 | C |  |  |  | 2003-06-28 |  | Linco Scientific India Ltd. | OP | DMRHS |  |  |  | 0 |  |  |  | 17-12-2010 | Condemned | -1
794 | THIRUVALLUR | Needle destroyer / Syringe Destroyer | 00009/NEED/19 | C |  |  |  | 2003-06-28 |  | Linco Scientific India Ltd. | Eye OT | DMRHS |  |  |  | 0 |  |  |  | 17-12-2010 | Condemned | -1
795 | THIRUVALLUR | Needle destroyer / Syringe Destroyer | 00009/NEED/20 | C |  |  |  | 2003-06-28 |  | Linco Scientific India Ltd. | L.W | DMRHS |  |  |  | 0 |  |  |  | 17-12-2010 | Condemned | -1
796 | THIRUVALLUR | Needle destroyer / Syringe Destroyer | 00009/NEED/21 | C |  |  |  | 2003-06-28 |  | Linco Scientific India Ltd. | Lab | DMRHS |  |  | 2006-06-27 | 2500 |  |  |  | 17-12-2010 | Working
797 | THIRUVALLUR | Needle destroyer / Syringe Destroyer | 00009/NEED/22 | C |  |  |  | 2002-06-21 |  |  | VCTC Lab | TNSACS |  |  | 2003-06-20 | 2500 |  |  |  | 17-12-2010 | Condemned | -1
798 | THIRUVALLUR | Weighing Machine Electronic | 00009/WME/1 | C | Digital |  |  | 2009-04-17 |  | Amman Surgicals~ Trichy. |  |  |  |  | 2010-04-16 | 10000 |  |  |  | 17-12-2010 | Working
799 | THIRUVALLUR | Weighing Machine Electronic | 00009/WME/2 | C | Digital |  |  | 2009-04-17 |  | Amman Surgicals~ Trichy. |  |  |  |  | 2010-04-16 | 10000 |  |  |  | 17-12-2010 | Working
800 | THIRUVALLUR | Weighing Machine Electronic | 00009/WME/3 | C | Digital |  |  | 2009-04-17 |  | Amman Surgicals~ Trichy. |  |  |  |  | 2010-04-16 | 10000 |  |  |  | 17-12-2010 | Working
801 | THIRUVALLUR | Weighing Machine Electronic | 00009/WME/4 | C | Electronic |  |  | 2009-01-21 |  | Suriya Surgical | Store | SandP |  |  | 2012-01-20 | 10920 |  |  |  | 17-12-2010 | Working
802 | THIRUVALLUR | X.ray lobby single | 00009/XRLS/1 | C |  |  |  | 2009-04-17 |  | Amman Surgicals~ Trichy. |  |  |  |  | 2010-04-16 | 1000 |  |  |  | 17-12-2010 | Working
803 | THIRUVALLUR | X.ray lobby single | 00009/XRLS/2 | C |  |  |  | 2009-04-17 |  | Amman Surgicals~ Trichy. |  |  |  |  | 2010-04-16 | 1000 |  |  |  | 17-12-2010 | Working
804 | THIRUVALLUR | X.ray lobby single | 00009/XRLS/3 | C |  |  |  | 2009-04-17 |  | Amman Surgicals~ Trichy. |  |  |  |  | 2010-04-16 | 1000 |  |  |  | 17-12-2010 | Working
805 | THIRUVALLUR | X.ray lobby single | 00009/XRLS/4 | C |  |  |  | 2009-04-17 |  | Amman Surgicals~ Trichy. |  |  |  |  | 2010-04-16 | 1000 |  |  |  | 17-12-2010 | Working
806 | THIRUVALLUR | X.ray lobby single | 00009/XRLS/5 | C |  |  |  | 2009-04-17 |  | Amman Surgicals~ Trichy. |  |  |  |  | 2010-04-16 | 1000 |  |  |  | 17-12-2010 | Working
807 | THIRUVALLUR | X.ray lobby single | 00009/XRLS/6 | C |  |  |  | 2009-04-17 |  | Amman Surgicals~ Trichy. |  |  |  |  | 2010-04-16 | 1000 |  |  |  | 17-12-2010 | Working
808 | THIRUVALLUR | B.P.apparatus stand model | 00009/BPAS/6 | C | Stand |  |  |  |  | Jupiter Manufacturing Works | Ortho | TNHSP |  |  | upto 2009 | 1090 |  |  |  | 17-12-2010 | Condemned | -1
809 | THIRUVALLUR | B.P.apparatus stand model | 00009/BPAS/7 | C | Stand |  |  |  |  | Jupiter Manufacturing Works | Store | TNHSP |  |  | upto 2009 | 1090 |  |  |  | 17-12-2010 | Condemned | -1
810 | THIRUVALLUR | B.P.apparatus table model | 00009/BPAT/4 | C | Box |  |  | 2009-09-04 |  | M C Dalal |  | JDHS |  |  | 2010-09-03 | 1000 |  |  |  | 17-12-2010 | Condemned | -1
811 | THIRUVALLUR | B.P.apparatus table model | 00009/BPAT/9 | C | Box |  |  | 2009-09-04 |  | M C Dalal |  | JDHS |  |  | 2010-09-03 | 1000 |  |  |  | 17-12-2010 | Condemned | -1
812 | THIRUVALLUR | B.P.apparatus table model | 00009/BPAT/10 | C | Box |  |  | 2009-09-04 |  | M C Dalal |  | JDHS |  |  | 2010-09-03 | 1000 |  |  |  | 17-12-2010 | Condemned | -1
813 | THIRUVALLUR | B.P.apparatus table model | 00009/BPAT/11 | C | Box |  |  | 2009-09-04 |  | M C Dalal |  | JDHS |  |  | 2010-09-03 | 1000 |  |  |  | 17-12-2010 | Condemned | -1
814 | THIRUVALLUR | B.P.apparatus table model | 00009/BPAT/12 | C | Box |  |  | 2009-09-04 |  | M C Dalal |  | JDHS |  |  | 2010-09-03 | 1000 |  |  |  | 17-12-2010 | Working
815 | THIRUVALLUR | B.P.apparatus table model | 00009/BPAT/13 | C | Box |  |  | 2009-09-04 |  | M C Dalal |  | JDHS |  |  | 2010-09-03 | 1000 |  |  |  | 17-12-2010 | Working
816 | THIRUVALLUR | B.P.apparatus table model | 00009/BPAT/14 | C | Box |  |  | 2009-09-04 |  | M C Dalal |  | JDHS |  |  | 2010-09-03 | 1000 |  |  |  | 17-12-2010 | Working
817 | THIRUVALLUR | B.P.apparatus table model | 00009/BPAT/15 | C | Box |  |  | 2009-09-04 |  | M C Dalal |  | JDHS |  |  | 2010-09-03 | 1000 |  |  |  | 17-12-2010 | Working
818 | THIRUVALLUR | B.P.apparatus table model | 00009/BPAT/16 | C | Box |  |  | 2009-09-04 |  | M C Dalal |  | JDHS |  |  | 2010-09-03 | 1000 |  |  |  | 17-12-2010 | Working
819 | THIRUVALLUR | B.P.apparatus table model | 00009/BPAT/17 | C | Box |  |  | 2009-09-04 |  | M C Dalal |  | JDHS |  |  | 2010-09-03 | 1000 |  |  |  | 17-12-2010 | Working
820 | THIRUVALLUR | B.P.apparatus table model | 00009/BPAT/18 | C | Box |  |  | 2009-09-04 |  | M C Dalal |  | JDHS |  |  | 2010-09-03 | 1000 |  |  |  | 17-12-2010 | Working
821 | THIRUVALLUR | B.P.apparatus table model | 00009/BPAT/19 | C | Box |  |  | 2009-09-04 |  | M C Dalal |  | JDHS |  |  | 2010-09-03 | 1000 |  |  |  | 17-12-2010 | Working
822 | THIRUVALLUR | Cardiac Monitor | 00009/EBSM/2 | C | Integra I E | C10812AM13 |  | 2009-06-01 | Concept Integration (I) Pvt. Ltd. | Concept Integration (I) Pvt. Ltd. | Female Ward | TNHSP | TNHSP/TNMSC/P3E13/2008 dt 10/10/2008 | 2009-01-06 | 2010-01-05 | 24500 |  |  |  | 17-12-2010 | Not Working
823 | THIRUVALLUR | ECG machine computerized | 00009/ECGC/1 | B | EDAN SE 300 |  |  | 2008-11-19 |  | Madras Surgical andamp; Chemicals | ECG Dept. | TNHSP |  |  |  | 0 |  |  | Madras Surgical and chemicals | 17-12-2010 | Condemned | -1
824 | THIRUVALLUR | ECG machine ordinary | 00009/ECGO/1 | B | 108 T |  |  | 1996-09-12 |  | BPL india (P) Ltd. | X-Ray Room | DMS |  |  |  | 0 |  |  |  | 17-12-2010 | Condemned | -1
825 | THIRUVALLUR | ECG machine ordinary | 00009/ECGO/2 | B | 108 T | 23416 |  | 2001-08-03 |  | BPL india (P) Ltd. | ICU | DMS |  |  |  | 0 |  |  |  | 17-12-2010 | Condemned | -1
826 | THIRUVALLUR | ECG machine ordinary | 00009/ECGO/3 | B | 108 T |  |  | 2005-04-26 |  | GH Uthukottai | X-Ray Room | Transfer |  |  |  | 0 |  |  |  | 17-12-2010 | Condemned | -1
827 | THIRUVALLUR | ECG machine ordinary | 00009/ECGO/4 | B |  |  |  | 1997-03-02 |  | Pincle Products | X-Ray Room | TNMSC |  |  |  | 0 |  |  |  | 17-12-2010 | Condemned | -1
828 | THIRUVALLUR | Infusion pump | 00009/INPM/3 | C | Samtronic India in. co. Ltd. - ST 1000 | 900383T |  | 2010-10-13 |  | Trans Health Care India Pvt. Ltd. |  | RCH |  |  | 2011-10-12 | 25200 |  |  |  | 17-12-2010 | Working
829 | THIRUVALLUR | Infusion pump | 00009/INPM/6 | C | Samtronic India in. co. Ltd. - ST 1000 | 900385T |  | 2010-10-13 |  | Trans Health Care India Pvt. Ltd. |  | RCH |  |  | 2011-10-12 | 25200 |  |  |  | 17-12-2010 | Working
830 | THIRUVALLUR | Infusion pump | 00009/INPM/7 | C | Samtronic India in. co. Ltd. - ST 1000 | 900317T |  | 2010-10-13 |  | Trans Health Care India Pvt. Ltd. |  | RCH |  |  | 2011-10-12 | 25200 |  |  |  | 17-12-2010 | Working
831 | THIRUVALLUR | Infusion pump | 00009/INPM/9 | C |  |  |  | 2004-05-02 |  | Akas Medicals | F W | DMS |  |  |  | 0 |  |  |  | 17-12-2010 | Condemned | -1
832 | THIRUVALLUR | Infusion pump | 00009/INPM/10 | C |  |  |  | 2007-03-26 |  | Akas Medicals | ICU | DMS |  |  | 2010-03-26 | 24400 |  |  |  | 17-12-2010 | Working
833 | THIRUVALLUR | Infusion pump | 00009/INPM/11 | C |  |  |  | 2007-03-26 |  | Akas Medicals | L.W | DMS |  |  | 2010-03-26 | 24400 |  |  |  | 17-12-2010 | Working
834 | THIRUVALLUR | Infusion pump | 00009/INPM/12 | C |  |  |  | 2007-02-14 |  | Trivitron Medical Systems | NBW | TNHSP |  |  | 2008-02-13 | 25000 |  |  |  | 17-12-2010 | Working
835 | THIRUVALLUR | Pulse Oximeter | 00009/SPO2/1 | B |  |  |  | 1995-06-11 |  | BOC India Ltd. | OT | DMS |  |  |  | 0 |  |  |  | 17-12-2010 | Condemned | -1
836 | THIRUVALLUR | Pulse Oximeter | 00009/SPO2/2 | B |  |  |  | 2004-05-24 |  | GH Uthukottai | OT |  |  |  |  | 0 |  |  |  | 17-12-2010 | Condemned | -1
837 | THIRUVALLUR | Pulse Oximeter | 00009/SPO2/3 | B |  |  |  | 2008-03-19 |  | Lersan and Toubro Limited | OT | NRHM |  |  | 2009-03-18 | 33750 |  |  |  | 17-12-2010 | Working
838 | THIRUVALLUR | Pulse Oximeter | 00009/SPO2/4 | B |  |  |  | 2008-08-04 |  | Lersan and Toubro Limited | P.W | NRHM |  |  | 2009-08-03 | 33750 |  |  |  | 17-12-2010 | Working
839 | THIRUVALLUR | Pulse Oximeter | 00009/SPO2/5 | B |  |  |  | 2008-08-04 |  | Lersan and Toubro Limited | M.W | NRHM |  |  | 2009-08-03 | 33750 |  |  |  | 17-12-2010 | Working
840 | THIRUVALLUR | Pulse Oximeter | 00009/SPO2/8 | B |  | T80010812028 |  | 2009-12-01 |  | Southern Medical Systems | FWOT | TNHSP |  |  | 2010-11-30 | 24000 |  |  |  | 17-12-2010 | Working
841 | THIRUVALLUR | Pulse Oximeter | 00009/SPO2/9 | B |  | T80010812013 |  | 2009-12-01 |  | Southern Medical Systems | FWOT | TNHSP |  |  | 2010-11-30 | 24000 |  |  |  | 17-12-2010 | Working
842 | THIRUVALLUR | Pulse Oximeter | 00009/SPO2/10 | B |  | T80010812028 |  | 2009-01-12 |  | Southern Medical Systems | OT | TNHSP |  |  |  | 0 |  |  |  | 17-12-2010 | Excess Entry | -1
843 | THIRUVALLUR | Pulse Oximeter | 00009/SPO2/11 | B |  | T80010812030 |  | 2009-01-12 |  | Southern Medical Systems | OT | TNHSP |  |  |  | 0 |  |  |  | 17-12-2010 | Excess Entry | -1
844 | THIRUVALLUR | Pulse Oximeter | 00009/SPO2/12 | B |  |  |  | 1998-10-12 |  | Trans Health Care Ltd.~ | Store | DMS |  |  |  | 0 |  |  |  | 17-12-2010 | Condemned | -1
845 | THIRUVALLUR | Syringe Pump | 00009/SYRP/2 | B | Samtronic India in. co. Ltd. - ST 6700 | 377610128 |  | 2010-10-13 |  | Trans Health Care India Pvt. Ltd. |  | RCH |  |  | 2011-10-12 | 25200 |  |  |  | 17-12-2010 | Working
846 | THIRUVALLUR | Ventilators (Paediatrics) | 00009/VENP/1 | B |  |  |  | 2007-05-23 |  | Erkadi Systems | NBW | TNHSP |  |  |  | 0 |  |  |  | 17-12-2010 | Transferred to ICH | -1
847 | THIRUVALLUR | Ventilators (Paediatrics) | 00009/VENP/2 | B | Savina CAT 266 | ARYK 0090 |  | 2008-04-25 | DRAGER | Madras Surgical andamp; Chemicals | M.W | TNMSC | 2394/NRHM/TNMSC/2008-06Dt-10-03-2008 | 2008-05-23 | 2009-05-22 | 695000 |  |  |  | 17-12-2010 | Working
848 | THIRUVALLUR | Dental Chair | 00009/DECH/1 | B2 | Confident |  |  | 2009-04-13 | Confident Dental Equipments | Confident Dental Equipments | Dental OP | SandP | 90219/Sandamp;P/1/2008 dt 06/02/2009 |  | 2010-04-12 | 105000 |  |  |  | 17-12-2010 | Working
849 | THIRUVALLUR | Head light (ordinary) (Boyle Davis) | 00009/HDLT/1 | C |  |  |  | 2009-04-17 |  | Amman Surgicals~ Trichy. |  |  |  |  | 2010-04-16 | 5000 |  |  |  | 17-12-2010 | Working
850 | THIRUVALLUR | Head light (ordinary) (Boyle Davis) | 00009/HDLT/2 | C |  |  |  | 2009-04-17 |  | Amman Surgicals~ Trichy. |  |  |  |  | 2010-04-16 | 5000 |  |  |  | 17-12-2010 | Working
851 | THIRUVALLUR | Laryngoscope(Adult) | 00009/LAGA/1 | C |  |  |  | 2010-12-10 |  | south india surgicals | Store | RCH |  |  | 2011-12-09 | 2400 |  |  |  | 17-12-2010 | Working
852 | THIRUVALLUR | Laproscope Double Puncture | 00009/LDP/1 | C |  |  |  | 2007-11-05 |  | Vishal Surgical Equipments | OT | TNHSP |  |  |  | 0 |  |  |  | 17-12-2010 | Wrong Entry | -1
853 | THIRUVALLUR | Laproscope Single Puncture | 00009/LSP/1 | C |  |  |  | 2004-06-03 |  | GH Ponneri | OT | Transfer |  |  |  | 0 |  |  |  | 17-12-2010 | Condemned | -1
854 | THIRUVALLUR | Laproscope Single Puncture | 00009/LSP/2 | C |  |  |  | 2004-06-03 |  | PHC ravari Kuppam | OT | Transfer |  |  |  | 0 |  |  |  | 17-12-2010 | Condemned | -1
855 | THIRUVALLUR | Laproscope Single Puncture | 00009/LSP/3 | C |  |  |  | 2008-05-29 |  | Vishal Surgical Equipments | OT | DDFW |  |  | 2009-05-28 | 45000 |  |  |  | 17-12-2010 | Working
856 | THIRUVALLUR | Laproscope Single Puncture | 00009/LSP/4 | C |  |  |  | 2008-05-29 |  | Vishal Surgical Equipments | OT | DDFW |  |  | 2009-05-28 | 45000 |  |  |  | 17-12-2010 | Working
857 | THIRUVALLUR | Laproscope Single Puncture | 00009/LSP/5 | C | [6 empty] | OT | DDFW |  |  |  | 0 |  |  |  | 17-12-2010 | Condemned | -1
858 | THIRUVALLUR | Laproscope Single Puncture | 00009/LSP/6 | C | [6 empty] | OT | DDFW |  |  |  | 0 |  |  |  | 17-12-2010 | Condemned | -1
859 | THIRUVALLUR | Laproscope Single Puncture | 00009/LSP/7 | C | [6 empty] | OT | DDFW |  |  |  | 0 |  |  |  | 17-12-2010 | Condemned | -1
860 | THIRUVALLUR | Laproscope Single Puncture | 00009/LSP/8 | C |  |  |  | 2003-01-12 |  |  | OT | DDFW |  |  |  | 0 |  |  |  | 17-12-2010 | Condemned | -1
861 | THIRUVALLUR | Laproscope Single Puncture | 00009/LSP/9 | C |  |  |  | 2003-08-12 |  |  | OT | DDFW |  |  |  | 0 |  |  |  | 17-12-2010 | Condemned | -1
862 | THIRUVALLUR | A-Scan Biometer | 00009/ASB/1 | B |  |  |  | 2001-02-19 |  | Director General of Health Service | Eye Dept |  |  |  |  | 0 |  |  |  | 17-12-2010 | Condemned | -1
863 | THIRUVALLUR | A-Scan Biometer | 00009/ASB/2 | B |  |  |  | 2001-07-19 |  | Director General of Health Service | GH Ponneri |  |  |  |  | 0 |  |  |  | 17-12-2010 | Condemned | -1
864 | THIRUVALLUR | A-Scan Biometer | 00009/ASB/3 | B |  |  |  | 1999-06-26 |  | Innomed Medicals | Eye Dept |  |  |  |  | 0 |  |  |  | 17-12-2010 | Condemned | -1
865 | THIRUVALLUR | Keratometer | 00009/KER/1 | B | Model KMS6 |  |  | 2000-11-22 |  | Appasamy Associats | Eye Dept | HandFW |  |  |  | 0 |  |  |  | 17-12-2010 | Condemned | -1
866 | THIRUVALLUR | Operating Microscope(Eye) | 00009/OMS/1 | B | ASM - 930TG |  |  | 2009-03-11 |  | Ascan Medical Instruments | Eye OT | TNMSC |  |  | 2012-03-10 | 150000 |  |  |  | 17-12-2010 | Working
867 | THIRUVALLUR | Operating Microscope(Eye) | 00009/OMS/2 | B |  |  |  | 2007-07-30 |  | Ascon Medicals Instruments (P) Ltd | Eye OT |  |  |  | 2010-07-29 | 150000 |  |  |  | 17-12-2010 | Working
868 | THIRUVALLUR | Opthalmoscope Indirect | 00009/OPMSI/1 | C |  |  |  | 1999-03-24 |  | Appasamy Associats | Eye Dept |  |  |  |  | 0 |  |  |  | 17-12-2010 | Condemned | -1
869 | THIRUVALLUR | Opthalmoscope Indirect | 00009/OPMSI/2 | C |  |  |  | 2000-11-22 |  | Appasamy Associats | Eye Dept |  |  |  | 2001-11-21 | 10000 |  |  |  | 17-12-2010 | Working
870 | THIRUVALLUR | Opthalmoscope Indirect | 00009/OPMSI/3 | C |  |  |  | 2009-12-05 |  | Suriya Surgical | Eye Dept | TNMSC |  |  | 2012-12-04 | 10000 |  |  |  | 17-12-2010 | Working
871 | THIRUVALLUR | Opthalmoscope - Direct | 00009/OPTD/1 | C | German Make |  |  | 2002-11-14 |  | Associated Surgicals | Eye Dept | DMS |  |  | 2005-11-13 | 10000 |  |  |  | 17-12-2010 | Working
872 | THIRUVALLUR | Opthalmoscope - Direct | 00009/OPTD/2 | C |  |  |  | 2003-10-02 |  | Associated Surgicals | Eye Dept | DMRHS |  |  | 2006-10-01 | 10000 |  |  |  | 17-12-2010 | Working
873 | THIRUVALLUR | Opthalmoscope - Direct | 00009/OPTD/3 | C |  |  |  | 2009-03-27 |  | South India Surgicals and Co Ltd. | Eye Dept | DMRHS |  |  | 2012-03-26 | 84000 |  |  |  | 17-12-2010 | Working
874 | THIRUVALLUR | Retino scope | 00009/RETS/1 | C |  |  |  | 2003-11-08 |  | Jupiter Manufacturing Works | Eye Dept | DBCS |  |  | 2006-12-07 | 10000 |  |  |  | 17-12-2010 | Working
875 | THIRUVALLUR | Slit Lamp | 00009/SLIT/1 | C |  |  |  | 2000-11-22 |  | Appasamy Associats | Eye Dept |  |  |  |  | 0 |  |  |  | 17-12-2010 | Condemned | -1
876 | THIRUVALLUR | Slit Lamp | 00009/SLIT/2 | C |  |  |  | 1997-07-05 |  | JDHS | Eye Dept | JDHS |  |  |  | 0 |  |  |  | 17-12-2010 | Condemned | -1
877 | THIRUVALLUR | Yag Laser | 00009/YAGL/1 | C |  |  |  | 2004-05-13 |  | Hundusthan Latex Limited | Eye Dept |  |  |  |  | 0 |  |  |  | 17-12-2010 | Condemned | -1
878 | THIRUVALLUR | Ultra Sonogram -MOBILE | 00009/IUSM/2 | B | Selectra LX-60R |  |  | 2007-05-07 |  | Larsen and Toubro Limited | L W | NRHM |  |  |  | 0 |  |  |  | 17-12-2010 | Transferred to GH - Pallipet | -1
879 | THIRUVALLUR | Ultra Sonogram -MOBILE | 00009/IUSM/3 | B | Sonota Plus |  |  | 2003-10-16 |  | Larsen and Toubro Limited | Store | DMS |  |  |  | 0 |  |  |  | 17-12-2010 | Transferred to GH - Madavaram | -1
880 | THIRUVALLUR | Ultra Sonogram -MOBILE | 00009/IUSM/4 | B | Sonota Plus |  |  | 2003-03-18 |  | Larsen and Toubro Limited | Store | DMS |  |  | 2007-03-17 | 272950 |  |  |  | 17-12-2010 | Not Working
881 | THIRUVALLUR | Ultra Sonogram -MOBILE | 00009/IUSM/5 | B | UF4500N | 12021339 |  | 1996-03-30 |  | Kody Elcot | IPP V Ward | IPPV |  |  |  | 0 |  |  |  | 17-12-2010 | Condemned | -1
882 | THIRUVALLUR | X-ray Machine 100 mA | 00009/XRY100/1 | B | ELINEX 60 mA |  |  | 1964-05-20 | [7 empty] | 0 |  |  |  | 17-12-2010 | Condemned | -1
883 | THIRUVALLUR | X-ray Machine 100 mA | 00009/XRY100/2 | B | STALIN 100 mA |  |  | 1982-06-24 |  | Wipro GE | X - Ray Room |  |  |  |  | 0 |  |  |  | 17-12-2010 | Condemned | -1
884 | THIRUVALLUR | X-ray Machine 30 mA(Mobile) | 00009/XRY30/1 | B | MEDICO 30mA |  |  | 1996-08-05 |  | Transfer in from GH ~ Kancheepuram |  | Transfer |  |  |  | 0 |  |  |  | 17-12-2010 | Condemned | -1
885 | THIRUVALLUR | Binocular Mircroscope | 00009/BIMS/2 | B2 | Binocular |  |  | 2009-03-07 |  | Solocraft Industries |  | TNHSP |  |  | 2010-03-06 | 18786 |  |  |  | 17-12-2010 | Working
886 | THIRUVALLUR | Binocular Mircroscope | 00009/BIMS/3 | B2 | Model AJ12; Binocular |  |  | 1999-05-05 |  | Scientific General Traders | Lab | CO |  |  |  | 0 |  |  |  | 17-12-2010 | Condemned | -1
887 | THIRUVALLUR | Blood Bank Refrigerator | 00009/BLDR/1 | B | MRL 150 |  |  | 2000-09-08 |  |  | BB | CO |  |  |  | 0 |  |  |  | 17-12-2010 | Condemned | -1
888 | THIRUVALLUR | Blood Bank Refrigerator | 00009/BLDR/2 | B | Remi | BDIT 1161 |  | 2010-09-26 |  | Remi Electro Equipments | BB | CO |  |  | 2011-10-26 | 145000 |  |  |  | 17-12-2010 | Working
889 | THIRUVALLUR | Blood Bank Refrigerator | 00009/BLDR/4 | B |  |  |  | 2003-08-01 |  | GH Ponneri | BB | Transfer |  |  | 2004-07-31 | 50000 |  |  |  | 17-12-2010 | Working
890 | THIRUVALLUR | Blood Bank Refrigerator | 00009/BLDR/5 | B |  |  |  | 1998-11-30 |  | Remi Instruments | BB | DMS |  |  |  | 0 |  |  |  | 17-12-2010 | Condemned | -1
891 | THIRUVALLUR | Blood Bank Refrigerator | 00009/BLDR/6 | B |  |  |  | 2004-07-10 |  | Thermo Scientific Instruments | BB | DMS |  |  | 2005-07-09 | 50000 |  |  |  | 17-12-2010 | Working
892 | THIRUVALLUR | Blood Bank Refrigerator | 00009/BLDR/7 | B |  |  |  | 2000-01-24 |  |  | BB | TNMSC |  |  | 2001-01-23 | 50000 |  |  |  | 17-12-2010 | Working
893 | THIRUVALLUR | Electric Calorimeter | 00009/CALO/1 | C |  |  |  | 2008-03-04 |  | Associated Surgicals | GH Madhavaram | NRHM |  |  |  | 0 |  |  |  | 17-12-2010 | Condemned | -1
894 | THIRUVALLUR | Electric Calorimeter | 00009/CALO/2 | C |  |  |  | 2008-03-04 |  | Associated Surgicals | Lab | NRHM |  |  |  | 0 |  |  |  | 17-12-2010 | Condemned | -1
895 | THIRUVALLUR | Electric Calorimeter | 00009/CALO/3 | C | [6 empty] | Lab |  |  |  |  | 0 |  |  |  | 17-12-2010 | Condemned | -1
896 | THIRUVALLUR | Electri centrifuger | 00009/CENT/1 | C | C8C |  |  | 2009-09-18 |  | _ |  | TANSACS |  |  | 2010-09-17 | 5000 |  |  |  | 17-12-2010 | Working
897 | THIRUVALLUR | Electri centrifuger | 00009/CENT/3 | C | C8C |  |  | 2009-10-19 |  | Saberwal Surgicals |  | TANSACS |  |  | 2010-10-18 | 5000 |  |  |  | 17-12-2010 | Working
898 | THIRUVALLUR | Coagulation Analyser | 00009/COAGA/1 | C | CA -50 | A4636 |  | 2008-07-10 |  | Transasia Bio Medical | Lab | DMS |  |  | 2009-07-09 | 145000 |  |  |  | 17-12-2010 | Not Working
899 | THIRUVALLUR | Distilled water stills | 00009/DWSL/1 | C |  |  |  | 1999-07-07 |  | Gu Enter prices | BB | DMS |  |  |  | 0 |  |  |  | 17-12-2010 | Condemned | -1
900 | THIRUVALLUR | Electrolyte Analyser | 00009/ELEA/1 | C | Easylyte | 31848B |  | 2008-07-10 |  | Transasia Bio Medical | Lab | DMS |  |  | 2011-07-09 | 140000 |  |  |  | 17-12-2010 | Working
901 | THIRUVALLUR | Elisa Reader cum washer | 00009/ELRW/1 | B |  |  |  | 2000-07-08 |  | AV Bio Medical (P) Ltd. | BB | DMS |  |  |  | 0 |  |  |  | 17-12-2010 | To be condemned | -1
902 | THIRUVALLUR | Glucometer | 00009/GLMT/1 | C |  |  |  | 2003-03-07 |  | Associated Surgicals | L.W | DMS |  |  |  | 0 |  |  |  | 17-12-2010 | Condemned | -1
903 | THIRUVALLUR | Glucometer | 00009/GLMT/2 | C |  |  |  | 2003-03-07 |  | Associated Surgicals | Lab | DMS |  |  |  | 0 |  |  |  | 17-12-2010 | Condemned | -1
904 | THIRUVALLUR | Glucometer | 00009/GLMT/3 | C |  |  |  | 2003-03-07 |  | Associated Surgicals | Lab | DMS |  |  |  | 0 |  |  |  | 17-12-2010 | Condemned | -1
905 | THIRUVALLUR | Mono cular Microscope | 00009/MOMS/1 | C | Monocular |  |  | 2002-11-12 |  | Associated Surgicals | Lab | JDHS |  |  |  | 0 |  |  |  | 17-12-2010 | Condemned | -1
906 | THIRUVALLUR | Mono cular Microscope | 00009/MOMS/2 | C | Monocular |  |  | 1997-09-16 |  |  | Lab | Leprosy |  |  |  | 0 |  |  |  | 17-12-2010 | Condemned | -1
907 | THIRUVALLUR | Mono cular Microscope | 00009/MOMS/3 | C | Monocular |  |  | 1997-09-16 |  |  | Lab | Leprosy |  |  |  | 0 |  |  |  | 17-12-2010 | Condemned | -1
908 | THIRUVALLUR | Mono cular Microscope | 00009/MOMS/4 | C | Monocular |  |  | 1997-09-16 |  |  | Lab | Leprosy |  |  |  | 0 |  |  |  | 17-12-2010 | Condemned | -1
909 | THIRUVALLUR | Refrigerator | 00009/REFR/2 | C | Samsung Standard 190lts |  |  | 2009-11-16 |  | Vivek Limited |  | _ |  |  | 2010-11-15 | 8000 |  |  |  | 17-12-2010 | Working
910 | THIRUVALLUR | Refrigerator | 00009/REFR/3 | C | Zenith 310 Lts |  |  | 1996-06-26 |  | Fedders Lioyd Corporation | BB | DMS |  |  | 1997-06-25 | 0 |  |  |  | 17-12-2010 | Condemned | -1
911 | THIRUVALLUR | Refrigerator | 00009/REFR/5 | C |  |  |  | 2006-01-24 |  | Videocon | BB | TNMSC |  |  | 2010-01-23 | 10000 |  |  |  | 17-12-2010 | Working
912 | THIRUVALLUR | Refrigerator | 00009/REFR/6 | C | [6 empty] | GH Pulicat |  |  |  |  | 0 |  |  |  | 17-12-2010 | Condemned | -1
913 | THIRUVALLUR | Semi auto analyser | 00009/SEAA/2 | B2 | [6 empty] | Lab |  |  |  |  | 0 |  |  |  | 17-12-2010 | Condemned | -1
914 | THIRUVALLUR | Urine Analyser | 00009/URNA/1 | C |  |  |  | 2009-03-03 |  | Solokraft Industries | LAB | SandP |  |  | 2012-02-02 | 112000 |  |  |  | 17-12-2010 | Working
915 | THIRUVALLUR | Rotor / Shaker | 00009/VDRL/1 | C |  |  |  | 2001-03-20 |  | Remi Motors | Lab | DMS |  |  | 2004-03-19 | 5000 |  |  |  | 17-12-2010 | Working
916 | THIRUVALLUR | VDRL Rotator / Mechanical Agitator | 00009/VDRLA/1 | C | Unitron |  |  | 2004-08-09 |  | GH Ponneri | BB | Transfer |  |  | 2005-08-09 | 5000 |  |  |  | 17-12-2010 | Working
917 | THIRUVALLUR | VDRL Rotator / Mechanical Agitator | 00009/VDRLA/2 | C | Unitron |  |  | 2002-10-10 |  | Scientific General Traders | BB | DMS |  |  | 2003-10-09 | 5000 |  |  |  | 17-12-2010 | Working
918 | THIRUVALLUR | Water bath | 00009/WBAT/1 | C |  |  |  | 2001-03-16 |  | M C Dalal and Co | BB | DMS |  |  |  | 0 |  |  |  | 17-12-2010 | Condemned | -1
919 | THIRUVALLUR | Auto Clave HP Horizontal-CYLINDRICAL | 00009/ACHC/1 | C | Horizontal |  |  | 2001-02-27 |  | Associated Surgicals |  | DMS |  |  |  | 0 |  |  |  | 17-12-2010 | Condemned | -1
920 | THIRUVALLUR | Auto Clave HP Vertical (2 bin) | 00009/ACV2/9 | C | High Pressure Vertical |  |  | 2001-02-27 |  | GH Avadi | ICU | Transfer |  |  | 2002-02-26 | 11000 |  |  |  | 17-12-2010 | Working
921 | THIRUVALLUR | Auto Clave HP Vertical (2 bin) | 00009/ACV2/10 | C | Vertical |  |  | 2009-07-24 |  | Solocraft Industries | M OT | RCH |  |  | 2010-07-23 | 29800 |  |  |  | 17-12-2010 | Working
922 | THIRUVALLUR | Auto Clave HP Vertical (2 bin) | 00009/ACV2/11 | C | Vertical |  |  | 2009-07-24 |  | Solocraft Industries |  | RCH |  |  | 2010-07-23 | 29800 |  |  |  | 17-12-2010 | Working
923 | THIRUVALLUR | Auto Clave HP Vertical (2 bin) | 00009/ACV2/12 | C | Vertical |  |  | 2009-07-24 |  | Solocraft Industries |  | RCH |  |  | 2010-07-23 | 29800 |  |  |  | 17-12-2010 | Working
924 | THIRUVALLUR | Auto Clave HP Vertical (2 bin) | 00009/ACV2/13 | C | Vertical |  |  | 2009-07-24 |  | Solocraft Industries |  | RCH |  |  | 2010-07-23 | 29800 |  |  |  | 17-12-2010 | Working
925 | THIRUVALLUR | Auto Clave HP Vertical (2 bin) | 00009/ACV2/14 | C | Vertical |  |  | 2009-03-03 |  | Solokraft Industries | Paed Ward | SandP |  |  | 2010-03-02 | 18500 |  |  |  | 17-12-2010 | Working
926 | THIRUVALLUR | Auto Clave HP Vertical (2 bin) | 00009/ACV2/15 | C | Vertical 2 Bin |  |  | 2009-05-02 |  | Solokraft Industries | OPD | TNHSP |  |  | 2010-05-01 | 29800 |  |  |  | 17-12-2010 | Working
927 | THIRUVALLUR | Auto Clave HP Vertical (2 bin) | 00009/ACV2/16 | C | Vertical 2 Bin |  |  | 2009-05-02 |  | Solokraft Industries | L W | TNHSP |  |  | 2010-05-01 | 29800 |  |  |  | 17-12-2010 | Working
928 | THIRUVALLUR | Auto Clave HP Vertical (2 bin) | 00009/ACV2/17 | C | Vertical 2 Bin |  |  | 2009-05-02 |  | Solokraft Industries | FWOT | TNHSP |  |  | 2010-05-01 | 29800 |  |  |  | 17-12-2010 | Working
929 | THIRUVALLUR | Auto Clave HP Vertical (2 bin) | 00009/ACV2/18 | C | Vertical 2 Bin |  |  | 2009-02-16 |  | Vishal Hospital and Furniture | Ortho Ward | SandP |  |  | 2012-02-15 | 16300 |  |  |  | 17-12-2010 | Working
930 | THIRUVALLUR | Auto Clave HP Vertical (2 bin) | 00009/ACV2/19 | C | Vertical 2 Bin |  |  | 2009-02-16 |  | Vishal Hospital and Furniture | Male Ward | SandP |  |  | 2012-02-15 | 16300 |  |  |  | 17-12-2010 | Working
931 | THIRUVALLUR | Auto Clave HP Vertical (2 bin) | 00009/ACV2/20 | C |  |  |  | 2007-09-28 |  | Aqua Pharma | OT | PWF |  |  | 2008-09-27 | 20000 |  |  |  | 17-12-2010 | Working
932 | THIRUVALLUR | Auto Clave HP Vertical (2 bin) | 00009/ACV2/21 | C |  |  |  | 2007-10-19 |  | Aqua Pharma | OT | PWF |  |  | 2008-10-18 | 20000 |  |  |  | 17-12-2010 | Working
933 | THIRUVALLUR | Auto Clave HP Vertical (2 bin) | 00009/ACV2/22 | C |  |  |  | 2003-09-15 |  | GH Thiruthani | OP | Transfer |  |  | 2004-09-15 | 11000 |  |  |  | 17-12-2010 | Working
934 | THIRUVALLUR | Auto Clave HP Vertical (2 bin) | 00009/ACV2/23 | C |  |  |  | 2003-09-16 |  | GH Uthukottai | OT | Transfer |  |  | 2004-09-16 | 11000 |  |  |  | 17-12-2010 | Working
935 | THIRUVALLUR | Auto Clave HP Vertical (2 bin) | 00009/ACV2/24 | C |  |  |  | 2008-03-03 |  | Jupiter Manufacturing Works | OT | TNHSP |  |  | 2009-03-02 | 32000 |  |  |  | 17-12-2010 | Working
936 | THIRUVALLUR | Auto Clave HP Vertical (2 bin) | 00009/ACV2/25 | C |  |  |  | 2008-03-03 |  | Jupiter Manufacturing Works | Eye OT | TNHSP |  |  | 2009-03-02 | 32000 |  |  |  | 17-12-2010 | Working
937 | THIRUVALLUR | Auto Clave HP Vertical (2 bin) | 00009/ACV2/26 | C |  |  |  | 2009-02-16 |  | Vishal Hospital and Furniture | L W | SandP |  |  | 2012-02-15 | 16300 |  |  |  | 17-12-2010 | Working
938 | THIRUVALLUR | Boyles apparatus with Circle Abosrber | 00009/BACA/1 | B |  |  |  | 2008-06-19 |  | Madras Surgical and Chemicals | OT | NRHM |  |  | 2009-06-18 | 130000 |  |  |  | 17-12-2010 | Working
939 | THIRUVALLUR | Boyles apparatus with Circle Abosrber | 00009/BACA/2 | B |  |  |  | 2009-06-04 |  | Madras Surgical and Chemicals |  | TNMSC |  |  | 2012-06-03 | 130000 |  |  |  | 17-12-2010 | Working
940 | THIRUVALLUR | Boyles apparatus with out Circle Abosrber | 00009/BAOCA/1 | B | Eco Safe | 110908 |  | 2008-11-12 |  | Slolocraft Industries | OT | TNHSP |  |  | 2009-11-11 | 82000 |  |  |  | 17-12-2010 | Working
941 | THIRUVALLUR | Boyles apparatus with out Circle Abosrber | 00009/BAOCA/3 | B |  |  |  | 1995-03-15 |  | IOL Limited | OT | DMS |  |  |  | 11000 |  |  |  | 17-12-2010 | Condemned | -1
942 | THIRUVALLUR | Boyles apparatus with out Circle Abosrber | 00009/BAOCA/4 | B | [6 empty] | OT |  |  |  |  | 11000 |  |  |  | 17-12-2010 | Condemned | -1
943 | THIRUVALLUR | Boyles apparatus with out Circle Abosrber | 00009/BAOCA/5 | B | [6 empty] | OT |  |  |  |  | 11000 |  |  |  | 17-12-2010 | Condemned | -1
944 | THIRUVALLUR | Boyles apparatus with out Circle Abosrber | 00009/BAOCA/6 | B | [6 empty] | Store |  |  |  |  | 11000 |  |  |  | 17-12-2010 | Condemned | -1
945 | THIRUVALLUR | Boyles apparatus with Ventilator | 00009/VEN/1 | B |  |  |  | 2007-10-17 |  | Larsen and Toubro Limited | OT | TNHSP |  |  | 2008-10-16 | 292520 |  |  |  | 17-12-2010 | Excess Entry | -1
946 | THIRUVALLUR | syringe infusion pump | 00009/undefined/1 |  | ST6000 | 10103168 |  | 2010-12-17 |  | schiller healthcare india pvt ltd | NICU | RCH | RCH-2/TNMSC/ENGG/E-37/2010-2DT 23/09/2010 | 2010-12-23 | 2013-12-22 | 26500 |  |  |  | 2011-07-09 | Working
947 | THIRUVALLUR | Nebulizer baby | 00009/NEBB/2 | C |  |  |  | 2012-01-11 |  | Balaji Pharma andamp; Surgicals |  | OTHERS |  |  | 2012-01-10 | 1825 |  |  |  | 28-2-2012 | Working
948 | THIRUVALLUR | Micro Drill System | 00009/undefined/1 |  | Marathon | 11121914 |  | 2012-02-21 | Vansari marketing services | Vansari marketing services | O T | TNMSC | TNMSC/ENGG/2012-2/07/02/2012 | 2012-02-21 | 2015-02-20 | 87400 |  |  |  | 2012-08-03 | Working
949 | THIRUVALLUR | Weighing machine adult | 00009/WTMA/9 | C |  |  |  | 2012-02-23 | Prestige | Alan medicals | Family Welfare | TNHSP | TNBHSP/TNMSC/ENGG/AG24/2011/dt;9/12/2011 | 2012-02-23 | 2013-02-22 | 598 |  |  |  | 28-2-2012 | Working
950 | THIRUVALLUR | Operating Microscope (ENT) | 00009/OPMS/1 | B2 | Crisp-i |  |  | 2012-03-08 | Sanma medineers | Sanma Medineers |  | TNMSC |  |  | 2015-03-07 | 168000 |  |  |  | 2012-08-03 | Working
951 | THIRUVALLUR | Operation Table Hydraulic Major | 00009/TAMA/10 | B2 |  |  |  | 2012-02-02 |  | Transfer In from Govt Hospital~Gummidipoondi | Store |  | 1113/11-125/7/9/2011 |  | 2013-02-01 | 55120 |  |  |  | 28-2-2012 | Working
952 | THIRUVALLUR | OAE ANALYZER | 00009/undefined/1 |  | GS I Audio screener | G S 35177 |  | 2012-03-16 | Grason Stadler Inc (GS I) USA | Alliance Bio medica Pvt ltd | E N T Dept | TNMSC | 4748/TNMSC/ENGG/2012-5dt;07/02/2012 | 2012-03-16 | 2015-03-15 | 260000 |  |  |  | 16-3-2012 | Working
953 | THIRUVALLUR | Ultra Sonogram -MOBILE | 00009/IUSM/7 | B | 600A of Chison |  |  | 2012-03-28 | Chison Medical imaging Co Ltd | Surya Surgical Industries | Transfer Out to GH - Pothaturpet | TNMSC | 2684/TNMSC/ENGG/2011Dt-11/11/2011 |  |  | 272950 |  |  |  | 28-3-2012 | Transferred to Pothaturpet | -1
954 | THIRUVALLUR | Impendence audiometer | 00009/AUMT/1 | B2 | AT 235 | 3001209 |  | 2012-03-20 | M/S Interacoustics A/S~ Denmark | ALPS International Pvt Ltd | Store | TNMSC | 4748/TNMSC/ENGG/2012-4Dt;07/02/2012 | 2012-03-22 | 2015-03-21 | 214000 |  |  |  | 22-3-2012 | Working
955 | THIRUVALLUR | Shadowless Lamp stand model | 00009/MOLT/24 | B | HOSPITECH |  |  | 2011-09-28 |  | TRANSFER IN FROM GH/PODHATURPET | STORE | OTHERS |  |  | 2012-09-27 | 13749 |  |  |  | 2012-03-04 | Working
956 | THIRUVALLUR | Shadowless Lamp stand model | 00009/MOLT/25 | B |  |  |  | 2011-09-28 |  | Transfer in from G H Podhaturpet | Store |  |  |  | 2012-09-27 | 13749 |  |  |  | 2012-03-04 | Working
957 | THIRUVALLUR | Shadowless Lamp stand model | 00009/MOLT/26 | B |  |  |  | 2011-09-28 |  | Transfer in from GH/Podhaturpet | Store |  |  |  | 2012-09-27 | 13749 |  |  |  | 2012-03-04 | Working
958 | THIRUVALLUR | Operating Microscope(Eye) | 00009/OMS/1 | B1 | ASM-G30 TG | 1103327 |  | 2012-04-02 | Optics TAKAJI~ Japan | Ascon medical instruments Pvt Ltd | EYE OT | TNMSC | 13413/TNMSC/ENGG/2011-2 dt-27/02/2012 | 2012-04-02 | 2015-04-01 | 310000 |  |  |  | 2012-02-04 | Working
959 | THIRUVALLUR | ECG machine computerized | 00009/ECGC/2 | B | Cardio Touch 3000 | T2L0900118 |  | 2011-11-10 |  | J.K Medical Systems | OPD | TNHSP | THNSP/TNMSC/ENGG/AG21/2010 dt 22/08/2011 | 2011-11-10 | 2012-11-09 | 65000 |  |  |  | 23-12-2011 | Working
960 | THIRUVALLUR | Sterilizer Medium (Instrument) | 00009/STMD/6 | C |  |  |  | 2011-06-04 |  | Transfer in from GH uthukkottai | [5 empty] | 0 |  |  |  | 23-12-2011 | Condemned | -1
961 | THIRUVALLUR | Nebulizer baby | 00009/NEBB/1 | C |  |  |  | 2011-07-18 |  | Jupiter mfg works | OPD | JDHS |  |  | 2012-07-17 | 2744 |  |  |  | 23-12-2011 | Working
962 | THIRUVALLUR | Ultra Sonogram -MOBILE | 00009/IUSP/1 | B |  |  |  | 2011-09-02 |  | Wipro GE healthcare Pvt Ltd | Maternity Ward | RCH |  |  | 2012-09-02 | 323800 |  |  |  | 23-12-2011 | Not Working
963 | THIRUVALLUR | B.P.apparatus table model | 00009/BPAT/26 | C |  |  |  | 2011-07-28 |  | Vaishnavi Equoipment andamp;Surgicals |  | JDHS |  |  | 2012-07-27 | 1160 |  |  |  | 23-12-2011 | Working
964 | THIRUVALLUR | Infusion Pump/Infusion Syringe Pump/Insulin Syringe Pump | 00009/INPM/14 | C |  | MPIALH275 |  |  |  | Schiller Health Care India Pvt Ltd | store | TNHSP | TNHSP/TNMSC/AG16/2010Dt-1-7-2011 |  | 2014-10-02 | 25900 |  |  |  | 23-12-2011 | Working
965 | THIRUVALLUR | Phototherapy Unit | 00009/PHTU/1 | C | CFL 101 | 5251 |  | 2011-12-07 | Phoenix Medical Systems Pvt. Ltd. | Phoenix Medical Systems Pvt. Ltd. |  | RCH | RCH-11/TNMSC/ENGG/E46/2011-2 dt 18/11/2011 |  | 2012-12-06 | 14854 |  |  |  | 26-12-2011 | Working
966 | THIRUVALLUR | Syringe Pump | 00009/SYRP/1 | B | ST6000 |  |  | 2011-08-24 |  | Trans health Care privvate Ltd | ICU | TNHSP |  | 2011-08-24 | 2012-08-23 | 25200 |  |  |  | 23-12-2011 | Working
967 | THIRUVALLUR | Phototherapy Unit | 00009/PHTU/2 | C | CFL101 | 5252 |  | 2011-12-07 |  | Phoenix Medical Systems | NICU | RCH | RCH-2/TNMSC/ENGG/E46/2011-12/18-11-2011 |  | 2012-12-06 | 14854 |  |  |  | 29-12-2011 | Working
968 | THIRUVALLUR | Haemoglobinometer | 00009/HBMT/3 | C |  |  |  | 2011-09-05 |  | Splokrafts Industries | ART Lab | RCH | RCH-2/TNMSC/ENGG/4538/2010-6DT;6-10-2010 |  | 2012-09-04 | 4300 |  |  |  | 29-12-2011 | Working
969 | THIRUVALLUR | Syringe Pump | 00009/SYRP/2 | B | ST6000 | 31666T/05 |  | 2011-08-24 |  | Trans healthcare india private Ltd | I C U | TNHSP | TNHSP/AG15/2011/1-7-2011 | 2011-08-24 | 2012-08-23 | 25200 |  |  |  | 29-12-2011 | Working
970 | THIRUVALLUR | Syringe Pump | 00009/SYRP/4 | B |  | 10103168 |  | 2010-10-17 |  | Schiller Healthcare India (P)Ltd | N I C U | RCH | RCH-2/TNMSC/ENGG/E-37/2010-2DT;23/9/2010 |  | 2013-10-16 | 26500 |  |  |  | 29-12-2011 | Working
971 | THIRUVALLUR | Syringe Pump | 00009/SYRP/8 | B |  | 10103172 |  | 2010-12-17 |  | Schiller Healthcare India (P) ltd | Store | RCH | RCH-2/TNMSC/ENGG/E-37/2010-2/23/9/2010 |  | 2013-12-16 | 26500 |  |  |  | 29-12-2011 | Working
972 | THIRUVALLUR | Laryngoscope fibreoptic ENT | 00009/LYFO/1 | B2 |  |  |  | 2011-01-13 |  | Jupiter Manufacturing Works | OPD | RCH | RCH/TNMSC/ENGG/4538/2010-3/6/10/2010 |  | 2012-01-12 | 1540 |  |  |  | 29-12-2011 | Working
973 | THIRUVALLUR | Phototherapy Unit | 00009/PHTU/3 | C | CFL-101 | 5253 |  | 2011-12-07 |  | Phoenix medical systems | NICU | RCH | RCH-2/TNMSC/ENGG/E-46/2011-12/18-11-2011 |  | 2012-12-06 | 14854 |  |  |  | 29-12-2011 | Working
974 | TIRUTHANI | B.P.apparatus table model | 00010/BPAT/3 | C | Box | 40100420 |  | 2010-07-26 |  | Vaishvi Equipments |  | HMF |  |  | 2011-07-25 | 800 |  |  |  | 17-12-2010 | Working
975 | THIRUVALLUR | Haemoglobinometer | 00009/HBMT/1 | C |  |  |  | 2011-09-05 |  | Solokrafts Industries | Gen-Lab | RCH | RCH-2/TNMSC/ENGG/4538/2010-6Dt-6/10/2010 |  | 2012-09-04 | 4300 |  |  |  | 29-12-2011 | Working
976 | THIRUVALLUR | Syringe Pump | 00009/SYRP/3 | B | ST6000 | 31376T/05 |  | 2011-08-24 |  | Trans health care | N I C U | TNHSP | TNHSP/AG/2011DT;1-7-2011 | 2011-08-24 | 2012-08-23 | 25200 |  |  |  | 29-12-2011 | Working
977 | THIRUVALLUR | Lab Incubator | 00009/INCU/2 | C |  |  |  | 2011-03-18 |  | Jupiter Manufacturing works | Blood Bank | RCH | RCH-2/TNMSC/ENGG/7146/2010-2Dt;6/10/2010 |  | 2012-03-17 | 26500 |  |  |  | 29-12-2011 | Working
978 | THIRUVALLUR | Mono cular Microscope | 00009/MOMS/5 | C |  |  |  | 2011-03-18 |  | Jupiter Manufacturing Works | Blood Bank | RCH | RCH-2/TNMSC/ENGG/7146/2010-2Dt;6/10/2010 |  | 2012-03-17 | 12500 |  |  |  | 29-12-2011 | Working
979 | THIRUVALLUR | B.P.apparatus dial model | 00009/BPAD/2 | C |  |  |  | 2011-02-17 |  | South India Surgicals | Eye Dept | RCH | RCH-2/TNMSC/ENGG/7146/2010-2/6/10/2010 |  | 2012-02-16 | 295 |  |  |  | 29-12-2011 | Working
980 | THIRUVALLUR | Laryngoscope fibreoptic ENT | 00009/LYFO/2 | B2 |  |  |  | 2011-01-13 |  | Jupiter Manufacturing Works | Store | RCH | RCH/TNMSC/ENGG/4538/2010-3/6/10/2010 |  | 2012-01-12 | 1540 |  |  |  | 29-12-2011 | Working
981 | THIRUVALLUR | Laryngoscope(Paediatric) | 00009/LAGP/1 | C |  |  |  | 2010-12-10 |  | SOUTH INDIA SURGICALS | Paed Ward | RCH | RCH-2/TNMSC/ENGG/4538/2010-7/6/10/2010 |  | 2011-12-09 | 2400 |  |  |  | 29-12-2011 | Working
982 | THIRUVALLUR | Haemoglobinometer | 00009/HBMT/2 | C |  |  |  | 2011-09-05 |  | Solokrafts Industries | Gen-Lab | RCH | RCH-2/TNMSC/ENGG/4538/2010-6/6-10-2010 |  | 2012-09-04 | 4300 |  |  |  | 29-12-2011 | Working
983 | THIRUVALLUR | Haemoglobinometer | 00009/HBMT/4 | C |  |  |  | 2011-09-05 |  | Solokrafts industries | I C T C Lab | RCH | RCH-2/TNMSC/ENGG/4538/2010-6/6-10-2010 |  | 2012-09-04 | 4300 |  |  |  | 29-12-2011 | Working
984 | THIRUVALLUR | Syringe Pump | 00009/SYRP/5 | B |  | 10103169 |  | 2010-12-17 |  | Schiller Healthcare india (p) Ltd | Store | RCH | RCH-2/TNMSC/ENGG/E-37/2010-2/23/9/2010 |  | 2013-12-16 | 26500 |  |  |  | 29-12-2011 | Working
985 | THIRUVALLUR | Syringe Pump | 00009/SYRP/6 | B |  | 10103170 |  | 2010-12-17 |  | Schiller Healthcare India (P) Ltd | Store | RCH | RCH-2/TNMSC/ENGG/E-37/2010-2Dt;23/9/2010 |  | 2013-12-16 | 26500 |  |  |  | 29-12-2011 | Working
986 | THIRUVALLUR | Syringe Pump | 00009/SYRP/7 | B |  | 10103171 |  | 2010-12-17 |  | Sciller Healtyhcare India (P) ltd | store | RCH | RCH-2/TNMSC/ENGG/E-37/2010-2Dt;23/9/2010 |  | 2013-12-16 | 26500 |  |  |  | 29-12-2011 | Working
987 | THIRUVALLUR | Syringe Pump | 00009/SYRP/9 | B |  | 10103173 |  | 2010-12-17 |  | Schiller Healthcare India (P) Ltd | Store | RCH | RCH-2/TNMSC/ENGG/E-37/2010-2/23/9/2010 |  | 2013-12-16 | 26500 |  |  |  | 29-12-2011 | Working
988 | THIRUVALLUR | Radiant Warmer | 00009/RAWR/1 | C |  |  |  | 1996-04-10 |  |  |  | DMS | 6505/S6/96/2/4/1996 |  |  | 0 |  |  |  | 2012-02-01 | Condemned | -1
989 | THIRUVALLUR | Foetal Monitor | 00009/FAMON/1 | B |  |  |  | 2003-07-30 |  | Associated Surgicals | Store | DMS | 45036/SPS/03 dt 12/06/2003 |  | 2006-07-29 | 5150 |  |  |  | 17-12-2010 | Condemned | -1
990 | THIRUVALLUR | Foetal Doppler | 00009/FDOP/1 | C | INDODOP |  |  | 2009-04-17 | HMS | Amman Surgicals~ Trichy. | L W | TNMSC |  |  | 2010-04-16 | 6900 |  |  |  | 17-12-2010 | Working
991 | THIRUVALLUR | Foetal Doppler | 00009/FDOP/3 | C |  |  |  | 2003-07-30 |  | Associated Surgicals | (ANOP) L W | DMS | 45036/SPS/1/03 dt 12/06/03 |  | 2006-07-29 | 5150 |  |  |  | 17-12-2010 | Condemned | -1
992 | THIRUVALLUR | Magnavision Lamp | 00009/MAGL/1 | C | Kit |  |  | 2009-08-31 |  | Madras Surgical and Chemicals |  | NRHM |  |  | 2010-08-30 | 4450 |  |  |  | 17-12-2010 | Working
993 | THIRUVALLUR | Magnavision Lamp | 00009/MAGL/2 | C | Meditech |  |  | 2009-05-10 |  | Saberwal Surgicals |  | NRHM |  |  | 2010-05-09 | 3500 |  |  |  | 17-12-2010 | Working
994 | THIRUVALLUR | Phototherapy Unit | 00009/PHTU/5 | C | [6 empty] | NBW | DMS |  |  |  | 0 |  |  |  | 17-12-2010 | Condemned | -1
995 | THIRUVALLUR | Radiant Warmer | 00009/RAWR/1 | C | Nice Neo Tech - Nice 2007 | 10111101634 |  | 2010-11-25 |  | Madras Surgicals and Chemicals | N I C U | RCH | RCH-2/TNMSC/ENGG/E37/2010-3/30/7/2010 |  | 2011-11-24 | 17472 |  |  |  | 17-12-2010 | Working
996 | THIRUVALLUR | Radiant Warmer | 00009/RAWR/2 | C | Nice Neo Tech - Nice 2007 |  |  | 2010-11-25 |  | Madras Surgicals and Chemicals |  | RCH |  |  | 2011-11-24 | 17472 |  |  |  | 17-12-2010 | Working
997 | THIRUVALLUR | Radiant Warmer | 00009/RAWR/3 | C | Nice Neo Tech - Nice 2007 |  |  | 2010-11-25 |  | Madras Surgicals and Chemicals |  | RCH |  |  | 2011-11-24 | 17472 |  |  |  | 17-12-2010 | Working
998 | TIRUTHANI | B.P.apparatus table model | 00010/BPAT/4 | C | Infant |  |  | 1996-02-29 |  | Associated surgicals | Store | DMS |  |  |  | 0 |  |  |  | 17-12-2010 | Condemned | -1
999 | THIRUVALLUR | Radiant Warmer | 00009/RAWR/4 | C | Nice Neo Tech - Nice 2007 |  |  | 2010-11-25 |  | Madras Surgicals and Chemicals |  | RCH |  |  | 2011-11-24 | 17472 |  |  |  | 17-12-2010 | Working
1000 | THIRUVALLUR | Radiant Warmer | 00009/RAWR/5 | C | Nice Neo Tech - Nice 2007 |  |  | 2010-11-25 |  | Madras Surgicals and Chemicals |  | RCH |  |  | 2011-11-24 | 17472 |  |  |  | 17-12-2010 | Working
1001 | THIRUVALLUR | Radiant Warmer | 00009/RAWR/6 | C | Nice Neo Tech - Nice 2007 |  |  | 2010-11-25 |  | Madras Surgicals and Chemicals |  | RCH |  |  | 2011-11-24 | 17472 |  |  |  | 17-12-2010 | Working
1002 | THIRUVALLUR | Radiant Warmer | 00009/RAWR/7 | C | Nice Neo Tech - Nice 2007 |  |  | 2010-11-25 |  | Madras Surgicals and Chemicals |  | RCH |  |  | 2011-11-24 | 17472 |  |  |  | 17-12-2010 | Working
1003 | THIRUVALLUR | Radiant Warmer | 00009/RAWR/8 | C | Nice Neo Tech - Nice 2007 |  |  | 2010-11-25 |  | Madras Surgicals and Chemicals |  | RCH |  |  | 2011-11-24 | 17472 |  |  |  | 17-12-2010 | Working
1004 | THIRUVALLUR | Radiant Warmer | 00009/RAWR/9 | C | Phoenix |  |  | 2008-11-08 |  | Datex Omeda | NICU | TNHSP |  |  | 2009-11-07 | 18000 |  |  |  | 17-12-2010 | Working
1005 | THIRUVALLUR | Radiant Warmer | 00009/RAWR/10 | C | Phoenix |  |  | 2008-11-08 |  | Datex Omeda | NICU | TNHSP |  |  | 2009-11-07 | 18000 |  |  |  | 17-12-2010 | Working
1006 | THIRUVALLUR | Silastic vacuum extractor | 00009/VEXS/1 | C |  |  |  | 2007-08-03 |  | Madras Surgical and Chemicals | L W | TNHSP |  |  |  | 0 |  |  |  | 17-12-2010 | Condemned | -1
1007 | THIRUVALLUR | Silastic vacuum extractor | 00009/VEXS/2 | C |  |  |  | 2007-08-03 |  | Madras Surgical and Chemicals | L W | TNHSP |  |  |  | 0 |  |  |  | 17-12-2010 | Condemned | -1
1008 | THIRUVALLUR | Silastic vacuum extractor | 00009/VEXS/3 | C |  |  |  | 1999-05-07 |  | South India Surgicals and Co Ltd. | L.W | DMS |  |  |  | 0 |  |  |  | 17-12-2010 | Condemned | -1
1009 | THIRUVALLUR | Weighing machine adult | 00009/WTMA/1 | C | Flux Chart |  |  | 2009-11-13 |  | Regiol Co ??? Orditor (CandT) TANSACS~ Cheni. |  | TANSACS |  |  | 2010-11-12 | 500 |  |  |  | 17-12-2010 | Working
1010 | THIRUVALLUR | Weighing machine adult | 00009/WTMA/2 | C | Flux Chart |  |  | 2009-11-13 |  | Regiol Co ??? Orditor (CandT) TANSACS~ Cheni. |  | TANSACS |  |  | 2010-11-12 | 500 |  |  |  | 17-12-2010 | Working
1011 | THIRUVALLUR | Weighing machine adult | 00009/WTMA/3 | C | Flux Chart |  |  | 2009-11-13 |  | Regiol Co ??? Orditor (CandT) TANSACS~ Cheni. |  | TANSACS |  |  | 2010-11-12 | 500 |  |  |  | 17-12-2010 | Working
1012 | THIRUVALLUR | Weighing machine adult | 00009/WTMA/4 | C | Flux Chart |  |  | 2009-04-11 |  | TANSACS~ Cheni. |  | TANSACS |  |  | 2010-04-10 | 500 |  |  |  | 17-12-2010 | Working
1013 | THIRUVALLUR | Weighing machine adult | 00009/WTMA/5 | C | Manual |  |  | 2009-11-13 |  | Regiol Co ??? Orditor (CandT) TANSACS~ Cheni. |  | TANSACS |  |  | 2010-11-12 | 500 |  |  |  | 17-12-2010 | Working
1014 | THIRUVALLUR | Weighing machine adult | 00009/WTMA/6 | C | Manual |  |  | 2009-11-13 |  | Regiol Co ??? Orditor (CandT) TANSACS~ Cheni. |  | TANSACS |  |  | 2010-11-12 | 500 |  |  |  | 17-12-2010 | Working
1015 | THIRUVALLUR | Weighing machine adult | 00009/WTMA/7 | C | Manual |  |  | 2009-11-13 |  | Regiol Co ??? Orditor (CandT) TANSACS~ Cheni. |  | TANSACS |  |  | 2010-11-12 | 500 |  |  |  | 17-12-2010 | Working
1016 | THIRUVALLUR | Weighing machine adult | 00009/WTMA/8 | C | Manual |  |  | 2009-04-11 |  | TANSACS~ Cheni. |  | TANSACS |  |  | 2010-04-10 | 500 |  |  |  | 17-12-2010 | Working
1017 | THIRUVALLUR | Weighing machine infant | 00009/WTMB/1 | C | Baby |  |  | 2008-10-14 |  | Jupiter Manufacturing Works | Immunisation Clinic | TNHSP |  |  | 2009-09-13 | 563 |  |  |  | 17-12-2010 | Working
1018 | THIRUVALLUR | Weighing machine infant | 00009/WTMB/2 | C | Baby |  |  | 2008-10-14 |  | Jupiter Manufacturing Works | Store | TNHSP |  |  | 2009-09-13 | 563 |  |  |  | 17-12-2010 | Working
1019 | THIRUVALLUR | Weighing machine infant | 00009/WTMB/3 | C | Baby |  |  | 2009-01-07 |  | Vishal Hospital and Furniture |  | TNMSC |  |  | 2010-01-06 | 500 |  |  |  | 17-12-2010 | Working
1020 | THIRUVALLUR | Weighing machine infant | 00009/WTMB/6 | C | Baby |  |  | 2009-01-07 |  | Vishal Hospital and Furniture |  | TNMSC |  |  | 2010-01-06 | 500 |  |  |  | 17-12-2010 | Working
1021 | THIRUVALLUR | Laryngoscope(Paediatric) | 00009/LAGP/4 | C |  |  |  | 2012-07-12 |  | M/SAssociated Surgicals | Store | RCH | RCH-11/TNMSC/ENGG/E46(R)2012~08/05/2012 |  | 2012-07-11 | 1875 |  |  |  | 13-7-2012 | Working
1022 | THIRUVALLUR | Focus lamp Ordinary | 00009/FOLP/15 | C | FL0803 |  |  | 2012-06-11 |  | M/sJupiter Manufacturing Works | Labour Ward | RCH | RCH-11/TNMSC/ENGG/E50/2011DT;26/12/2011 | 2012-06-11 | 2013-06-11 | 6200 |  |  |  | 13-7-2012 | Working
1023 | THIRUVALLUR | Laryngoscope(Paediatric) | 00009/LAGP/2 | C |  |  |  | 2012-07-12 |  | M/s Associated Surgicals | Store | RCH | RCH-11/TNMSC/ENGG/E46(R02012~Dt05/07/2012 |  | 2012-07-11 | 1875 |  |  |  | 13-7-2012 | Working
1024 | THIRUVALLUR | Laryngoscope(Paediatric) | 00009/LAGP/3 | C |  |  |  | 2012-07-12 |  | M/s Associated surgicals | Store | RCH | RCH-11/TNMSC/ENGG/E46(r)/2012dt;05/07/2012 |  | 2012-07-11 | 1875 |  |  |  | 13-7-2012 | Working
1025 | THIRUVALLUR | Operating table Orthopedic | 00009/TAOR/1 | B | TYKO-8004A |  |  | 2012-08-27 |  | Jupiter manufacturing works | Ortho O T | TNMSC | 17785/TNMSC/ENGG/2011 Dt-28/04/2012 | 2012-08-27 | 2015-08-26 | 171500 |  |  |  | 27-8-2012 | Working
1026 | THIRUVALLUR | O2 Cylinder- D type | 00009/OCD/1 | C |  |  |  | 2012-10-12 | M/S Beiging Tianhai Industry Co Ltd~China | M/S Jamuna Agencies | Store | OTHERS |  |  | 2013-10-11 | 8100 |  |  |  | 13-10-2012 | Working
1027 | THIRUVALLUR | Colposcope | 00009/CALS/3 | B2 | ARI 11-ID |  |  | 2012-09-06 | M/S ARI TECHNOLOGY9GROUP)CO LTD | M/S SOUTH INDIA SURGICALS | GYNAE OP | TNHSP | TNHSP/TNMSC/ENGG/AG30/2011/DT;21/04/2012 | 2012-09-28 | 2013-09-27 | 130000 |  |  |  | 2013-06-02 | Working
1028 | THIRUVALLUR | Washing Machine | 00009/WASH/1 | B2 | I F B SERINA VX | I F B SERINA VX |  | 2012-04-26 |  | M/S SARAVANAandamp;CO | M OT | OTHERS |  |  | 2013-04-25 | 25022 |  |  |  | 2013-06-02 | Working
1029 | THIRUVALLUR | Orthopaedic Operation Table - Image Intensifier Compatible | 00009/OTOR/1 | B2 | TYKO-8004A | TYKO-8004A |  | 2012-08-27 |  | M/SJUPITER MANUFACTURING WORKS | E OT | TNMSC | 17785/TNMSC/ENGG/2011/DT;28/04/2012 | 2012-08-27 | 2015-08-26 | 171500 |  |  |  | 2013-06-02 | Working
1030 | TIRUTHANI | Focus lamp Ordinary | 00010/FOLP/7 | C |  |  |  | 2015-02-17 | GESCO | GENERAL SURGICAL COMPANY (INDIA) PVT. LTD. CHENNAI | MATERNITY WARD LABOUR ROOM | TNMSC | 114/TNMSC/ENGG/2013-3 08-12-2014 | 2015-02-17 | 2018-02-16 | 11875 |  |  |  | 17-2-2015 | Working
1031 | TIRUTHANI | Diathermy Machine (Electric Cautery) | 00010/SDIA/2 | B | ELSY 360 M+ | ASG 1M 1405075 |  | 2014-06-06 | ALAN ELECTRONIC SYSTEMS | JBS MEDITECH INDIA PVT LTD | OT - II | TNMSC | 17240/TNMSC/ENGG/2014-2 DT 16.05.2014 | 2014-06-06 | 2017-06-05 | 218000 |  |  |  | 15-9-2014 | Working
1032 | TIRUTHANI | B.P.apparatus table model | 00010/BPAT/5 | C |  |  |  | 1995-04-21 |  |  | BB | State Aids Control Cell |  |  |  | 0 |  |  |  | 17-12-2010 | Condemned | -1
1033 | TIRUTHANI | Multi Para Monitor | 00010/MPM/1 | B2 | A300 | A13100101 |  | 2014-03-10 | SILVERLINE MEDITECH PVT. LTD. | SRI SYSTEMS AND SERVICES | OT I | OTHERS |  | 2014-03-18 | 2016-03-17 | 42000 |  |  |  | 2014-03-09 | Working
1034 | TIRUTHANI | Foetal Doppler | 00010/FDOP/2 | C | JPD-100B | 8026100B02743 |  | 2013-12-18 | SHENZHEN JUMPER MEDICAL EQUIPMENT | SRI SYSTEMS andamp; SERVICES | LABOUR WARD | OTHERS |  | 2013-12-18 | 2014-12-17 | 5238 |  |  |  | 2014-03-09 | Working
1035 | TIRUTHANI | CTG Monitor | 00010/CTGM/2 | B2 | MED 2000 | MED 2001401006 |  | 2014-07-08 | MEDWARE | SRI SYSTEMS AND SERVICES | LABOUR ROOM | OTHERS |  | 2014-07-08 | 2015-07-07 | 80000 |  |  |  | 13-9-2014 | Working
1036 | TIRUTHANI | Multi Para Monitor | 00010/MPM/2 | B2 | G3 D | G3 DL60117 |  | 2014-06-30 | GENERAL MEDITECH INC~ CHINA | TRANSHEALTH CARE INDIA PRIVATE LTD.~ CHENNAI | STORES | TNMSC | 17240 / TNMSC / ENGG/ 2014 - 3 DATED 16.05.2014 | 2014-06-30 | 2017-06-29 | 60000 |  |  |  | 30-9-2014 | Working
1037 | TIRUTHANI | Multi Para Monitor | 00010/MPM/4 | B2 | G3 D | G3 DL 60044 |  | 2014-06-30 | GENERAL MEDITECH INC~ CHINA | TRANSHEALTH CARE INDIA PRIVATE LIMITED | STORES | TNMSC | 17240/TNMSC/ENGG/2014-3 DATED 16.05.2014 | 2014-06-30 | 2017-06-29 | 60000 |  |  |  | 2014-08-10 | Working
1038 | TIRUTHANI | Pulse Oximeter | 00010/SPO2/5 | B2 | RAD - 8 | M71720 |  | 2014-04-02 | MASIMO CORPORATION | GRACE MANUFACTURING AND TRADING COMPANY~ DELHI |  | TNMSC | RCH-II / TNMSC / ENGG /E67 / 2014 DATED- 05.03.2014 | 2014-04-02 | 2019-04-01 | 68968 |  |  |  | 2014-08-10 | Working
1039 | TIRUTHANI | Pulse Oximeter | 00010/SPO2/6 | B2 | TTP 201 | BQ 1312100099 |  | 2014-04-02 | CONTEC | SRI SYSTEMS AND SERVICES~ CHENNAI |  | OTHERS |  | 2014-04-08 | 2015-04-07 | 16200 |  |  |  | 2014-08-10 | Working
1040 | TIRUTHANI | ECG machine computerized | 00010/ECGC/2 | B | CARDIART 6108T | AVMP 3 K 22537 |  | 2014-10-08 | BPL | MEDIC INDIA~ CHENNAI | X RAY andamp; ECG OUT PATIENT DEPARTMENT | OTHERS | 3/PWS/GH/TRT DATED 1/10/2014 | 2014-10-08 | 2015-10-07 | 25238 |  |  |  | 2014-09-10 | Working
1041 | TIRUTHANI | Water Bath/Ultrasonic Water Bath | 00010/WBAT/1 | C | SMI - 143 | 0 |  | 2014-09-01 | JINDAL | S.M. SCIENTIFIC INSTRUMENTS PVT. LTD. DELHI | OPERATION THEATRE | TNMSC | TNHSP / TNMSC / AG87 h (R) / 2014 DATED 10.04.2014 | 2014-09-01 | 2017-08-31 | 8262 |  |  |  | 2014-08-10 | Working
1042 | TIRUTHANI | Pulse Oximeter | 00010/SPO2/4 | B2 | RAD - 8 | M71618 |  | 2014-04-02 | MASIMO CORPORATION | GRACE MANUFACTURING AND TRADING COMPANY | OT - II | TNMSC | RCH-II / TNMSC / ENGG / E67 / 2014 DT. 05.03.2014 | 2014-04-02 | 2019-04-01 | 68968 |  |  |  | 2014-08-10 | Working
1043 | TIRUTHANI | Pulse Oximeter | 00010/SPO2/7 | B2 | TTP 201 | BQ 1312100143 |  | 2014-03-10 | CONTEC | SRI SYSTEMS AND SERVICES~ CHENNAI |  | OTHERS |  | 2014-03-18 | 2016-03-17 | 16200 |  |  |  | 2014-08-10 | Working
1044 | TIRUTHANI | Pulse Oximeter | 00010/SPO2/8 | B2 | TTP 201 | BQ 1312100197 |  | 2014-03-10 | CONTEC | SRI SYSTEMS AND SERVICES~ CHENNAI |  | OTHERS |  | 2014-03-18 | 2016-03-17 | 16200 |  |  |  | 2014-08-10 | Working
1045 | TIRUTHANI | PH meter | 00010/PHMT/1 | C | RPA-IGRTIOANPN | 1259 |  | 2014-03-18 | RLT INSTRUMENTATION PVT LTD. | RLT INSTRUMENTATION PVT. LTD | GENERAL LABORATORY | TNHSP |  |  | 2015-03-17 | 60221 |  |  |  | 2014-08-11 | Working
1046 | TIRUTHANI | Weighing machine infant | 00010/WTMB/1 | C | SCS - 2010 |  |  | 2014-11-10 | SMART CARE |  | MATERNITY WARD |  |  |  | 2015-11-09 | 4990 |  |  |  | 2014-10-11 | Working
1047 | TIRUTHANI | Baby Weighing Scale | 00010/BAWS/1 | C | 3RB15 | 812180 |  | 2014-11-13 |  |  | OT - II |  |  |  | 2015-11-12 | 4990 |  |  |  | 13-11-2014 | Working
1048 | TIRUTHANI | B.P.apparatus dial model | 00010/BPAD/1 | C | Dail |  |  | 2002-12-10 |  | Associated surgicals | L W | DMS |  |  |  | 0 |  |  |  | 17-12-2010 | Condemned | -1
1049 | TIRUTHANI | B.P.apparatus dial model | 00010/BPAD/2 | C | Dial | 230MAR1005513 |  | 2010-07-21 |  | Vaishvi Equipments |  | HMF |  |  | 2011-07-20 | 800 |  |  |  | 17-12-2010 | Condemned | -1
1050 | TIRUTHANI | B.P.apparatus dial model | 00010/BPAD/3 | C | Dial | 230MAR1005512 |  | 2010-07-21 |  | Vaishvi Equipments |  | HMF |  |  | 2011-07-20 | 800 |  |  |  | 17-12-2010 | Condemned | -1
1051 | TIRUTHANI | B.P.apparatus dial model | 00010/BPAD/4 | C | Dial | 230MAR1005517 |  | 2010-07-26 |  | Vaishvi Equipments |  | HMF |  |  | 2011-07-25 | 800 |  |  |  | 17-12-2010 | Condemned | -1
1052 | TIRUTHANI | B.P.apparatus dial model | 00010/BPAD/5 | C | Dial | 230MAR1005518 |  | 2010-07-26 |  | Vaishvi Equipments |  | HMF |  |  | 2011-07-25 | 800 |  |  |  | 17-12-2010 | Working
1053 | TIRUTHANI | B.P.apparatus stand model | 00010/BPAS/1 | C | Stand |  |  | 1985-08-01 |  | Associated surgicals | OT | DMS |  |  |  | 0 |  |  |  | 17-12-2010 | Condemned | -1
1054 | TIRUTHANI | B.P.apparatus stand model | 00010/BPAS/2 | C | Stand |  |  | 1985-08-01 |  | Associated surgicals | M W | DMS |  |  |  | 0 |  |  |  | 17-12-2010 | Condemned | -1
1055 | TIRUTHANI | B.P.apparatus stand model | 00010/BPAS/3 | C | Stand |  |  | 1996-04-16 |  | Eagle Surgicals | OT | DMS |  |  |  | 0 |  |  |  | 17-12-2010 | Condemned | -1
1056 | TIRUTHANI | B.P.apparatus stand model | 00010/BPAS/4 | C | Stand Model |  |  | 2004-12-22 |  | Associated surgicals | OT | DMS |  |  |  | 0 |  |  |  | 17-12-2010 | Condemned | -1
1057 | TIRUTHANI | B.P.apparatus stand model | 00010/BPAS/5 | C | Stand Model |  |  | 2004-12-22 |  | Associated surgicals | OT | DMS |  |  |  | 0 |  |  |  | 17-12-2010 | Condemned | -1
1058 | TIRUTHANI | B.P.apparatus table model | 00010/BPAT/1 | C | Box |  |  | 1999-02-16 |  | Alan Medicals | BB | DMS |  |  |  | 0 |  |  |  | 17-12-2010 | Condemned | -1
1059 | TIRUTHANI | B.P.apparatus table model | 00010/BPAT/2 | C | Box |  |  | 2010-07-21 |  | Vaishvi Equipments |  | HMF |  |  |  | 0 |  |  |  | 17-12-2010 | Condemned | -1
1060 | TIRUTHANI | ECG machine ordinary | 00010/ECGO/1 | B |  |  |  | 2009-03-20 |  | Solocraft Industries |  | SandP |  |  | 2012-03-19 | 27000 |  |  |  | 17-12-2010 | Working
1061 | TIRUTHANI | Infusion pump | 00010/INPM/1 | C | Akas |  |  | 2007-03-27 |  | Akas Medicals | Store | TNHSP |  |  |  | 0 |  |  |  | 17-12-2010 | Condened | -1
1062 | TIRUTHANI | Multi Para Monitor | 00010/MPM/1 | B | XL Mon |  |  | 2007-01-27 |  | Silicon Labs | OT | TNHSP |  |  | 2008-02-26 | 70000 |  |  |  | 17-12-2010 | Not Working
1063 | TIRUTHANI | Pulse Oximeter | 00010/SPO2/3 | B | NONIN Model 8600 |  |  | 1998-10-12 |  | Trans Health Care | OT | DMS |  |  |  | 0 |  |  |  | 17-12-2010 | Condemned | -1
1064 | TIRUTHANI | Dental Chair | 00010/DECH/1 | B2 |  |  |  | 1987-11-13 |  | JDHS Kancheepuram | Dental OP | JDHS Kancheepuram |  |  |  | 0 |  |  |  | 17-12-2010 | Condemned | -1
1065 | TIRUTHANI | Dental Chair | 00010/DECH/2 | B2 |  |  |  | 1987-11-13 |  | JDHS Kancheepuram | Condumn Room | JDHS Kancheepuram |  |  |  | 0 |  |  |  | 17-12-2010 | condemned | -1
1066 | TIRUTHANI | Laryngoscope(Adult) | 00010/LAGA/1 | C |  |  |  | 1996-02-29 |  | Associated surgicals | OT | DMS |  |  |  | 0 |  |  |  | 17-12-2010 | Condemned | -1
1067 | TIRUTHANI | Laryngoscope(Adult) | 00010/LAGA/2 | C |  |  |  | 1996-02-29 |  | Associated surgicals | F W | DMS |  |  |  | 0 |  |  |  | 17-12-2010 | Condemned | -1
1068 | TIRUTHANI | Laryngoscope(Paediatric) | 00010/LAGP/1 | C | Neotal |  |  | 1999-02-24 |  | Associated surgicals | L W | DMS |  |  |  | 0 |  |  |  | 17-12-2010 | Condemned | -1
1069 | TIRUTHANI | Opthalmoscope Indirect | 00010/OPMSI/1 | C | with out Lenss |  |  | 2009-03-20 |  | Suriya Surgicals |  | SandP |  |  | 2012-03-19 | 3000 |  |  |  | 17-12-2010 | Working
1070 | TIRUTHANI | Slit Lamp | 00010/SLIT/1 | C | [6 empty] | Eye OP |  |  |  |  | 0 |  |  |  | 17-12-2010 | Condemned | -1
1071 | TIRUTHANI | Ultra Sonogram -MOBILE | 00010/IUSM/1 | B |  |  |  | 2010-05-28 |  | Wipro GE Health Care |  | TNHSP |  |  | 2011-05-27 | 600000 |  |  |  | 17-12-2010 | Working
1072 | TIRUTHANI | Ultra Sonogram -MOBILE | 00010/IUSM/2 | B | F F Sonic |  |  | 1996-03-31 |  | Kody Elcot | OP | DMS |  |  |  | 0 |  |  |  | 17-12-2010 | Condemned | -1
1073 | TIRUTHANI | X-ray Machine 100 mA | 00010/XRY100/1 | B | 100 mA GE |  |  | 1987-11-13 |  | JDHS Kancheepuram | X-Ray Dept. | JDHS Kancheepuram |  |  | 1988-11-13 | 50000 |  |  |  | 17-12-2010 | Working
1074 | TIRUTHANI | Binocular Mircroscope | 00010/BIMS/1 | B2 | Binocular |  |  | 2009-07-15 |  | Dist. TB Center~ Poomallee |  | DDHS |  |  | 2010-07-14 | 15000 |  |  |  | 17-12-2010 | Working
1075 | TIRUTHANI | Blood Bank Refrigerator | 00010/BLDR/1 | B | Remi |  |  | 1999-05-21 |  | Remi Instruments | BB |  |  |  |  | 0 |  |  |  | 17-12-2010 | Condemned | -1
1076 | TIRUTHANI | Blood Bank Refrigerator | 00010/BLDR/2 | B | Remi |  |  | 2003-01-20 |  | Remi Instruments | Lab |  |  |  | 2004-01-19 | 50000 |  |  |  | 17-12-2010 | Working
1077 | TIRUTHANI | Electric Calorimeter | 00010/CALO/1 | C | 8 Filter |  |  | 2000-07-01 |  | Alan Medicals | Lab | DMS |  |  |  | 0 |  |  |  | 17-12-2010 | Condemned | -1
1078 | TIRUTHANI | Electri centrifuger | 00010/CENT/1 | C |  |  |  | 1999-01-09 |  | Associated surgicals | BB | DMS |  |  |  | 0 |  |  |  | 17-12-2010 | Condemned | -1
1079 | TIRUTHANI | Electri centrifuger | 00010/CENT/2 | C |  |  |  | 1999-01-09 |  | Associated surgicals | BB | DMS |  |  |  | 0 |  |  |  | 17-12-2010 | Condemned | -1
1080 | TIRUTHANI | Electri centrifuger | 00010/CENT/3 | C |  |  |  | 2000-07-03 |  | Associated surgicals | Store | DMS |  |  |  | 0 |  |  |  | 17-12-2010 | Condemned | -1
1081 | TIRUTHANI | Electri centrifuger | 00010/CENT/4 | C |  |  |  | 2007-08-02 |  | Solocraft Industries | Store | TANSACC |  |  | 2008-08-02 | 5000 |  |  |  | 17-12-2010 | Working
1082 | TIRUTHANI | Electri centrifuger | 00010/CENT/5 | C |  |  |  | 1995-04-21 |  |  | BB | State Aids Control Cell |  |  |  | 0 |  |  |  | 17-12-2010 | Condemned | -1
1083 | TIRUTHANI | Deep Freezer | 00010/DFRZR/1 | C |  |  |  | 2009-01-12 |  | Solocraft Industries |  | TANSACS |  |  |  | 50000 |  |  |  | 17-12-2010 | Transferred to GH - Thiruvallur | -1
1084 | TIRUTHANI | Distilled water stills | 00010/DWSL/1 | C | 4 Lts |  |  | 1999-07-15 |  | Gu Enter prices | Store | DMS |  |  |  | 0 |  |  |  | 17-12-2010 | Condemned | -1
1085 | TIRUTHANI | Hot Air oven | 00010/HAOV/1 | C | Small |  |  | 2003-08-19 |  |  | BB | State Aids Control Cell |  |  | 2004-08-18 | 10000 |  |  |  | 17-12-2010 | Working
1086 | TIRUTHANI | Hot Air oven | 00010/HAOV/2 | C | Yarco-Big |  |  | 2000-10-03 |  | CO | Store | CO |  |  | 2001-10-02 | 10000 |  |  |  | 17-12-2010 | Working
1087 | TIRUTHANI | Lab Incubator | 00010/INCU/1 | C | MC Dalal |  |  | 1998-11-23 |  | MC Dalal and Co | BB | DMS | [7 empty] | 17-12-2010 | Condemned | -1
1088 | TIRUTHANI | Lab Incubator | 00010/INCU/2 | C | MC Dalal |  |  | 1999-01-09 |  | MC Dalal and Co | BB | DMS |  |  |  | 0 |  |  |  | 17-12-2010 | Condemned | -1
1089 | TIRUTHANI | Mono cular Microscope | 00010/MOMS/1 | C | MC Dalal |  |  | 1995-12-15 |  | MC Dalal and Co | Store | State Aids Control Cell |  |  |  | 0 |  |  |  | 17-12-2010 | Condemned | -1
1090 | TIRUTHANI | Mono cular Microscope | 00010/MOMS/2 | C |  |  |  | 2000-10-03 |  | CO | BB | CO |  |  |  | 0 |  |  |  | 17-12-2010 | Condemned | -1
1091 | TIRUTHANI | Mono cular Microscope | 00010/MOMS/3 | C |  |  |  | 2000-10-03 |  | CO | Store | CO |  |  |  | 0 |  |  |  | 17-12-2010 | Condemned | -1
1092 | TIRUTHANI | Mono cular Microscope | 00010/MOMS/4 | C |  |  |  | 1995-04-21 |  |  | BB | State Aids Control Cell |  |  |  | 0 |  |  |  | 17-12-2010 | Condemned | -1
1093 | TIRUTHANI | Refrigerator | 00010/REFR/1 | C | 170 Lts. |  |  | 2006-06-02 |  | TNMSC | Lab | TNMSC |  |  | 2007-06-01 | 10000 |  |  |  | 17-12-2010 | Working
1094 | TIRUTHANI | Refrigerator | 00010/REFR/2 | C | 170 Lts. |  |  | 2005-10-06 |  | Vasanth and Co | Lab |  |  |  | 2006-10-05 | 10000 |  |  |  | 17-12-2010 | Working
1095 | TIRUTHANI | Refrigerator | 00010/REFR/3 | C | Godrej |  |  | 1996-04-18 |  | Godrej | OP | DMS |  |  |  | 0 |  |  |  | 17-12-2010 | Condemned | -1
1096 | TIRUTHANI | Refrigerator | 00010/REFR/4 | C | Godrej |  |  | 1996-04-18 |  | Godrej | GH Thiruvallur | DMS |  |  |  | 0 |  |  |  | 17-12-2010 | Condemned | -1
1097 | TIRUTHANI | Semi auto analyser | 00010/SEAA/1 | B2 | Point 180 |  |  | 1999-01-04 |  | Ranboxy Labs | Lab |  |  |  |  | 0 |  |  |  | 17-12-2010 | Condemned | -1
1098 | TIRUTHANI | Semi auto analyser | 00010/SEAA/2 | B2 | RX - 50 | TN10J008 |  | 2010-10-18 |  | Microlab Instruments |  | RCH |  |  | 2011-10-17 | 44400 |  |  |  | 17-12-2010 | Working
1099 | TIRUTHANI | Urine Analyser | 00010/URNA/1 | C |  |  |  | 2009-03-26 |  | Solocraft Industries |  | SandP |  |  | 2012-03-25 | 112000 |  |  |  | 17-12-2010 | Working
1100 | TIRUTHANI | Rotor / Shaker | 00010/VDRL/1 | C | MC Dalal |  |  | 2002-11-28 |  | MC Dalal and Co | Lab | DMS |  |  | 2005-11-27 | 5000 |  |  |  | 17-12-2010 | Working
1101 | TIRUTHANI | Rotor / Shaker | 00010/VDRL/2 | C | Yarco |  |  | 2000-10-03 |  | CO | Store | CO |  |  | 2001-10-02 | 5000 |  |  |  | 17-12-2010 | Working
1102 | TIRUTHANI | Rotor / Shaker | 00010/VDRL/3 | C |  |  |  | 2007-07-03 |  | Karthic Debacey Agencies | Store | TANSACC |  |  | 2008-07-02 | 5000 |  |  |  | 17-12-2010 | Working
1103 | TIRUTHANI | VDRL Rotator / Mechanical Agitator | 00010/VDRLA/1 | C | Yarco |  |  | 2000-10-03 |  | CO | Store | CO |  |  | 2000-10-03 | 5000 |  |  |  | 17-12-2010 | Working
1104 | TIRUTHANI | Auto Clave HP Horizontal-CYLINDRICAL | 00010/ACHC/1 | C | Horizontal |  |  | 2009-12-23 |  | Solocraft Industries |  | RCH |  |  | 2010-12-22 | 132000 |  |  |  | 17-12-2010 | Working
1105 | TIRUTHANI | Autoclave vertical single bin | 00010/ACV1/1 | C | 1 Bin |  |  | 1997-03-29 |  | Associated surgicals | Condumn Room | DMS |  |  |  | 0 |  |  |  | 17-12-2010 | Condemned | -1
1106 | TIRUTHANI | Autoclave vertical single bin | 00010/ACV1/2 | C | 1 Bin |  |  | 1997-03-29 |  | Associated surgicals | Condumn Room | DMS |  |  |  | 0 |  |  |  | 17-12-2010 | Condemned | -1
1107 | TIRUTHANI | Autoclave vertical single bin | 00010/ACV1/3 | C | 1 Bin |  |  | 1997-03-29 |  | Associated surgicals | Condumn Room | DMS |  |  |  | 0 |  |  |  | 17-12-2010 | Condemned | -1
1108 | TIRUTHANI | Autoclave vertical single bin | 00010/ACV1/4 | C | 1 Bin |  |  | 1997-03-29 |  | Associated surgicals | Condumn Room | DMS |  |  |  | 0 |  |  |  | 17-12-2010 | Condemned | -1
1109 | TIRUTHANI | Autoclave vertical single bin | 00010/ACV1/5 | C | 1 Bin |  |  | 1995-04-21 |  |  | BB | State Aids Control Cell |  |  |  | 0 |  |  |  | 17-12-2010 | Condemned | -1
1110 | TIRUTHANI | Autoclave vertical single bin | 00010/ACV1/6 | C | 12x20 |  |  | 1999-01-07 |  | Associated surgicals | BB | DMS |  |  |  | 0 |  |  |  | 17-12-2010 | Condemned | -1
1111 | TIRUTHANI | Autoclave vertical single bin | 00010/ACV1/7 | C | 12x20 |  |  | 2001-05-24 |  | Associated surgicals | OP | DMS |  |  |  | 0 |  |  |  | 17-12-2010 | Condemned | -1
1112 | TIRUTHANI | Autoclave vertical single bin | 00010/ACV1/8 | C | 12x20 |  |  | 2001-05-24 |  | Associated surgicals | OP | DMS |  |  |  | 0 |  |  |  | 17-12-2010 | Condemned | -1
1113 | TIRUTHANI | Autoclave vertical single bin | 00010/ACV1/9 | C | 12x20 |  |  | 1996-03-20 |  | Muthumee Surgicals | OT | DMS |  |  |  | 15000 |  |  |  | 17-12-2010 | condemned | -1
1114 | TIRUTHANI | Autoclave vertical single bin | 00010/ACV1/10 | C | 20x12 |  |  | 2009-09-22 |  | JDHS |  | Transfer |  |  | 2010-09-21 | 11000 |  |  |  | 17-12-2010 | Working
1115 | TIRUTHANI | Autoclave vertical single bin | 00010/ACV1/11 | C | 20x12 |  |  | 2009-09-22 |  | JDHS |  | Transfer |  |  | 2010-09-21 | 11000 |  |  |  | 17-12-2010 | Working
1116 | TIRUTHANI | Autoclave vertical single bin | 00010/ACV1/12 | C | 20x12 |  |  | 2009-02-16 |  | Vishal Hospital and Furniture |  | SandP |  |  | 2012-02-15 | 16300 |  |  |  | 17-12-2010 | Working
1117 | TIRUTHANI | Autoclave vertical single bin | 00010/ACV1/13 | C | 20x12 |  |  | 2009-02-16 |  | Vishal Hospital and Furniture |  | SandP |  |  | 2012-02-15 | 16300 |  |  |  | 17-12-2010 | Working
1118 | TIRUTHANI | Auto Clave HP Vertical (2 bin) | 00010/ACV2/1 | C | 18*24 V |  |  | 1993-03-11 |  | JDHS Kancheepuram | Condumn Room | JDHS Kancheepuram |  |  |  | 11000 |  |  |  | 17-12-2010 | Condemned | -1
1119 | TIRUTHANI | Auto Clave HP Vertical (2 bin) | 00010/ACV2/2 | C | 18*24 V |  |  | 1994-04-16 |  | JDHS Kancheepuram | OT | JDHS Kancheepuram |  |  |  | 11000 |  |  |  | 17-12-2010 | Condemned | -1
1120 | TIRUTHANI | Auto Clave HP Vertical (2 bin) | 00010/ACV2/3 | C | 18*24 V |  |  | 1987-11-13 |  |  | Condumn Room | DMS |  |  |  | 0 |  |  |  | 17-12-2010 | Condemned | -1
1121 | TIRUTHANI | Auto Clave HP Vertical (2 bin) | 00010/ACV2/4 | C | 18*24 V |  |  | 1987-11-13 |  |  | Condumn Room | DMS |  |  |  | 0 |  |  |  | 17-12-2010 | Condemned | -1
1122 | TIRUTHANI | Auto Clave HP Vertical (2 bin) | 00010/ACV2/5 | C | Vertical 2 Bin |  |  | 2009-03-20 |  | Solocraft Industries |  | SandP |  |  | 2012-03-19 | 18500 |  |  |  | 17-12-2010 | Working
1123 | TIRUTHANI | Auto Clave HP Vertical (2 bin) | 00010/ACV2/6 | C | Vertical 2 Bin |  |  | 2009-03-20 |  | Solocraft Industries |  | SandP |  |  | 2012-03-19 | 18500 |  |  |  | 17-12-2010 | Working
1124 | TIRUTHANI | Auto Clave HP Vertical (2 bin) | 00010/ACV2/7 | C | Vertical 2 Bin |  |  | 2009-03-20 |  | Solocraft Industries |  | SandP |  |  | 2012-03-19 | 18500 |  |  |  | 17-12-2010 | Working
1125 | TIRUTHANI | Auto Clave HP Vertical (2 bin) | 00010/ACV2/8 | C | Vertical 2 Bin |  |  | 2009-03-20 |  | Solocraft Industries |  | SandP |  |  | 2012-03-19 | 18500 |  |  |  | 17-12-2010 | Working
1126 | TIRUTHANI | Focus lamp Ordinary | 00010/FOLP/1 | C |  |  |  | 1996-02-13 |  | Associated surgicals | OT | State Aids Control Cell |  |  |  | 0 |  |  |  | 17-12-2010 | Condemned | -1
1127 | TIRUTHANI | Focus lamp Ordinary | 00010/FOLP/2 | C |  |  |  | 1997-04-30 |  | Eagle Surgicals | OT | DMS |  |  |  | 0 |  |  |  | 17-12-2010 | Condemned | -1
1128 | TIRUTHANI | Focus lamp Ordinary | 00010/FOLP/3 | C |  |  |  | 1997-05-14 |  | General Surgicals | OT | DMS |  |  |  | 0 |  |  |  | 17-12-2010 | Condemned | -1
1129 | TIRUTHANI | Focus lamp Ordinary | 00010/FOLP/4 | C |  |  |  | 2006-01-11 |  | South India Surgicals | Store | DMS |  |  | 2007-01-10 | 1500 |  |  |  | 17-12-2010 | Working
1130 | TIRUTHANI | Focus lamp Ordinary | 00010/FOLP/5 | C |  |  |  | 2006-01-11 |  | South India Surgicals | Store | DMS |  |  | 2007-01-10 | 1500 |  |  |  | 17-12-2010 | Working
1131 | TIRUTHANI | Focus lamp Ordinary | 00010/FOLP/6 | C |  |  |  | 2006-01-11 |  | South India Surgicals | Store | DMS |  |  | 2007-01-10 | 1500 |  |  |  | 17-12-2010 | Working
1132 | TIRUTHANI | Shadowless Lamp stand model | 00010/MOLT/1 | B |  |  |  | 2009-05-16 |  | General Surgicals |  | SandP |  |  | 2012-05-15 | 5425 |  |  |  | 17-12-2010 | Working
1133 | TIRUTHANI | Shadowless Lamp stand model | 00010/MOLT/2 | B |  |  |  | 2009-05-16 |  | General Surgicals |  | SandP |  |  | 2012-05-15 | 5425 |  |  |  | 17-12-2010 | Working
1134 | TIRUTHANI | Shadowless Lamp stand model | 00010/MOLT/3 | B |  |  |  | 2009-03-22 |  | Jupiter Manufacturing Works |  | SandP |  |  | 2012-03-21 | 13749 |  |  |  | 17-12-2010 | Working
1135 | TIRUTHANI | Shadowless Lamp stand model | 00010/MOLT/4 | B |  |  |  | 2009-03-26 |  | Jupiter Manufacturing Works |  | SandP |  |  | 2012-03-25 | 13749 |  |  |  | 17-12-2010 | Working
1136 | TIRUTHANI | Shadowless Lamp stand model | 00010/MOLT/5 | B |  |  |  | 2001-02-27 |  | Associated surgicals | Store | DMS |  |  |  | 13749 |  |  |  | 17-12-2010 | Condemned | -1
1137 | TIRUTHANI | Shadowless Lamp stand model | 00010/MOLT/6 | B |  |  |  | 2001-02-27 |  | Associated surgicals | Store | DMS |  |  |  | 13749 |  |  |  | 17-12-2010 | Condemned | -1
1138 | TIRUTHANI | Suction Apparatus - Electrical | 00010/SAEL/1 | C | Electrical |  |  | 2007-10-01 |  | Jupiter Manufacturing Works | L W | TNMSC |  |  | 2012-09-30 | 5500 |  |  |  | 17-12-2010 | Working
1139 | TIRUTHANI | Suction Apparatus - Electrical | 00010/SAEL/2 | C | Electrical |  |  | 2007-10-01 |  | Jupiter Manufacturing Works | Store | TNMSC |  |  | 2012-09-30 | 5500 |  |  |  | 17-12-2010 | Working
1140 | TIRUTHANI | Suction Apparatus - Electrical | 00010/SAEL/3 | C | Electrical |  |  | 2007-10-01 |  | Jupiter Manufacturing Works | Store | TNMSC |  |  | 2012-09-30 | 5500 |  |  |  | 17-12-2010 | Working
1141 | TIRUTHANI | Suction Apparatus - Electrical | 00010/SAEL/4 | C | Electrical |  |  | 2007-10-01 |  | Jupiter Manufacturing Works | F W | TNMSC |  |  | 2012-09-30 | 5500 |  |  |  | 17-12-2010 | Working
1142 | TIRUTHANI | Suction Apparatus - Electrical | 00010/SAEL/5 | C | Electrical |  |  | 1996-12-03 |  | Leading india Lab | OT | DMS |  |  |  | 0 |  |  |  | 17-12-2010 | Condemned | -1
1143 | TIRUTHANI | Suction Apparatus - Electrical | 00010/SAEL/6 | C | MTP |  |  | 1987-11-02 |  |  | L W | DMS |  |  |  | 0 |  |  |  | 17-12-2010 | Condemned | -1
1144 | TIRUTHANI | Suction Apparatus - Electrical | 00010/SAEL/7 | C |  |  |  | 1999-02-16 |  | Alan Medicals | M W | DMS |  |  | 2000-02-15 | 5500 |  |  |  | 17-12-2010 | Condemned | -1
1145 | TIRUTHANI | Suction Apparatus - Electrical | 00010/SAEL/8 | C |  |  |  | 2001-09-02 |  | Alan Medicals | F W | DMS |  |  |  | 5500 |  |  |  | 17-12-2010 | Condemned | -1
1146 | TIRUTHANI | Suction Apparatus - Electrical | 00010/SAEL/9 | C |  |  |  | 1997-03-27 |  | Associated surgicals | F W | DMS |  |  |  | 0 |  |  |  | 17-12-2010 | Condemned | -1
1147 | TIRUTHANI | Suction Apparatus - Electrical | 00010/SAEL/10 | C |  |  |  | 1997-03-27 |  | Associated surgicals | M W | DMS |  |  |  | 0 |  |  |  | 17-12-2010 | Condemned | -1
1148 | TIRUTHANI | Suction Apparatus - Electrical | 00010/SAEL/11 | C |  |  |  | 2009-05-16 |  | General Surgicals |  | SandP |  |  | 2012-05-15 | 5500 |  |  |  | 17-12-2010 | Working
1149 | TIRUTHANI | Suction Apparatus - Electrical | 00010/SAEL/12 | C |  |  |  | 2009-05-16 |  | General Surgicals |  | SandP |  |  | 2012-05-15 | 5500 |  |  |  | 17-12-2010 | Working
1150 | TIRUTHANI | Suction Apparatus - Electrical | 00010/SAEL/13 | C |  |  |  | 2009-03-22 |  | Jupiter Manufacturing Works |  | SandP |  |  | 2012-03-21 | 5500 |  |  |  | 17-12-2010 | Working
1151 | TIRUTHANI | Suction Apparatus - Electrical | 00010/SAEL/14 | C |  |  |  | 2009-03-22 |  | Jupiter Manufacturing Works |  | SandP |  |  | 2012-03-21 | 5500 |  |  |  | 17-12-2010 | Working
1152 | TIRUTHANI | Suction Apparatus - Electrical | 00010/SAEL/15 | C |  |  |  | 2009-03-22 |  | Jupiter Manufacturing Works |  | SandP |  |  | 2012-03-21 | 5500 |  |  |  | 17-12-2010 | Working
1153 | TIRUTHANI | Suction Apparatus - Electrical | 00010/SAEL/16 | C |  |  |  | 2009-03-22 |  | Jupiter Manufacturing Works |  | SandP |  |  | 2012-03-21 | 5500 |  |  |  | 17-12-2010 | Working
1154 | TIRUTHANI | Suction Apparatus - Electrical | 00010/SAEL/17 | C |  |  |  | 1996-02-27 |  | Saberval Brothers | F W | DMS |  |  |  | 5500 |  |  |  | 17-12-2010 | Condemned | -1
1155 | TIRUTHANI | Suction Apparatus - Electrical | 00010/SAEL/18 | C |  |  |  | 2009-02-16 |  | Vishal Hospital and Furniture |  | SandP |  |  | 2012-02-15 | 5500 |  |  |  | 17-12-2010 | Working
1156 | TIRUTHANI | Suction Apparatus - Electrical | 00010/SAEL/19 | C |  |  |  | 2009-02-16 |  | Vishal Hospital and Furniture |  | SandP |  |  | 2012-02-15 | 5500 |  |  |  | 17-12-2010 | Working
1157 | TIRUTHANI | Suction Apparatus - Electrical | 00010/SAEL/20 | C |  |  |  | 2009-02-16 |  | Vishal Hospital and Furniture |  | SandP |  |  | 2012-02-15 | 5500 |  |  |  | 17-12-2010 | Working
1158 | TIRUTHANI | Suction Apparatus - Electrical | 00010/SAEL/21 | C |  |  |  | 2009-02-16 |  | Vishal Hospital and Furniture |  | SandP |  |  | 2012-02-15 | 5500 |  |  |  | 17-12-2010 | Working
1159 | TIRUTHANI | Diathermy Machine (Electric Cautery) | 00010/SDIA/1 | B |  |  |  | 2006-02-13 |  | Associated surgicals | OT | State Aids Control Cell |  |  | 2007-02-12 | 19500 |  |  |  | 17-12-2010 | Working
1160 | TIRUTHANI | Sterilizer big (Instrument) | 00010/STBG/1 | C | 18x8x6 |  |  | 1985-01-18 |  | Barath Surgicals | OP | DMS |  |  |  | 0 |  |  |  | 17-12-2010 | Condemned | -1
1161 | TIRUTHANI | Sterilizer big (Instrument) | 00010/STBG/2 | C | 18x8x6 |  |  | 1985-01-18 |  | Barath Surgicals | OP | DMS |  |  |  | 0 |  |  |  | 17-12-2010 | Condemned | -1
1162 | TIRUTHANI | Sterilizer big (Instrument) | 00010/STBG/3 | C | 18x8x6 |  |  | 1985-01-18 |  | Barath Surgicals | M W | DMS |  |  |  | 0 |  |  |  | 17-12-2010 | Condemned | -1
1163 | TIRUTHANI | Sterilizer big (Instrument) | 00010/STBG/4 | C | 18x8x6 |  |  | 1985-01-18 |  | Barath Surgicals | OT | DMS |  |  |  | 0 |  |  |  | 17-12-2010 | Condemned | -1
1164 | TIRUTHANI | Sterilizer Medium (Instrument) | 00010/STMD/1 | C |  |  |  | 1995-10-17 |  | TTK Pharmacy | OP | State Aids Control Cell |  |  |  | 0 |  |  |  | 17-12-2010 | Condemned | -1
1165 | TIRUTHANI | Operation Table Hydraulic Major | 00010/TAMA/1 | B2 |  |  |  | 1985-02-20 |  | Associated surgicals | OT | DMS |  |  |  | 0 |  |  |  | 17-12-2010 | Condemned | -1
1166 | TIRUTHANI | Operation Table Hydraulic Major | 00010/TAMA/4 | B2 |  |  |  | 2009-03-20 |  | Vibash Coimbatore Surgicals |  | SandP |  |  | 2012-03-19 | 55120 |  |  |  | 17-12-2010 | Working
1167 | TIRUTHANI | Alpha Bed with motor | 00010/ABM/1 | C | Dy Care |  |  | 2003-08-20 |  | Associated surgicals | L W | DMS |  |  |  | 7760 |  |  |  | 17-12-2010 | Condemned | -1
1168 | TIRUTHANI | Alpha Bed with motor | 00010/ABM/2 | C | Dy Care |  |  | 2003-08-20 |  | Associated surgicals | F W | DMS |  |  |  | 7760 |  |  |  | 17-12-2010 | Condemned | -1
1169 | TIRUTHANI | Alpha Bed with motor | 00010/ABM/3 | C |  |  |  | 1997-02-13 |  | South India Surgicals | M W | DMS |  |  |  | 5000 |  |  |  | 17-12-2010 | Condemned | -1
1170 | TIRUTHANI | Generator | 00010/GEN/1 | C | 1 KVA 1000K |  |  | 1996-02-20 |  | Brila Yamaha | F W | DMS |  |  |  | 0 |  |  |  | 17-12-2010 | Condemned | -1
1171 | TIRUTHANI | Generator | 00010/GEN/2 | C | EXK2800 |  |  | 2005-10-03 |  | Honda siel Power Products | BB | DMS |  |  |  | 0 |  |  |  | 17-12-2010 | Condemned | -1
1172 | TIRUTHANI | Generator | 00010/GEN/3 | C |  |  |  | 2007-03-28 |  | Fermir Engineering | L W |  |  |  | 2008-03-29 | 50626 |  |  |  | 17-12-2010 | Working
1173 | TIRUTHANI | Generator | 00010/GEN/4 | C |  |  |  | 2007-03-28 |  | Fermir Engineering | OT |  |  |  | 2008-03-29 | 50626 |  |  |  | 17-12-2010 | Working
1174 | TIRUTHANI | Inverter | 00010/INV/1 | C | 1 KVA |  |  | 2006-08-26 |  | TNMSC | Store | TNMSC |  |  |  | 0 |  |  |  | 17-12-2010 | Condemned | -1
1175 | TIRUTHANI | Inverter | 00010/INV/2 | C | 1 KVA |  |  | 2006-08-26 |  | TNMSC | Store | TNMSC |  |  |  | 0 |  |  |  | 17-12-2010 | Condemned | -1
1176 | TIRUTHANI | Nebuliser Adult | 00010/NEBA/1 | C | Italian Make |  |  | 1999-05-25 |  | Associated surgicals | L W | DMS |  |  |  | 0 |  |  |  | 17-12-2010 | Condemned | -1
1177 | TIRUTHANI | Nebuliser Adult | 00010/NEBA/2 | C | Phoenix |  |  | 1996-03-27 |  | Phoenix Medicals | L W | IPPV |  |  |  | 0 |  |  |  | 17-12-2010 | Condemned | -1
1178 | TIRUTHANI | Needle destroyer / Syringe Destroyer | 00010/NEED/1 | C | Microsil |  |  | 2005-07-14 |  | Linco Scientific India Ltd. | OP | AIDS |  |  | 2008-07-13 | 2500 |  |  |  | 17-12-2010 | Working
1179 | TIRUTHANI | Needle destroyer / Syringe Destroyer | 00010/NEED/2 | C | Microsil |  |  | 2003-06-23 |  | Linco Scientific India Ltd. | L W | DMS |  |  | 2006-06-22 | 2500 |  |  |  | 17-12-2010 | Working
1180 | TIRUTHANI | Needle destroyer / Syringe Destroyer | 00010/NEED/3 | C | Microsil |  |  | 2003-06-23 |  | Linco Scientific India Ltd. | OT | DMS |  |  |  | 0 |  |  |  | 17-12-2010 | Condemned | -1
1181 | TIRUTHANI | Needle destroyer / Syringe Destroyer | 00010/NEED/4 | C | Microsil |  |  | 2003-06-23 |  | Linco Scientific India Ltd. | VCTC Lab | DMS |  |  |  | 0 |  |  |  | 17-12-2010 | Condemned | -1
1182 | TIRUTHANI | Needle destroyer / Syringe Destroyer | 00010/NEED/5 | C |  | 671 |  | 2010-07-22 |  | Linco ScientificInstruments and Chemicals |  | TANSACS |  |  | 2013-07-21 | 2500 |  |  |  | 17-12-2010 | Working
1183 | TIRUTHANI | Needle destroyer / Syringe Destroyer | 00010/NEED/6 | C |  |  |  | 2002-10-10 |  |  | Lab | State Aids Control Cell |  |  |  | 0 |  |  |  | 17-12-2010 | Condemned | -1
1184 | TIRUTHANI | Weighing Machine Electronic | 00010/WME/1 | C | Electronic |  |  | 2009-03-20 |  | Suriya Surgicals |  | SandP |  |  | 2012-03-19 | 10920 |  |  |  | 17-12-2010 | Working
1185 | TIRUTHANI | Weighing Machine Electronic | 00010/WME/2 | C | Electronic |  |  | 2009-03-20 |  | Suriya Surgicals |  | SandP |  |  | 2010-03-20 | 10920 |  |  |  | 17-12-2010 | Working
1186 | TIRUTHANI | Formaline dispenser | 00010/FORD/1 | C |  |  |  | 2003-11-21 |  | South India Surgicals | OT | DMS |  |  | 2004-11-20 | 2500 |  |  |  | 17-12-2010 | Working
1187 | TIRUTHANI | Formaline dispenser | 00010/FORD/2 | C |  |  |  | 2003-11-21 | South India Surgicals | South India Surgicals | OT | DMS |  |  | 2004-11-20 | 2500 |  |  |  | 17-12-2010 | Working
1188 | TIRUTHANI | Boyles apparatus with out Circle Abosrber | 00010/BAOCA/1 | B | IOL |  |  | 1984-06-03 |  | Indian Oxygen Pvt. Ltd. | OT | DMS |  |  |  | 11000 |  |  |  | 17-12-2010 | Condemned | -1
1189 | TIRUTHANI | Boyles apparatus with out Circle Abosrber | 00010/BAOCA/2 | B | IOL |  |  | 1996-02-26 |  | JDHS Kancheepuram | OT | DMS |  |  |  | 11000 |  |  |  | 17-12-2010 | Condemned | -1
1190 | TIRUTHANI | Boyles apparatus with out Circle Abosrber | 00010/BAOCA/3 | B | Ohmeda |  |  | 1996-03-26 |  | Ohmeda | OT | DMS |  |  | 1996-03-25 | 162354 |  |  |  | 17-12-2010 | Working
1191 | TIRUTHANI | Foetal Monitor | 00010/FAMON/1 | B |  |  |  | 2003-08-20 |  | Associated surgicals | L W | DMS |  |  |  | 0 |  |  |  | 17-12-2010 | Condemned | -1
1192 | TIRUTHANI | Foetal Monitor | 00010/FAMON/2 | B |  |  |  | 1996-06-19 |  | JDHS Thiruvallur | L W | JDHS Thiruvallur |  |  |  | 0 |  |  |  | 17-12-2010 | Condemned | -1
1193 | TIRUTHANI | Phototherapy Unit | 00010/PHTU/1 | C | Meditrain Instruments |  |  | 1996-07-03 |  | Bet Medicals | L W | DMS |  |  |  | 0 |  |  |  | 17-12-2010 | Condemned | -1
1194 | TIRUTHANI | Phototherapy Unit | 00010/PHTU/6 | C | Phoenix |  |  | 1999-03-23 |  | Phoenix Medicals | L W | DMS |  |  |  | 0 |  |  |  | 17-12-2010 | Condemned | -1
1195 | TIRUTHANI | Radiant Warmer | 00010/RAWR/5 | C | Phoenix |  |  | 1996-03-27 |  | Phoenix Medicals | L W | DMS |  |  |  | 0 |  |  |  | 17-12-2010 | Condemned | -1
1196 | TIRUTHANI | Radiant Warmer | 00010/RAWR/6 | C | Phoenix |  |  | 1999-03-23 |  | Phoenix Medicals | L W | DMS |  |  |  | 0 |  |  |  | 17-12-2010 | Condemned | -1
1197 | TIRUTHANI | Radiant Warmer | 00010/RAWR/7 | C | Phoenix |  |  | 1999-03-23 |  | Phoenix Medicals | L W | DMS |  |  |  | 0 |  |  |  | 17-12-2010 | Condemned | -1
1198 | TIRUTHANI | Silastic vacuum extractor | 00010/VEXS/1 | C | Silastic |  |  | 2007-04-17 |  | Madras Surgicals | Store | TNHSP |  |  |  | 0 |  |  |  | 17-12-2010 | Condemned | -1
1199 | TIRUTHANI | Silastic vacuum extractor | 00010/VEXS/2 | C | Silastic |  |  | 2007-04-17 |  | Madras Surgicals | Store | TNHSP |  |  |  | 0 |  |  |  | 17-12-2010 | Condemned | -1
1200 | TIRUTHANI | Weighing machine adult | 00010/WTMA/1 | C | Adult |  |  | 2007-08-02 |  | Solocraft Industries | Store | TANSACC |  |  | 2008-08-01 | 500 |  |  |  | 17-12-2010 | Working
1201 | UTHUKOTTAI | Printer | 00011/PRINT/1 | C | HLS 5250DN |  |  | 2009-03-03 |  | Lipi Data Systems Ltd. |  |  | 103945 dt 20/02/09 |  | 2010-03-02 | 8500 |  |  |  | 29-6-2011 | Working
1202 | UTHUKOTTAI | Computer | 00011/COMP/1 | C |  |  |  | 2009-03-29 |  | Broad Line Computer Systems |  | TNHSP | TNHSP/TNMSC/P1H1/09 dt 22/01/09 |  | 2010-03-28 | 24890 |  |  |  | 29-6-2011 | Working
1203 | UTHUKOTTAI | UPS | 00011/UPS/1 | C | 600VA |  |  | 2009-04-27 |  | R. K. Tech Hard andamp; Soft |  | TNHSP | TNHSP/TNMSC/P1H6/08 dt 16/02/09 |  | 2010-04-26 | 7900 |  |  |  | 29-6-2011 | Working
1204 | UTHUKOTTAI | Shadowless Lamp stand model | 00011/MOLT/3 | B | Mobile |  |  | 2009-03-27 |  | Jupiter Manufacturing Works |  | DMS | 47975/Sandamp;P/1/08 dt 04/02/09 |  | 2010-03-26 | 27040 |  |  |  | 29-6-2011 | Working
1205 | UTHUKOTTAI | Magnavision Lamp | 00011/MAGL/1 | C | Frame Holding Lence made of metal |  |  | 2011-03-18 |  | Jupiter Manufacturing Works |  | DRHM | 04R/NRHM/TNMSC/ENGG/11 dt 12/2011 |  | 2012-03-17 | 4400 |  |  |  | 29-6-2011 | Working
1206 | UTHUKOTTAI | Magnavision Lamp | 00011/MAGL/2 | C | Medi Tech |  |  | 2009-10-07 |  | Saberwal Surgicals Co. Pvt. Ltd. |  | DRHM | 04/NRHM/HSP/TNMSC/09-MV dt 29/06/09 |  | 2010-10-06 | 3500 |  |  |  | 29-6-2011 | Working
1207 | UTHUKOTTAI | Suction Apparatus - Electrical | 00011/SAEL/5 | C |  |  |  | 2009-02-17 |  | Vishal Hospital Steel Furniture Manufacturer andamp; Co. |  | DMS | 51190/Sandamp;P/1/08-2 dt 10/11/08 |  | 2012-02-16 | 4410 |  |  |  | 29-6-2011 | Working
1208 | UTHUKOTTAI | Suction Apparatus - Electrical | 00011/SAEL/6 | C |  |  |  | 2009-03-24 |  | Jupiter Manufacturing Works |  | DMS | 47975/Sandamp;P/1/08 dt 04/02/09 |  | 2012-03-23 | 5500 |  |  |  | 29-6-2011 | Working
1209 | UTHUKOTTAI | Laryngoscope(Adult) | 00011/LAGA/1 | C |  |  |  | 2009-03-24 |  | Jupiter Manufacturing Works |  | DMS | 47975/Sandamp;P/1/08 dt 04/02/08 |  | 2012-03-23 | 3450 |  |  |  | 29-6-2011 | Working
1210 | UTHUKOTTAI | Operation Table Hydraulic Major | 00011/TAMA/1 | B2 |  |  |  | 2009-05-21 |  | General Surgical Co. Pvt. Ltd. |  | DMS | 51190/Sandamp;P/1/08 dt 10/11/08 |  | 2012-05-21 | 62460 |  |  |  | 29-6-2011 | Working
1211 | UTHUKOTTAI | Nebuliser Adult | 00011/NEBA/1 | C |  |  |  | 1999-05-25 |  | Associated Surgicals (India) |  | DMS | 29550/CPII/1/99 dt 07/05/95 |  |  | 4250 |  |  |  | 29-6-2011 | Condemned | -1
1212 | UTHUKOTTAI | Nebuliser Adult | 00011/NEBA/2 | C |  | 63002316 |  | 2008-12-05 |  | From JDHS Thiruvallur |  | OTHERS |  |  | 2009-12-04 | 1200 |  |  |  | 29-6-2011 | Working
1213 | UTHUKOTTAI | ECG machine ordinary | 00011/ECGO/2 | B2 | cardiofax | B4231208 |  | 2009-08-18 | MEDICAID SYSTEMS | G H GOOMMIDI POONDI | E C G ROOM ( 12) | OTHERS |  |  | 2010-08-17 | 27000 |  |  |  | 19-11-2013 | Working
1214 | UTHUKOTTAI | Dental Chair(Electric/Hydraulic/Manual) | 00011/DECH/1 | B2 |  |  |  | 2008-03-10 | Confident dental equipment | Confident dental equipment | Dental op | TNMSC | 1253/TNMSC/ENGG/2007 DT 27/10/2007 |  | 2011-03-09 | 99200 |  |  |  | 19-11-2013 | Working
1215 | UTHUKOTTAI | B.P.apparatus stand model | 00011/BPAS/5 | C | Stand |  |  | 2008-12-22 |  | Jupiter Manufacturing Works | OP | TNHSP | TNHSP/TNMSC/P3E16 dt 29/08/08 |  | 2009-12-21 | 1090 |  |  |  | 17-12-2010 | Working
1216 | UTHUKOTTAI | B.P.apparatus table model | 00011/BPAT/3 | C | [6 empty] | Store |  |  |  |  | 0 |  |  |  | 17-12-2010 | Condemned | -1
1217 | UTHUKOTTAI | B.P.apparatus table model | 00011/BPAT/4 | C | [6 empty] | Ward |  |  |  |  | 0 |  |  |  | 17-12-2010 | Condemned | -1
1218 | UTHUKOTTAI | Laryngoscope(Paediatric) | 00011/LAGP/1 | C | Infant |  |  | 1996-03-05 |  | Associated surgicals | Store | IPPV |  |  |  | 0 |  |  |  | 17-12-2010 | Condemned | -1
1219 | UTHUKOTTAI | Laryngoscope(Paediatric) | 00011/LAGP/2 | C | Paediatric |  |  | 1996-03-05 |  | Associated surgicals | Store | IPPV |  |  |  | 0 |  |  |  | 17-12-2010 | Condemned | -1
1220 | UTHUKOTTAI | Ultra Sonogram -MOBILE | 00011/IUSM/1 | B | UF4500N | 12151508 |  | 1996-06-26 | F F Sonic | Kody Elcot | Scan Room | IPPV |  |  | 1997-06-25 | 120000 |  |  |  | 17-12-2010 | Working
1221 | UTHUKOTTAI | Refrigerator | 00011/REFR/2 | C | Godrej |  |  | 1996-04-19 | Godrej | Godrej | Lab | IPPV |  | 1996-04-19 | 1997-04-18 | 6000 |  |  |  | 17-12-2010 | Working
1222 | UTHUKOTTAI | Refrigerator | 00011/REFR/3 | C | Godrej |  |  | 1996-04-19 |  | Gorej | Injection Room | IPPV |  |  | 1997-04-18 | 6000 |  |  |  | 17-12-2010 | Working
1223 | UTHUKOTTAI | Auto Clave HP Vertical (2 bin) | 00011/ACV2/1 | C | Vertical |  |  |  |  | Muthumee Surgicals | Injection Room | IPPV |  |  | 2011-12-16 | 15000 |  |  |  | 17-12-2010 | Working
1224 | UTHUKOTTAI | Shadowless Lamp stand model | 00011/MOLT/1 | B | Padestel 18" Dome |  |  | 1985-05-11 | Arko Make AFMA 18 |  | L R |  |  |  |  | 2620 |  |  |  | 17-12-2010 | Condemned | -1
1225 | AVADI | Glucometer | 00001/GLMT/1 | C |  |  |  | 1998-12-17 |  | Associated Surgicals | Store |  |  |  |  | 0 |  |  |  | 17-12-2010 | Condemned | -1
1226 | UTHUKOTTAI | Suction Apparatus - Electrical | 00011/SAEL/1 | C | Electrical |  |  | 1996-02-26 |  | Leading india Lab | Ward | IPPV |  |  |  | 5842 |  |  |  | 17-12-2010 | Condemned | -1
1227 | UTHUKOTTAI | Sterilizer big (Instrument) | 00011/STBG/1 | C | [6 empty] | Store |  |  |  |  | 0 |  |  |  | 17-12-2010 | Condemned | -1
1228 | UTHUKOTTAI | Sterilizer big (Instrument) | 00011/STBG/2 | C | [6 empty] | Store |  |  |  |  | 0 |  |  |  | 17-12-2010 | Condemned | -1
1229 | UTHUKOTTAI | Nebuliser Adult | 00011/NEBA/1 | C |  |  |  | 1996-03-26 |  | Phoenix Medicals | Ward | IPPV |  |  |  | 4010 |  |  |  | 17-12-2010 | Condemned | -1
1230 | UTHUKOTTAI | Shadowless Lamp stand model | 00011/MOLT/2 | B | 4 Halgen |  |  | 2009-03-24 |  | Jupiter Manufacturing Works | Store | DMS | 47975/Sandamp;P/1/08 dt 04/02/09 |  | 2012-03-23 | 40000 |  |  |  | 18-5-2011 | Working
1231 | UTHUKOTTAI | Phototherapy Unit | 00011/PHTU/1 | C |  |  |  | 1996-08-03 |  | Bet Medicals | L W | IPPV | IPPV/40/92/KBI/96 dt 05/03/96 |  | 1997-08-02 | 5600 |  |  |  | 17-12-2010 | Working
1232 | UTHUKOTTAI | Radiant Warmer | 00011/RAWR/1 | C |  |  |  | 1996-03-26 |  | Phoenix Medical Systems | L W | IPPV |  |  |  | 0 |  |  |  | 17-12-2010 | Condemned | -1
1233 | AVADI | B.P.apparatus stand model | 00001/BPAS/8 | C |  | 106 |  | 2012-06-16 | Madhusudhanan | Madhusudhanan | OP NCD | TNHSP | TNHSP/TNMSC/ENGG/AG26/2011 | 2012-10-10 | 2013-06-15 | 1192 |  |  |  | 2015-10-02 | Working
1234 | AVADI | Centrifuge | 00001/COMC/2 | C | BD154 | 73865 |  | 2009-01-20 | sientific lab | Solokraft | lab | TNHSP | TNHSP/TNMSC/ICB/P3E2/2009 28/01/2009 | 2009-07-02 | 2010-07-01 | 5000 |  |  |  | 2015-10-02 | Working
1235 | AVADI | [15 empty] | 0 |  |  |  | Wrong Entry | -1
1236 | AVADI | [15 empty] | 0 |  |  |  | Wrong Entry | -1
1237 | AVADI | [15 empty] | 0 |  |  |  | Wrong Entry | -1
1238 | AVADI | [15 empty] | 0 |  |  |  | Wrong Entry | -1
1239 | AVADI | [15 empty] | 0 |  |  |  | Wrong Entry | -1
1240 | AVADI | [15 empty] | 0 |  |  |  | Wrong Entry | -1
1241 | AVADI | [15 empty] | 0 |  |  |  | Wrong Entry | -1
1242 | AVADI | [15 empty] | 0 |  |  |  | Wrong Entry | -1
1243 | AVADI | [15 empty] | 0 |  |  |  | Wrong Entry | -1
1244 | AVADI | [15 empty] | 0 |  |  |  | Wrong Entry | -1
1245 | AVADI | [15 empty] | 0 |  |  |  | Wrong Entry | -1
1246 | AVADI | [15 empty] | 0 |  |  |  | Wrong Entry | -1
1247 | AVADI | [15 empty] | 0 |  |  |  | Wrong Entry | -1
1248 | AVADI | [15 empty] | 0 |  |  |  | Wrong Entry | -1
1249 | AVADI | [15 empty] | 0 |  |  |  | Wrong Entry | -1
1250 | AVADI | [15 empty] | 0 |  |  |  | Wrong Entry | -1
1251 | AVADI | [15 empty] | 0 |  |  |  | Wrong Entry | -1
1252 | AVADI | Glucometer | 00001/GLMT/2 | C |  |  |  | 2003-08-25 |  | Associated Surgicals | Store | DMS |  |  |  | 0 |  |  |  | 17-12-2010 | Condemned | -1
1253 | AVADI | Centrifuge | 00001/COMC/1 | C | [6 empty] | Lab | TNMSC |  |  | 2014-11-20 | 5000 |  |  |  | 21-11-2013 | Working
1254 | AVADI | B.P.apparatus table model | 00001/BPAT/1 | C |  |  |  | 1999-09-15 |  | Alam Medical | OP | OTHERS | 409/A4 |  |  | 0 |  |  |  | 27-11-2013 | Condemned | -1
1255 | AVADI | B.P.apparatus table model | 00001/BPAT/3 | C |  |  |  | 1999-09-15 |  | Alam Medical | OP | OTHERS |  |  |  | 0 |  |  |  | 27-11-2013 | Condemned | -1
1256 | AVADI | B.P.apparatus table model | 00001/BPAT/4 | C |  |  |  | 2010-05-15 | Diamond Mercurial | Gita Surgicals |  | OTHERS |  |  | 2011-05-14 | 1000 |  |  |  | 27-11-2013 | Working
1257 | AVADI | B.P.apparatus table model | 00001/BPAT/5 | C |  |  |  | 2010-05-15 | Diamond Mercurial | GITA Surgicals | Labour ward | OTHERS |  |  | 2011-05-14 | 1000 |  |  |  | 27-11-2013 | Working
1258 | AVADI | Cryo theraphy Unit | 00001/BEIM/1 | B2 | cryo 0040 ON |  |  | 2012-01-13 | Basco Ind Cryos | Solokraft Industries | NCD | TNHSP | TNHSP/TNMSC/AG30A/2011~ 14/10/2011 |  | 2013-01-12 | 24000 |  |  |  | 2014-10-06 | Working
1259 | AVADI | Defibrillator with Monitor | 00001/DEFI/1 | B2 |  |  |  | 2012-08-22 | Philips | Philips Electronics | OP | TNHSP |  | 2012-08-22 | 2013-08-21 | 58696 |  |  |  | 2014-10-06 | Working
1260 | AVADI | Electric Calorimeter | 00001/CALO/2 | C |  | PEL041213RBK |  | 2014-03-21 | Robonik | Robonik (India)PVT. | Lab | TNHSP | TNHSP/TNMSC/AG87B/2013-2 | 2014-03-21 | 2015-03-20 | 20302 |  |  |  | 2014-10-06 | Working
1261 | AVADI | Vaccum Cleaner | 00001/AIRCMP/1 | C |  |  |  | 2013-05-21 |  | BUDS AND SOMA |  | JDHS |  |  | 2014-05-20 | 5000 |  |  |  | 29-5-2014 | Working
1262 | AVADI | Diathermy Machine (Electric Cautery) | 00001/SDIA/1 | B | ELSY360M+ |  |  | 2014-06-05 | Alan Electronics Systems | JBS Mediitec India Pvt Ltd | OT | TNMSC | 17240/TNMSC/ENGG/2014-2 DT 16/05/2014 | 2014-06-05 | 2017-06-04 | 218000 |  |  |  | 2014-10-06 | Working
1263 | AVADI | Pulse Oximeter | 00001/SPO2/1 | B2 | RAD-8 |  |  | 2014-06-16 | Masimo Corporation | Grace MFGandamp;Trading Co. | Causality | RCH | RCH-II/TNMSC/ENGG/E67/2014 Dt. 05/03/2014 | 2014-06-16 | 2019-06-15 | 68000 |  |  |  | 25-6-2014 | Working
1264 | AVADI | Generator | 00001/GEN/1 | C | 15kVA DG |  |  | 2013-09-03 | KOHLER | Bhalivaradha Electro Meck Pvt. Ltd. | Out side OP Building | TNMSC | 10073/TNMSC/ENGG/2013 |  | 2016-09-11 | 340100 |  |  |  | 29-5-2014 | Working
1265 | AVADI | Pulse Oximeter | 00001/SPO2/2 | B2 | RAD-8 |  |  | 2014-06-16 | Masimo Corporation | Grace MFGandamp;Trading Co | OT | RCH | RCH-II/TNMSC/ENGG/E67/2014 DT 05/03/2014 | 2014-06-16 | 2019-06-15 | 68968 |  |  |  | 25-6-2014 | Working
1266 | AVADI | Magnavision Lamp | 00001/MAGL/2 | C |  |  |  | 2011-02-26 | Hardik Medi Tech | Jupiter Manufacturing Works |  | TNMSC | 04R/NRHM/TNMSC/ENGG/2011 12/02/2011 |  | 2014-09-01 | 4400 |  |  |  | 30-7-2014 | Working
1267 | AVADI | Semi auto analyser | 00001/SEAA/2 | B2 | Prietest Touch of Own Make | AT770314 RBK |  | 2014-03-21 | Robonik | Robnik | Lab | TNMSC | 10072/TNMSC/ENGG/2013 | 2014-03-22 | 2017-03-20 | 48426 |  |  |  | 30-7-2014 | Working
1268 | AVADI | Magnavision Lamp | 00001/MAGL/3 | C |  |  |  | 2009-10-03 | Saberwal Surgical |  | Labour Ward | DRHM | 04 NRHM/HSP/TNMSC/2009 |  | 2012-10-03 | 3500 |  |  |  | 30-7-2014 | Working
1269 | AVADI | X-ray Machine 100 mA | 00001/XRY100/1 | B2 | 100RS/FC/HT | 21C100610044 100 MA |  | 2010-07-19 |  | Allengers | XRAY ROOM | TNHSP | TNHSP/TNMSC/CB/P3E1/2009 | 2010-07-26 | 2013-07-18 | 270710 |  |  |  | 2014-12-09 | Working
1270 | AVADI | Magnavision Lamp | 00001/MAGL/4 | C |  |  |  | 2012-01-13 | Solokraft Industries | Solokrafts Industries | Labour Ward | TNHSP | TNHSP/TNMSC/CBVAG31/2011 | 2012-01-17 | 2012-01-13 | 6987 |  |  |  | 2014-12-09 | Working
1271 | AVADI | Rotary Shaker | 00001/RMT/1 | C | BDI 140 | 2014080818 |  | 2014-08-09 | B.D Instrumentation (india) | Solokrafits Industries | lab | TNHSP | TNHSP/TNMSC/AG871(R)/2014-2 19/05/2014 | 2014-09-19 | 2015-08-20 | 32200 |  |  |  | 20-9-2014 | Working
1272 | AVADI | Foetal Doppler | 00001/FDOP/2 | C | A100H |  |  | 2014-08-07 | Aeon Technology (p) Ltd | MEDI WAVES INC | Labour ward | TNMSC | 1724/TNMSC/ENGG/2014-15 | 2014-09-20 | 2017-09-19 | 4650 |  |  |  | 20-9-2014 | Working
1273 | AVADI | Foetal Doppler | 00001/FDOP/1 | C | A100H |  |  | 2014-08-07 | AEON TECHNOLOGY | MEDI WAVES INC | LABOUR WARD | TNMSC | 17240/TNMSC/ENGG/2014-15 DT .16.05.2014 | 2014-09-20 | 2015-09-19 | 4650 |  |  |  | 20-9-2014 | Working
1274 | AVADI | Infusion pump | 00001/INPM/1 | C |  |  |  | 2007-03-16 |  | Akas Medical Equipments | Store | TNMSC |  |  | 2008-03-15 | 24400 |  |  |  | 17-12-2010 | Working
1275 | AVADI | Dental Chair | 00001/DECH/1 | B2 | Confident |  |  | 2007-12-17 |  | Confident Dental Equipments | Store | TNMSC |  |  | 2010-12-16 | 99200 |  |  |  | 17-12-2010 | Working
1276 | AVADI | Ultra Sonogram -MOBILE | 00001/IUSM/1 | B | Sota |  |  | 2004-01-20 |  | Larsen and Toubro Limited | Scan Room | DMS |  |  | 2005-01-19 | 272950 |  |  |  | 17-12-2010 | Working
1277 | AVADI | Binocular Mircroscope | 00001/BIMS/1 | B2 | Binocular |  |  | 2009-02-07 |  | Solocraft Industries | Store | TNHSP |  |  | 2010-02-06 | 18786 |  |  |  | 17-12-2010 | Working
1278 | AVADI | Binocular Mircroscope | 00001/BIMS/2 | B2 | Binocular |  |  | 2009-02-07 |  | Solocraft Industries | Store | TNHSP |  |  | 2010-02-06 | 18786 |  |  |  | 17-12-2010 | Working
1279 | AVADI | Electric Calorimeter | 00001/CALO/1 | C | [6 empty] | Store |  |  |  |  | 0 |  |  |  | 17-12-2010 | Condemned | -1
1280 | AVADI | Electri centrifuger | 00001/CENT/1 | C |  |  |  | 2009-02-07 |  | Solocraft Industries | Store | TNHSP |  |  | 2010-02-06 | 5000 |  |  |  | 17-12-2010 | Working
1281 | AVADI | Glucometer | 00001/GLMT/3 | C |  |  |  | 2003-08-25 |  | Associated Surgicals | Store | DMS |  |  |  | 0 |  |  |  | 17-12-2010 | Condemned | -1
1282 | AVADI | B.P.apparatus stand model | 00001/BPAS/1 | C | Stand |  |  | 2008-06-12 |  | Jupiter Manufacturing Works | Store | TNHSP |  |  | 2009-06-11 | 1090 |  |  |  | 17-12-2010 | Condemned | -1
1283 | AVADI | Hot Air oven | 00001/HAOV/1 | C |  |  |  | 2009-02-07 |  | Solocraft Industries | Store | TNHSP |  |  | 2010-02-06 | 11953 |  |  |  | 17-12-2010 | Working
1284 | AVADI | Lab Incubator | 00001/INCU/1 | C |  |  |  | 2009-02-07 |  | Solocraft Industries | Store | TNHSP |  |  | 2010-02-06 | 11500 |  |  |  | 17-12-2010 | Working
1285 | AVADI | Mono cular Microscope | 00001/MOMS/1 | C | [6 empty] | Store |  |  |  |  | 0 |  |  |  | 17-12-2010 | Condemned | -1
1286 | AVADI | B.P.apparatus stand model | 00001/BPAS/2 | C | Stand |  |  | 2008-06-12 |  | Jupiter Manufacturing Works | Store | TNHSP |  |  | 2009-06-11 | 1090 |  |  |  | 17-12-2010 | Condemned | -1
1287 | AVADI | Autoclave vertical single bin | 00001/ACV1/1 | C | [6 empty] | Store |  |  |  | 2011-12-16 | 5000 |  |  |  | 17-12-2010 | Working
1288 | AVADI | Autoclave vertical single bin | 00001/ACV1/2 | C | [6 empty] | Store |  |  |  | 2011-12-16 | 5000 |  |  |  | 17-12-2010 | Working
1289 | AVADI | Autoclave vertical single bin | 00001/ACV1/3 | C | [6 empty] | Store |  |  |  | 2011-12-16 | 5000 |  |  |  | 17-12-2010 | Working
1290 | AVADI | Auto Clave HP Vertical (2 bin) | 00001/ACV2/1 | C | 24x16 | [5 empty] | Store |  |  |  | 2011-12-16 | 10000 |  |  |  | 17-12-2010 | Not Working
1291 | AVADI | Auto Clave HP Vertical (2 bin) | 00001/ACV2/2 | C | Vertical 2 Bin |  |  | 2009-05-03 |  | Solocraft Industries | Store | TNHSP |  |  | 2010-05-02 | 29800 |  |  |  | 17-12-2010 | Working
1292 | AVADI | Auto Clave HP Vertical (2 bin) | 00001/ACV2/3 | C | Vertical 2 Bin |  |  | 2009-05-03 |  | Solocraft Industries | Store | TNHSP |  |  | 2010-05-02 | 29800 |  |  |  | 17-12-2010 | Working
1293 | AVADI | Auto Clave HP Vertical (2 bin) | 00001/ACV2/4 | C | Vertical 2 Bin |  |  | 2009-05-03 |  | Solocraft Industries | Store | TNHSP |  |  | 2010-05-02 | 29800 |  |  |  | 17-12-2010 | Working
1294 | AVADI | Auto Clave HP Vertical (2 bin) | 00001/ACV2/5 | C | Vertical 2 Bin |  |  | 2009-03-03 |  | Solocraft Industries | Store | SandP |  |  | 2012-03-02 | 18500 |  |  |  | 17-12-2010 | Working
1295 | AVADI | Shadowless Lamp stand model | 00001/MOLT/1 | B |  |  |  | 2008-06-12 |  | Jupiter Manufacturing Works | Store | TNHSP |  |  | 2009-06-11 | 13749 |  |  |  | 17-12-2010 | Working
1296 | AVADI | B.P.apparatus stand model | 00001/BPAS/3 | C | Stand |  |  | 2008-06-12 |  | Jupiter Manufacturing Works | Store | TNHSP |  |  | 2009-06-11 | 1090 |  |  |  | 17-12-2010 | Condemned | -1
1297 | AVADI | Shadowless Lamp stand model | 00001/MOLT/2 | B |  |  |  | 2008-06-12 |  | Jupiter Manufacturing Works | Store | TNHSP |  |  | 2009-06-11 | 13749 |  |  |  | 17-12-2010 | Working
1298 | AVADI | Shadowless Lamp stand model | 00001/MOLT/3 | B |  |  |  | 2008-06-12 |  | Jupiter Manufacturing Works | Store | TNHSP |  |  | 2009-06-11 | 13749 |  |  |  | 17-12-2010 | Working
1299 | AVADI | Shadowless Lamp stand model | 00001/MOLT/4 | B |  |  |  | 2008-03-28 |  | Jupiter Manufacturing Works | Store | SandP |  |  | 2011-03-27 | 13749 |  |  |  | 17-12-2010 | Working
1300 | AVADI | Shadowless Lamp stand model | 00001/MOLT/5 | B |  |  |  | 2009-03-24 |  | Jupiter Manufacturing Works | Store | SandP |  |  | 2012-03-23 | 13749 |  |  |  | 17-12-2010 | Working
1301 | AVADI | Suction Apparatus - Electrical | 00001/SAEL/1 | C |  |  |  | 2009-03-24 |  | Jupiter Manufacturing Works | Store | SandP |  |  | 2012-03-23 | 5500 |  |  |  | 17-12-2010 | Working
1302 | AVADI | Suction Apparatus - Electrical | 00001/SAEL/3 | C | [6 empty] | GH ??? Thiruvallur |  |  |  |  | 5500 |  |  |  | 17-12-2010 | Condemned | -1
1303 | AVADI | Suction Apparatus - Electrical(Hivacuam) | 00001/SAHV/1 | B | Surgical Aspirator Vacuum Set |  |  | 2009-05-15 |  | General Surgicals | Store | SandP |  |  | 2012-05-14 | 5500 |  |  |  | 17-12-2010 | Working
1304 | AVADI | Steriliser Small (Instruments) | 00001/STSL/1 | C |  |  |  | 2008-10-13 |  | Jupiter Manufacturing Works | Store | TNHSP |  |  |  | 0 |  |  |  | 17-12-2010 | Condemned | -1
1305 | AVADI | Steriliser Small (Instruments) | 00001/STSL/2 | C |  |  |  | 2008-10-13 |  | Jupiter Manufacturing Works | Store | TNHSP |  |  |  | 0 |  |  |  | 17-12-2010 | Condemned | -1
1306 | AVADI | B.P.apparatus stand model | 00001/BPAS/4 | C | Stand |  |  | 2008-06-12 |  | Jupiter Manufacturing Works | Store | TNHSP |  |  | 2009-06-11 | 1090 |  |  |  | 17-12-2010 | Condemned | -1
1307 | AVADI | Steriliser Small (Instruments) | 00001/STSL/3 | C |  |  |  | 2008-10-13 |  | Jupiter Manufacturing Works | Store | TNHSP |  |  |  | 0 |  |  |  | 17-12-2010 | Condemned | -1
1308 | AVADI | Steriliser Small (Instruments) | 00001/STSL/4 | C |  |  |  | 2008-10-13 |  | Jupiter Manufacturing Works | Store | TNHSP |  |  |  | 0 |  |  |  | 17-12-2010 | Condemned | -1
1309 | AVADI | Alpha Bed with motor | 00001/ABM/1 | C |  |  |  | 2003-08-25 |  | Associated Surgicals | Store | DMS |  |  |  | 7760 |  |  |  | 17-12-2010 | Condemned | -1
1310 | AVADI | Alpha Bed with motor | 00001/ABM/2 | C |  |  |  | 2003-08-25 |  | Associated Surgicals | Store | DMS |  |  |  | 7760 |  |  |  | 17-12-2010 | Condemned | -1
1311 | AVADI | Alpha Bed with motor | 00001/ABM/3 | C |  |  |  | 2007-06-28 |  | Jupiter Manufacturing Works | Store | TNMSC |  |  |  | 6600 |  |  |  | 17-12-2010 | Condemned | -1
1312 | AVADI | Computer | 00001/COMP/1 | C |  |  |  | 2009-03-30 |  | Broad Line Computer System | Computer room | TNHSP |  |  | 2011-12-16 | 15000 |  |  |  | 17-12-2010 | Working
1313 | AVADI | Nebuliser Adult | 00001/NEBA/1 | C |  |  |  | 1999-04-06 |  | Associated Surgicals | Store | DMS |  |  |  | 0 |  |  |  | 17-12-2010 | Condemned | -1
1314 | AVADI | Nebuliser Adult | 00001/NEBA/2 | C |  |  |  | 2003-08-25 |  | Associated Surgicals | Store | DMS |  |  | 2004-08-24 | 1200 |  |  |  | 17-12-2010 | Condemned | -1
1315 | AVADI | Needle destroyer / Syringe Destroyer | 00001/NEED/1 | C |  |  |  | 2008-05-30 |  | Glo Life Care | Store | TNHSP |  |  | 2009-05-29 | 755 |  |  |  | 17-12-2010 | Working
1316 | AVADI | B.P.apparatus stand model | 00001/BPAS/5 | C | Stand |  |  | 2008-06-12 |  | Jupiter Manufacturing Works | Store | TNHSP |  |  | 2009-06-11 | 1090 |  |  |  | 17-12-2010 | Not Working
1317 | AVADI | Needle destroyer / Syringe Destroyer | 00001/NEED/2 | C |  |  |  | 2008-05-30 |  | Glo Life Care | Store | TNHSP |  |  | 2009-05-29 | 755 |  |  |  | 17-12-2010 | Working
1318 | AVADI | Needle destroyer / Syringe Destroyer | 00001/NEED/3 | C |  |  |  | 2008-05-30 |  | Glo Life Care | Store | TNHSP |  |  | 2009-05-29 | 755 |  |  |  | 17-12-2010 | Working
1319 | AVADI | Needle destroyer / Syringe Destroyer | 00001/NEED/4 | C |  |  |  | 2008-05-30 |  | Glo Life Care | Store | TNHSP |  |  | 2009-05-29 | 755 |  |  |  | 17-12-2010 | Not Working
1320 | AVADI | Needle destroyer / Syringe Destroyer | 00001/NEED/5 | C |  |  |  | 2008-05-30 |  | Glo Life Care | Store | TNHSP |  |  | 2009-05-29 | 755 |  |  |  | 17-12-2010 | Not Working
1321 | AVADI | Needle destroyer / Syringe Destroyer | 00001/NEED/6 | C |  |  |  | 2008-05-30 |  | Glo Life Care | Store | TNHSP |  |  |  | 0 |  |  |  | 17-12-2010 | Condemned | -1
1322 | AVADI | Needle destroyer / Syringe Destroyer | 00001/NEED/7 | C |  |  |  | 2003-06-18 |  | linco Scientific India Ltd. | OP | DMS |  |  |  | 0 |  |  |  | 17-12-2010 | Condemned | -1
1323 | AVADI | Needle destroyer / Syringe Destroyer | 00001/NEED/8 | C |  |  |  | 2003-06-18 |  | linco Scientific India Ltd. | Store | DMS |  |  | 2006-06-17 | 2500 |  |  |  | 17-12-2010 | Working
1324 | AVADI | Needle destroyer / Syringe Destroyer | 00001/NEED/9 | C |  |  |  | 2003-06-18 |  | linco Scientific India Ltd. | Store | DMS |  |  | 2006-06-17 | 2500 |  |  |  | 17-12-2010 | Working
1325 | AVADI | Printer | 00001/PRINT/1 | C | Laser |  |  | 2009-04-03 |  | Lipi Data Systems Ltd.~ | Computer room | TNHSP |  |  | 2010-04-02 | 10000 |  |  |  | 17-12-2010 | Working
1326 | AVADI | UPS | 00001/UPS/1 | C |  |  |  | 2009-04-24 |  | RK Tech Hard soft Pvt Ltd | Computer room | TNHSP |  |  | 2010-04-23 | 7900 |  |  |  | 17-12-2010 | Working
1327 | AVADI | B.P.apparatus stand model | 00001/BPAS/6 | C | Stand |  |  | 2008-06-12 |  | Jupiter Manufacturing Works | Store | TNHSP |  |  | 2009-06-11 | 1090 |  |  |  | 17-12-2010 | Not Working
1328 | AVADI | Weighing Machine Electronic | 00001/WME/1 | C | Electronic |  |  | 2009-01-22 |  | Suriya Surgical | Store | DMS |  |  | 2010-01-21 | 10920 |  |  |  | 17-12-2010 | Working
1329 | AVADI | Formaline dispenser | 00001/FORD/1 | C |  |  |  | 2003-11-19 |  | South India Surgicals | Store | DMS |  |  | 2004-11-18 | 2500 |  |  |  | 17-12-2010 | Working
1330 | AVADI | B.P.apparatus stand model | 00001/BPAS/7 | C | Stand |  |  | 2008-06-12 |  | Jupiter Manufacturing Works | Store | TNHSP |  |  | 2009-06-11 | 1090 |  |  |  | 17-12-2010 | Not Working
1331 | AVADI | ECG machine computerized | 00001/ECGC/1 | B | EDAN SE 300 |  |  | 2008-11-21 |  | Madras Surgical andamp; Chemicals | Scan Room | TNHSP |  |  | 2009-11-20 | 47580 |  |  | Madras Surgicals andamp; Chemicals | 17-12-2010 | Working
1332 | AVADI | Boyles apparatus with out Circle Abosrber | 00001/BAOCA/1 | B | Eco Safe |  |  | 2008-12-11 |  | Solocraft Industries | OT | TNHSP |  |  | 2009-12-10 | 82000 |  |  | Solocraft Industries | 17-12-2010 | Working
1333 | AVADI | Auto Clave HP Vertical (2 bin) | 00001/ACV2/6 | C | 12"x20" |  |  | 2009-10-29 |  | GH - Thiruvallur | OT |  |  |  | 2010-10-28 | 11000 |  |  |  | 14-2-2012 | Working
1334 | AVADI | Suction Apparatus - Electrical | 00001/SAEL/4 | C |  |  |  | 2009-02-16 |  | Vishal Hospital | Female Ward | TNHSP | TNHSP/TNMSC/B3E8/2008 |  | 2010-02-15 | 5500 |  |  |  | 14-2-2012 | Working
1335 | AVADI | Suction Apparatus - Electrical | 00001/SAEL/7 | C |  |  |  | 2009-02-16 | Vishal Hospital |  | Store | TNHSP | TNHSP/TNMSC/B3E8/2008 |  | 2010-02-15 | 5500 |  |  |  | 17-2-2012 | Working
1336 | AVADI | Suction Apparatus - Electrical | 00001/SAEL/8 | C |  |  |  | 2009-02-16 |  |  | Store | TNHSP | TNHSP/TNMSC/B3E8/2008 |  | 2010-02-15 | 5500 |  |  |  | 17-2-2012 | Working
1337 | AVADI | Suction Apparatus - Electrical | 00001/SAEL/9 | C |  |  |  | 2009-02-16 |  | vishal Hospital | Male Ward | TNHSP | TNHSP/TNMSC/B3E8/2008 |  | 2010-02-15 | 5500 |  |  |  | 17-2-2012 | Working
1338 | AVADI | Suction Apparatus - Electrical | 00001/SAEL/10 | C |  |  |  | 2009-02-16 |  | Vishal Hospital | Anti Natal Clinic | TNHSP | TNHSP/TNMSC/B3E8/2008 |  | 2010-02-15 | 5500 |  |  |  | 17-2-2012 | Working
1339 | AVADI | Suction Apparatus - Electrical | 00001/SAEL/11 | C |  |  |  | 2009-02-16 |  | Vishal Hospital | Store | TNHSP | TNHSP/TNMSC/B3E8/2008 |  | 2010-02-15 | 5500 |  |  |  | 17-2-2012 | Working
1340 | AVADI | Suction Apparatus - Electrical | 00001/SAHV/2 | C |  |  |  | 2010-02-16 |  | Vishal Hospital | OT | TNHSP | TNHSP/TNMSC/B3E8/2008 |  | 2011-02-15 | 5500 |  |  |  | 14-2-2012 | Working
1341 | AVADI | Suction Apparatus - Electrical | 00001/SAEL/6 | C |  |  |  | 2010-02-16 |  | Vishal Hospital | OT | TNHSP | TNHSP/TNMSC/B3E8/2008 |  | 2011-02-15 | 5500 |  |  |  | 14-2-2012 | Working
1342 | AVADI | Foetal Monitor | 00001/FAMON/1 | B |  |  |  | 2003-08-25 |  | Associated Surgicals | Store | DMS |  |  |  | 0 |  |  |  | 17-12-2010 | Condemned | -1
1343 | AVADI | Radiant Warmer | 00001/RAWR/1 | C | Phoenix |  |  | 2008-07-11 |  | Datex Ohemada | L W | TNHSP |  |  | 2009-07-10 | 18000 |  |  |  | 17-12-2010 | Working
1344 | AVADI | Weighing machine adult | 00001/WTMA/1 | C | Adult | [5 empty] | OP |  |  |  |  | 0 |  |  |  | 17-12-2010 | Condemned | -1
1345 | AVADI | Weighing machine adult | 00001/WTMA/2 | C | [6 empty] | OP |  |  |  |  | 0 |  |  |  | 17-12-2010 | Condemned | -1
1346 | AVADI | Weighing machine infant | 00001/WTMB/1 | C | Baby |  |  | 2008-10-13 |  | Jupiter Manufacturing Works | Store | TNHSP |  |  | 2009-10-12 | 563 |  |  |  | 17-12-2010 | Working
1347 | AVADI | Weighing machine infant | 00001/WTMB/2 | C | Baby |  |  | 2008-10-13 |  | Jupiter Manufacturing Works | Store | TNHSP |  |  | 2009-10-12 | 563 |  |  |  | 17-12-2010 | Working
1348 | AVADI | Weighing machine infant | 00001/WTMB/3 | C | Baby |  |  | 2008-10-13 |  | Jupiter Manufacturing Works | Store | TNHSP |  |  | 2009-10-12 | 563 |  |  |  | 17-12-2010 | Working
1349 | MADHAVARAM | Inverter | 00003/INV/1 | C |  |  |  | 2007-11-07 |  | victory power system | OT |  |  | 2007-11-07 |  | 13000 | NO AMC |  |  | 30-3-2012 | Condemned | -1
1350 | GUMMIDIPOONDI | Refrigerator | 00002/REFR/1 | C | Electorlux |  |  | 2007-12-28 |  | Davey Pharma | OP | TNHSP |  |  | 2008-12-27 | 10000 | AMC | 2011-02-28 | Davey Pharma | 17-12-2010 | Working
1351 | GUMMIDIPOONDI | Operation Table Hydraulic Major | 00002/TAMA/2 | B2 | Jupiter 205 |  |  | 2008-10-02 |  | Jupitor Manufacturing Works | OT | TNHSP |  |  | 2009-10-01 | 55120 | AMC | 2011-02-28 | Jupitor Manufacturing Works | 17-12-2010 | Working
1352 | GUMMIDIPOONDI | Boyles apparatus with out Ventilator | 00002/BAOCA/1 | B | Compact |  |  | 2008-12-01 | L andamp; T | L andamp;T | OT | TNHSP |  |  | 2009-11-30 | 98000 | AMC | 2011-02-28 | L andamp; T | 17-12-2010 | Working
1353 | MADHAVARAM | Hematology analyser | 00003/HEMA/1 | B1 | kx-21 | sr.no.a3411 |  | 2014-03-18 | transasia bio-medicals ltd |  |  | TNMSC | 78217/sandamp;p/1/2013 dt.10.03.2014 |  | 2017-03-17 | 385319 | AMC |  |  | 2014-12-06 | Working
1354 | MADHAVARAM | Foetal Doppler | 00003/FDOP/2 | C | A100H | A100H |  | 2014-05-16 | MEDI WAVES INC | MEDI WAVES INC | LABOUR WARD | TNMSC | 17240/TNMSC/ENGG/2014-15dt.16.05.2014 | 2014-09-26 | 2016-09-25 | 4650 | AMC |  |  | 2014-12-12 | Working
1355 | MADHAVARAM | Cardiac Monitor | 00003/EBSM/1 | C | Microman Nxt |  |  | 2008-02-01 |  | Larsen andamp; Toubro Limited | OT | TNHSP |  |  | 2009-01-31 | 27810 | AMC | 2011-02-28 | Larsen andamp; Toubro Limited | 17-12-2010 | Working
1356 | MADHAVARAM | Boyles apparatus with out Circle Abosrber | 00003/BAOCA/1 | B | Compact |  |  | 2008-01-21 | Larsen andamp; Toubro Limited | Larsen andamp; Toubro Limited | OT | TNHSP |  |  | 2009-01-20 | 98000 | AMC | 2011-02-28 | Larsen andamp; Toubro Limited | 17-12-2010 | Working
1357 | MADHAVARAM | Auto Clave HP Vertical (2 bin) | 00003/ACV2/7 | C |  |  |  | 2009-10-28 |  | Transfer from Thiruvallur GH |  |  |  |  | 2010-10-27 | 31000 | AMC |  |  | 31-3-2012 | Working
1358 | MADHAVARAM | Baby Incubators | 00003/BINC/1 | C | 3010R |  |  | 2008-10-06 |  | Madras Surgicals andamp; Chemicals | Ward | TNHSP | TNHSP/TNMSC/P2E3/2007 dt 11/09/2007 |  | 2009-10-05 | 47880 | AMC | 2011-02-28 | Madras Surgicals andamp; Chemicals | 17-12-2010 | Working
1359 | PALLIPATTU | ECG machine computerized | 00004/ECGC/1 | B | EDAN SE3 | 309035-M118017 100 80 |  | 2011-10-14 |  | Madras Surgicals andamp; Chemicals | X - Ray Room | TNHSP | TNHSP/TNMSC/ENGG/AG27/2011 dt 04/07/11 |  | 2012-10-13 | 36637 | AMC |  |  | 15-12-2011 | Working
1360 | PAZHAVARKADU | Operation Table Hydraulic Major | 00005/TAMA/1 | B2 | Jupiter 205 |  |  |  |  | Jupiter Manufacturing Works |  |  |  |  | 2011-02-28 | 55120 | AMC | 2011-02-28 | Jupiter Manufacturing Works | 22-12-2010 | Working
1361 | PAZHAVARKADU | Electric Calorimeter | 00005/CALO/1 | C |  | 802085 |  |  | Beacon Diacognastic Pvt. Ltd |  | Lab |  |  |  |  | 0 | AMC |  |  | 25-9-2013 | Condemned | -1
1362 | PAZHAVARKADU | ECG machine computerized | 00005/ECGC/1 | B | Edan SE 300 | SE300B5A020702572 |  | 2008-11-02 |  | Madras Surgicals and Chemicals | Ward | TNHSP | TNHSP/TNMSC/P2E12/2007-2 |  | 2009-11-01 | 47580 | AMC | 2011-02-28 | Madras Surgicals and Chemicals | 17-12-2010 | Working
1363 | PAZHAVARKADU | Refrigerator | 00005/REFR/1 | C | Electrolux |  |  | 2007-12-29 |  | Davey Pharma | Store | TNHSP |  |  | 2008-12-28 | 10000 | AMC | 2011-02-28 | Davey Pharma | 17-12-2010 | Working
1364 | PAZHAVARKADU | Suction Apparatus - Electrical | 00005/SAEL/1 | C | 7A 230 |  |  | 2008-02-14 |  | Vin Bio Tech | OT | TNHSP | TNHSP/TNMSC/P2E18/2007 | 2008-02-14 | 2009-02-13 | 4148 | AMC |  |  | 17-12-2010 | Working
1365 | PAZHAVARKADU | Shadowless Lamp stand model | 00005/MOLT/2 | B |  |  |  | 2008-02-02 |  | JUPITOR MANUFACTURING WORKS | MAIN STORE | TNMSC | TNHSP/TNMSC/P2E17/2007 | 2008-02-02 | 2009-02-01 | 13220 | AMC |  | JUPITOR MANUFACTURING WORKS | 24-9-2012 | Working
1366 | PODADDURPET | Foetal Doppler | 00006/FDOP/1 | C | A100H | 1093 |  | 2014-09-19 | AEON TECHNOLOGY P. LTD. | MEDI WAVES INC. | LABOUR WARD | TNMSC | 17240/TNMSC/ENGG/2014-15 DATE-16.05.2014 |  | 2017-09-18 | 9300 | AMC |  |  | 2014-03-10 | Working
1367 | PODADDURPET | Binocular Mircroscope | 00006/BIMS/1 | B2 | BDI-13A | 22498 |  | 2014-01-07 |  | SOLOKRAFTS INDUSTRIES | LABORATORY | TNHSP | TNHSP/TNMSC/AG87G/2013~2210~2013 |  | 2015-01-06 | 18600 | AMC |  |  | 2014-03-10 | Working
1368 | PODADDURPET | Refrigerator | 00006/REFR/1 | C | 170 Ltr | 925040046 |  | 2007-12-23 | ELECTROLEX | Davey Pharma andamp; Surgical | OP | TNHSP | TNHSP/TNMSC/ENGG/P2G5/2007-17.09.2007 | 2007-12-23 | 2008-12-22 | 10816 | AMC | 2011-02-28 | Davey Pharma | 17-12-2010 | Working
1369 | PODADDURPET | Baby Incubators | 00006/BINC/1 | C | 3010R | 6/BINC/1 |  | 2007-11-29 | Nice Neo Tech | Madras Surgicals andamp; Chemicals | transfered to thiruvallur GH | TNHSP | TNHSP/TNMSC/ENGG/P2E3/2007-11.09.2007 | 2007-11-29 | 2008-11-28 | 47880 | AMC | 2011-02-28 | Madras Surgicals andamp; | 17-12-2010 | Working
1370 | PODADDURPET | Radiant Warmer | 00006/RAWR/1 | C | Nice 2007S | 711866 |  | 2007-11-29 |  | Madras Surgicals andamp; Chemicals | L W | TNHSP | TNHSP/TNMSC/ENGG/P2E3/2007-11.09.2007 | 2007-11-29 | 2008-11-28 | 18387 | AMC | 2011-02-28 | Madras Surgicals andamp; Chemicals | 17-12-2010 | Working
1371 | PONNERI | B.P.apparatus table model | 00007/BPAT/22 | C |  |  |  | 2014-10-14 | DIAMOND | DELIGHT SURGICALS | NCD CLINIC | OTHERS |  | 2014-10-14 | 2015-10-13 | 2450 | AMC |  |  | 23-2-2015 | Working
1372 | PONNERI | Binocular Mircroscope | 00007/BIMS/8 | B2 | BDI13A | BDI/13A |  | 2014-01-02 | BDI INSTRUMENTATION INDIA | SOLOKRAFTS INDUSTRIES | LABORATORY | TNHSP | TNHSP/TNMSC/AG87C/2013-22102013 | 2014-03-05 | 2015-03-04 | 18600 | AMC |  |  | 23-2-2015 | Working
1373 | PONNERI | Pulse Oximeter | 00007/SPO2/7 | B2 | RAD8 | M73835 |  | 2014-05-30 | GRACE MFG andamp; TRADING andamp; CO | GRACE MFG andamp; TRADING andamp; CO | OPERATION THEATRE | TNMSC | RCH-II/TNMSC/ENGGE67/2014 | 2014-05-30 | 2019-05-29 | 68968 | AMC |  |  | 23-2-2015 | Working
1374 | PONNERI | Multi Para Monitor | 00007/MPM/1 | B2 | G3D | G3D |  | 2014-07-10 | GENERAL MEDI TECH INC CHINA | TRANS HEALTH CARE | STORE | TNMSC | 17240/TNMSC/ENGG2014-3 | 2014-07-10 | 2017-07-09 | 189000 | AMC |  |  | 23-2-2015 | Working
1375 | PONNERI | Mortuary Coller | 00007/MRCL/1 | B2 | 2-BODY RACK |  |  | 2014-07-21 | eakcon systems pvt Ltd | EAKCON SYSTEMS PVT.LTD | MO | TNMSC | 42083(R)/TNMSC/ENGG/2013 | 2014-07-21 | 2017-07-20 | 290000 | AMC |  |  | 21-2-2015 | Working
1376 | PONNERI | Infant Warmer / Neonatal Warmer/Infant Open Care system | 00007/IFW/1 | B2 | NIce 2007S Male NIce Neotech |  |  | 2015-02-06 | NIce Neotech | Madras Surgicals andamp; Chemicals | NIccu | TNMSC | 114/TNMSC/ENGG/2013-1 | 2015-02-06 | 2018-02-07 | 56600 | AMC |  |  | 21-2-2015 | Working
1377 | PONNERI | Infusion pump | 00007/INPM/2 | C | JMS - OT 701 |  |  | 2007-11-09 |  | South India Surgicals | L W | TNHSP |  |  | 2008-11-08 | 49750 | AMC | 2011-06-30 | South India Surgicals | 17-12-2010 | Working
1378 | PONNERI | Baby Incubator | 00007/undefined/1 |  | 3010R |  |  | 2008-02-02 |  | Madras surgicals And Chemicals |  | TNHSP |  |  | 2009-02-01 | 49795 | AMC |  | Madras surgicals and Chemicals | 22-12-2010 | Excess Entry | -1
1379 | PONNERI | Cardiac Monitor with defibrillator | 00007/DEFI/1 | C |  | US00452241 |  | 2007-12-29 |  | Madras Surgical andamp; Chemicals | OT | TNHSP | TNHSP/TNMSC/P2E12/2007-1/ 20.11.07 | 2007-12-29 | 2008-12-28 | 176633 | AMC | 2011-02-28 | Madras Surgicals | 17-12-2010 | Working
1380 | PONNERI | Cardiac Monitor | 00007/EBSM/1 | C | Microman Nxt | X07T0124 |  | 2008-01-24 | Larsen andamp; Toubro Limited | Larsen andamp; Toubro Limited | OT | TNHSP | TNHSP/TNMSC/P2E9/2007/11.09.07 | 2008-01-24 | 2009-01-23 | 27810 | AMC | 2011-02-28 | L | 17-12-2010 | Working
1381 | PONNERI | ECG machine computerized | 00007/ECGC/1 | B | EDAN SE 300 | SE300B5A0207C2590 |  | 2008-01-24 |  | Madras Surgical andamp; Chemicals | X - Ray Dept | TNHSP | TNHSP/TNMSC/P2E12/2007-2 / 28.11.07 | 2008-01-24 | 2009-01-23 | 47580 | AMC | 2011-02-28 | Madras Surgicals andamp; Chemicals | 17-12-2010 | Working
1382 | PONNERI | Infusion pump | 00007/INPM/3 | C | JMS - OT 701 | 15558 |  | 2007-09-11 |  | South India Surgicals | OT | TNHSP | TNHSP/TNMSC/P2E16/2007 Dt. 16/07/07 | 2007-09-11 | 2008-09-10 | 49750 | AMC | 2011-06-30 | South India Surgical | 17-12-2010 | Working
1383 | PONNERI | Pulse Oximeter | 00007/SPO2/2 | B | Stellar - P | S07P25157 |  | 2008-01-24 | Larsen andamp; Toubro Limited | Larsen andamp; Toubro Limited | OT | TNHSP | TNHSP/TNMSC/P2E9/2007/11.09.07 | 2008-01-24 | 2011-01-23 | 34763 | AMC | 2011-02-28 | Landamp;T | 17-12-2010 | Working
1384 | PONNERI | Refrigerator | 00007/REFR/2 | C | Electrolux | 74509640 |  | 2007-12-28 |  | Davey Pharma | LAB | TNHSP | TNMSC/TNHSP/P2G5/2007/17.09.07 | 2007-12-28 | 2008-12-27 | 10816 | AMC | 2011-02-28 | Davey Pharma | 17-12-2010 | Working
1385 | PONNERI | Refrigerator | 00007/REFR/3 | C | Electrolux | 74509642 |  | 2007-12-28 |  | Davey Pharma | OT | TNHSP | TNMSC/TNHSP/P2G5/2007/17.09.07 | 2007-12-28 | 2008-12-27 | 10816 | AMC | 2011-02-28 | Davey Pharma | 17-12-2010 | Working
1386 | PONNERI | Semi auto analyser | 00007/SEAA/3 | B2 | Pretest Touch | AT021080 |  | 2007-10-17 |  | Robonic India Pvt. Ltd | LAB | TNHSP |  | 2007-10-17 | 2008-10-16 | 69422 | AMC | 2011-02-28 | Robonik | 17-12-2010 | Not Working
1387 | PONNERI | Operation Table Hydraulic Major | 00007/TAMA/3 | B2 | Jupiter 205 | 00007/TAMA/3 |  | 2008-02-09 | Jupiter Manufacturing Works | Jupiter Manufacturing Works | OT | TNHSP | TNHSP/TNMSC/P2E6/2007/11.09.07 | 2008-02-09 | 2009-02-08 | 55120 | AMC | 2011-02-28 | Jupiter Manufacturing Works | 17-12-2010 | Working
1388 | PONNERI | Operation Table Hydraulic Major | 00007/TAMA/4 | B2 | Jupiter 205 | 00007/TAMA/4 |  | 2008-02-09 | Jupiter Manufcturing Works | Jupiter Manufacturing Works | OT | TNHSP | TNHSP/TNMSC/P2E6/2007/11.09.07 | 2008-02-09 | 2009-02-08 | 55120 | AMC | 2011-02-28 | Jupiter Manufacturing Works | 17-12-2010 | Working
1389 | PONNERI | Operation Table Hydraulic Major | 00007/TAMA/5 | B2 | Jupier 205 |  |  | 2008-07-12 | Jupiter Manufacturing Works | Jupiter Manufacturing Works | OT | TNHSP |  |  | 2009-07-11 | 55120 | AMC | 2011-02-28 | Jupiter Manufcturing Works | 17-12-2010 | Working
1390 | PONNERI | Generator | 00007/GEN/1 | C | EXK 2800S | 925432 ~ C0705913 |  | 2007-08-09 | Honda | Fermier Engineers (P) Ltd. | OT | TNHSP | TNHSP/TNMSC/ENGG/P206/2007 Dt18.07.07 | 2007-08-09 | 2008-09-08 | 50626 | AMC | 2011-02-28 | Fermier | 17-12-2010 | Working
1391 | PONNERI | Boyles apparatus with Ventilator | 00007/VEN/1 | B | COMPACT AC20 | AC-2-1207-007 |  | 2008-01-24 | Lansen andamp; Toubro Limited | Lansen andamp; Toubro Limited | OT | TNHSP | TNHSP/TNMSC/P2E2/2007-08/13.06.07 | 2008-01-24 | 2009-01-23 | 292520 | AMC | 2011-02-28 | L andamp; T | 17-12-2010 | Working
1392 | PONNERI | Focus lamp Ordinary | 00007/FOLP/2 | C |  |  |  | 2011-01-08 |  | General Surgical Co (I) Pvt. Ltd. | L W | RCH | RCH-II/TNMSC/ENGG/4538/2010 dt 06/10/10 | 2011-01-10 | 2012-01-07 | 4750 | AMC |  |  | 16-9-2011 | Working
1393 | POONAMALLEE | Foetal Doppler | 00008/FDOP/1 | C | A100H | 1101 |  | 2014-09-20 | Medi Waves Inc | Medi Waves Inc | OT | TNMSC | 17240/TNMSC/ENGG/2014-15 | 2014-09-20 | 2015-09-19 | 4650 | AMC |  |  | 25-9-2014 | Working
1394 | PONNERI | Baby Incubators | 00007/BINC/1 | C | 3010R | 8010968 |  | 2008-02-01 | Nice Neo Tech | Madras Surgical andamp; Chemicals | L W | TNHSP | TNHSP/TNMSC/P2E3/2007/11.09.07 | 2008-02-01 | 2009-01-31 | 49795 | AMC | 2011-02-28 | Madras Surgical andamp; Chemicals | 17-12-2010 | Working
1395 | PONNERI | Baby Incubators | 00007/BINC/2 | C | 3010R | 8010969 |  | 2008-02-01 |  | Madras Surgicals andamp; Chemicals | Store | TNHSP | TNHSP/TNMSC/P2E3/2007/11.09.07 | 2008-02-01 | 2009-01-31 | 49795 | AMC | 2011-02-28 | Madras Surgicals andamp; Chemicals | 17-12-2010 | Working
1396 | PONNERI | Phototherapy Unit | 00007/PHTU/1 | C | Nice Neo Tech | 711922 |  | 2008-02-01 |  | Madras Surgical andamp; Chemicals | L W | TNHSP | TNHSP/TNMSC/P2E10/2007/18.09.07 | 2008-02-01 | 2009-01-31 | 10670 | AMC | 2011-02-28 | Madras Surgicals | 17-12-2010 | Working
1397 | PONNERI | Phototherapy Unit | 00007/PHTU/2 | C | Nice Neo Tech | 711925 |  | 2008-02-01 |  | Madras Surgical andamp; Chemicals | Store | TNHSP | TNHSP/TNMSC/P2E10/2007/18.09.07 | 2008-02-01 | 2009-01-31 | 10670 | AMC | 2011-02-28 | Madras Surgicals andamp; Chemicals | 17-12-2010 | Working
1398 | PONNERI | Radiant Warmer | 00007/RAWR/1 | C | Nice 2007S | 7121332 |  | 2008-02-01 | Nice Neo Tech | Madras Surgical andamp; Chemicals | L W | TNHSP | TNHSP/TNMSC/P2E10/2007/18.09.07 | 2008-02-01 | 2009-01-31 | 18387 | AMC | 2011-02-28 | Madras Surgicals andamp; Chemicals | 17-12-2010 | Working
1399 | PONNERI | Radiant Warmer | 00007/RAWR/2 | C | Nice 2007S | 7121315 |  | 2008-02-01 | Nice Neo Tech | Madras Surgical andamp; Chemicals | L W | TNHSP | TNHSP/TNMSC/P2E10/2007/18.09.07 | 2008-02-01 | 2009-01-31 | 18387 | AMC | 2011-02-28 | Madras Surgicals | 17-12-2010 | Working
1400 | POONAMALLEE | Mannual Colposcope | 00008/CALPM/1 | C | ARI II - ID |  |  | 2013-03-10 | Ari Technology (Group) Co. Ltd.~ | South India Surgicals Co. Ltd. | L W | TNHSP | TNHSP/TNMSC/ENGG/AG30/2011 dt 21/04/2012 | 2013-03-19 | 2014-03-18 | 130000 | AMC |  | South India Surgical Co. Ltd. | 2013-09-04 | Working
1401 | POONAMALLEE | Pulse Oximeter | 00008/SPO2/2 | B2 | RAD-8 | M73843 |  | 2014-06-16 | Masimo Corporation | GRACE MFG.andamp;TRADING CO.(DELHI) | OT | RCH | RCH-II/TNMSC/ENGG/E67/2014Dt 05.03.14 | 2014-06-16 | 2019-06-15 | 68968 | AMC |  |  | 28-6-2014 | Working
1402 | POONAMALLEE | PH meter | 00008/PHMT/1 | C | RPA/GR710ANPN MAR 24-2014 | 1255 |  | 2014-05-30 |  |  | STORE | TNHSP |  |  | 2015-05-29 | 57353 | AMC |  |  | 2014-05-07 | Working
1403 | POONAMALLEE | Automated Cell Counter | 00008/BCC/1 | B2 | XP100AdvanceVersion OfKX21 | A3408 |  | 2014-03-21 | TRANSASIA | TRANSASIA | LAB | DMS | 78217/Sandamp;P/1/2013 | 2014-03-21 | 2017-03-20 | 385319 | AMC |  |  | 2014-05-07 | Working
1404 | POONAMALLEE | Multi Para Monitor | 00008/MPM/1 | B2 | G3D | G3DL60152 |  | 2014-07-12 | GENERAL MEDITECH INC CHINA | TRANS HEALTH CARE INDIA PRIVATE LIMITED | OT | TNMSC | 17240/TNMSC/ENGG/2014-3DT-16/05/2014 | 2014-07-12 | 2017-07-11 | 60000 | AMC |  |  | 2014-01-09 | Working
1405 | POONAMALLEE | Boyles apparatus with out Ventilator | 00008/VEN/1 | B | Compact AC 20 |  |  | 2008-01-07 | Larsen andamp; Toubro Limited | Larsen andamp; Toubro Limited | OT | TNHSP | TNHSP/TNMSC/P2E2/2007 dt 13/06/2007 |  | 2009-01-06 | 98000 | AMC | 2011-02-28 | Larsen andamp; Toubro Limited | 17-12-2010 | Working
1406 | POONAMALLEE | Foetal Monitor | 00008/FAMON/1 | B |  |  |  | 2003-09-24 |  |  | Ward | DMS | 45036/sps/1/2003 12/06/2003 |  | 2013-09-23 | 0 | AMC |  |  | 17-12-2010 | Condemned | -1
1407 | THIRUVALLUR | Pulse Oximeter | 00009/SPO2/16 | B2 | INNOAVA 10 CIR | C I 1302 B J 22 |  | 2013-03-04 | Concept Integrations (I) Pvt Ltd. | Concept Integrations (I) Pvt Ltd. | Casuality | TNHSP | TNHSP/TNMSC/AG14/2012 Dt-21/11/2012 | 2013-03-07 | 2014-03-06 | 56000 | AMC |  | Concept Integrations (I) Pvt Ltd. | 2013-04-03 | Working
1408 | THIRUVALLUR | Pulse Oximeter | 00009/SPO2/17 | B2 | INNOAVA 10 CIR | C I 1302 B J 21 |  | 2013-03-04 | Concept Integrations (I) Pvt Ltd. | Concept Integrations (I) Pvt Ltd. | I C U | TNHSP | TNMSC/TNHSP/AG14/2012 Dt-21/11/2012 | 2013-03-07 | 2014-03-06 | 56000 | AMC |  | Concept Integrations (I) Pvt Ltd. | 2013-04-03 | Working
1409 | THIRUVALLUR | Laparoscope operating major with accessories | 00009/LAPO/1 | B1 |  |  |  | 2013-04-02 | KARL STORZ GERMAN MAKE | M/S Vishal Surgical Equipment Co Pvt Ltd. | M O T | TNMSC | 9907/TNMSC/ENGG/2012/18/02/2012 | 2013-04-02 | 2016-04-01 | 1388153 | AMC |  | M/S Vishal Surgical Equipment Co Pvt Ltd. | 2013-02-04 | Working
1410 | THIRUVALLUR | Dental X ray machine | 00009/DXRM/1 | C |  |  |  | 2011-03-29 | CONFIDENT DENTAL EQUIPMENTS | CONFIDENT DENTAL EQUIPMENTS | DENTAL OP | DMS | 19388-A/Sandamp;P/1/2011Dt -24.3.2011 | 2011-04-06 | 2014-03-28 | 77429 | AMC |  |  | 20-4-2011 | Working
1411 | THIRUVALLUR | Colposcope | 00009/CALS/4 | B2 | AR1 11-1D |  |  | 2012-09-06 | M/S AR1 Technology (Group) Co Ltd | M/S South India surgicals | Gynae Op | TNHSP | TNHSP/TNMSC/GNGG/AG30/2011 Dt-21/04/2012 | 2012-09-28 | 2013-09-27 | 130000 | AMC |  |  | 26-4-2013 | Excess Entry | -1
1412 | THIRUVALLUR | Endo Trolley | 00009/ENDT/1 | B2 | E-30 |  |  | 2013-04-26 | M/s Velson Controls | M/s Velson Controls | E-OT | TNMSC | 1549/TNMSC/ENGG/2012Dt-04/03/2013 | 2013-04-29 | 2014-04-25 | 6500 | AMC |  |  | 13-5-2013 | Working
1413 | THIRUVALLUR | Upper GI endoscope with video facility | 00009/UGI/1 | B2 | Olympus | 1200281 |  | 2013-04-29 | Olympus | M/S Health Ware | E OT | TNMSC | 1549/TNMSC/ENGG/2012DT-04/03/2013 | 2013-04-29 | 2016-04-28 | 727658 | AMC |  |  | 29-4-2013 | Working
1414 | THIRUVALLUR | Digital radiography system | 00009/DRS/1 | A | Nova F.A | 12041057 |  | 2012-06-06 | M/s Prognosys Medical Systems Pvt ltd. | M/s Prognosys Medical Systems Pvt ltd. | X-Ray Dept | TNHSP | TNHSP/TNMSC/ENGG/AG9/2010~dt-11/01/2012 | 2013-02-18 | 2016-06-05 | 2734708 | AMC |  |  | 17-5-2013 | Working
1415 | THIRUVALLUR | Ventilators (Paediatrics) | 00009/VENP/4 | B | NCPAP | 1030 |  | 2011-01-06 |  | PHOENIX MEDICAL SYSTEMS | NICU | RCH | RCH-2/TNMSC/ENGG/E37/2010-5Dt-30/07/2010 |  | 2012-01-05 | 120053 | AMC |  |  | 2011-01-02 | Working
1416 | THIRUVALLUR | Anaesthesia Machine | 00009/undefined/1 | [6 empty] | Madras Surgicals And Chemicals | O T |  | 2397/TNMSC/ENGG/2009-1 Dt;12.03.2009 |  | 2012-12-31 | 130000 | AMC |  |  | 22-12-2010 | Working
1417 | THIRUVALLUR | Pulse Oximeter | 00009/SPO2/6 | B |  |  |  | 2007-01-27 |  | Silicon Labs | OT | TNHSP | TNHSP/TNMSC/ENGG/CE9/2006Dt;25.10.2006 |  | 2008-01-26 | 18500 | AMC | 2011-01-31 | M/S SILICON LABS~NO;21~KAMBAR STREET~EAST TAMBARAM~CHENNAI-59. | 17-12-2010 | Working
1418 | THIRUVALLUR | Pulse Oximeter | 00009/SPO2/7 | B |  |  |  | 2007-01-27 |  | Silicon Labs | L.W | TNHSP | TNHSP/TNMSC/ENGG/CE9/2006Dt-25/10/2006 |  | 2008-01-26 | 18500 | AMC | 2011-01-31 | M/S SILICON LABS~CHENNAI-59 | 17-12-2010 | Working
1419 | THIRUVALLUR | Refrigerator | 00009/REFR/4 | C |  |  |  | 2007-12-28 |  | Devay Farma | Store | TNHSP | TNHSP/TNMSC/P2G5/2007Dt-17.9.2007 |  | 2008-12-27 | 10400 | AMC | 2011-02-28 | M/S Davey Pharma andamp; Surgicals~No-14-Kesava Iyer Street~1st Floor~Park Town~Chennai-3. | 17-12-2010 | Working
1420 | THIRUVALLUR | Phototherphy unit | 00009/undefined/1 |  | 4000CFL |  |  | 2007-02-20 |  | Madras Surgicals And Chemicals | NBW | TNHSP | TNHSP/TNMSC/ENGG/CE8/2006Dt-25.10.2006 |  | 2008-02-19 | 10670 | AMC | 2011-01-31 | MADRAS SURGICALS AND CHEMICALS~CHENNAI-42 | 21-12-2010 | Working
1421 | THIRUVALLUR | Operation Table Hydraulic | 00009/undefined/1 |  |  |  |  | 2007-01-18 |  | Reliance Instruments |  | TNHSP | TNHSP/TNMSC/ENGG/CE6/2006/25.10.2006 |  |  | 0 | AMC |  | M/s Reliance INstruments Corporation~Chennai-40 | 21-12-2010 | Condemned | -1
1422 | THIRUVALLUR | Radiant Warmer | 00009/undefined/1 |  | Nice2007S |  |  | 2007-11-28 |  | Madras Surgicals And Chemicals |  | TNHSP | TNHSP/TNMSC/P2E10/2007/19.9.2007 |  | 2008-11-27 | 17180 | AMC | 2011-01-31 | Madras Surgicals And Chemicals | 21-12-2010 | Working
1423 | THIRUVALLUR | Anesthesia Machine With Ventilator | 00009/undefined/1 |  |  |  |  | 2007-10-17 |  | Larsen and Toubro Limited | OT | TNHSP | TNHSP/TNMSC/ICB/ICE/2007/Dt;27.06.2007 | 2007-10-17 | 2008-10-16 | 292520 | AMC | 2011-01-31 | L | 21-12-2010 | Working
1424 | THIRUVALLUR | Double Puncture Laproscope | 00009/undefined/1 |  | KARLSTOZ |  |  | 2007-11-05 |  | Vishal Surgical Equipments Pvt Ltd. |  | TNHSP | TNHSP/TNMSC/ICB/CE2/2006~Dt;12.12.2006 |  | 2008-11-06 | 226200 | AMC | 2011-01-30 | Vishal Surgical Equipments Pvt Ltd~Chennai-2 | 20-12-2010 | Working
1425 | THIRUVALLUR | Defibrillator | 00009/undefined/1 |  | TEC5521K | TEC5521K |  | 2007-02-02 |  | Trivitron Medical Systems Pvt Ltd~Chennai-18 | I C U | TNHSP | TNHSP/TNMSC/ENGG/CE7/2006/Dt;25.10.2006 |  | 2008-02-01 | 145880 | AMC | 2011-01-31 | Trivitron Medical Systems Pvt Ltd~Chennai-18. | 20-12-2010 | Working
1426 | THIRUVALLUR | CTG Monitor | 00009/CTGM/1 | B2 |  |  |  | 2007-01-29 |  | Madras Surgicals andamp; Chemicals | L.W | TNHSP | TNHSP/TNMSC/ENGG/CE10/2006/DSt;03.11.2006 |  | 2008-01-28 | 84000 | AMC | 2011-06-30 | MADRAS SURGICAL AND CHEMICALS~CHENNAI-42 | 17-12-2010 | Not Working
1427 | THIRUVALLUR | Foetal Doppler | 00009/FAMON/2 | C | CMS 500++ |  |  | 2007-09-29 |  | Madras Surgicals And Chemicals~Chennai-42 | L.W | TNHSP | TNHSP/TNMSC/ENGG/CE10/06/03.11.2006 |  | 2008-09-28 | 5000 | AMC | 2011-01-31 | Madrass surgicals and chemicals | 17-12-2010 | Working
1428 | THIRUVALLUR | Phototherapy Unit | 00009/PHTU/1 | C | 40000 CFL |  |  | 2007-02-20 | Nice Neo Tech | Madras Surgicals andamp; Chemicals | NBW | TNHSP |  |  | 2008-02-19 | 10670 | AMC | 2011-01-31 | Madras Surgicals andamp; Chemicals | 17-12-2010 | Working
1429 | THIRUVALLUR | Phototherapy Unit | 00009/PHTU/2 | C | 4000 CFL |  |  | 2007-02-20 | Nice Neo Tech | Madras Surgicals andamp; Chemicals | NBW | TNHSP |  |  | 2008-02-19 | 10670 | AMC | 2011-01-31 | Madras Surgicals | 17-12-2010 | Working
1430 | THIRUVALLUR | Phototherapy Unit | 00009/PHTU/3 | C | 4000 CFL |  |  | 2007-02-20 |  | Madras Surgicals andamp; Chemicals | NBW | TNHSP |  |  | 2008-02-19 | 10670 | AMC | 2011-01-31 | Madras Surgicals andamp; Chemicals | 17-12-2010 | Working
1431 | THIRUVALLUR | Phototherapy Unit | 00009/PHTU/4 | C | 4000 CFL |  |  | 2007-02-20 | Nice Neo tech | Madras Surgicals andamp; Chemicals | NBW | TNHSP |  |  | 2008-02-19 | 10670 | AMC | 2011-01-31 | Madras Surgicals and Chemicals | 17-12-2010 | Working
1432 | THIRUVALLUR | Radiant Warmer | 00009/RAWR/12 | C | 2000B |  |  | 2007-02-20 | Nice Neo Tech | Madras Surgicals andamp; Chemicals | NBW | TNHSP |  |  | 2008-02-19 | 17000 | AMC | 2011-01-31 | Madras Surgicals andamp; Chemicals | 17-12-2010 | Working
1433 | THIRUVALLUR | Radiant Warmer | 00009/RAWR/13 | C | 2000B |  |  | 2007-02-20 | Nice Neo Tech | Madras Surgicals andamp; Chemicals | NBW | TNHSP |  |  | 2008-02-19 | 17000 | AMC | 2011-01-31 | Madras Surgicals andamp; Chemicals | 17-12-2010 | Working
1434 | THIRUVALLUR | Radiant Warmer | 00009/RAWR/14 | C | Nice 2007S |  |  | 2007-11-28 | Nice Neo Tech | Madras Surgicals andamp; Chemicals | NBW | TNHSP |  |  | 2008-11-27 | 17180 | AMC | 2011-02-28 | Madras Surgicals and Chemicals | 17-12-2010 | Working
1435 | THIRUVALLUR | Radiant Warmer | 00009/RAWR/15 | C | 2000B |  |  | 2007-02-20 | Nice Neo Tech | Madras Surgicals andamp; Chemicals | L.W | TNHSP |  |  | 2008-02-19 | 17000 | AMC | 2011-02-28 | Madras Surgicals andamp; Chemicals | 17-12-2010 | Working
1436 | THIRUVALLUR | Radiant Warmer | 00009/RAWR/16 | C | 2000B |  |  | 2007-02-20 | Nice Neotech | M/S Madras Surgicals | NICU | TNHSP | TNHSP/TNMSC/ENGG/CE8/2006/25.10.2006 |  | 2008-02-19 | 17000 | AMC | 2011-01-31 | M/S Madras Surgicalsandamp;Chemicals | 17-12-2010 | Working
1437 | TIRUTHANI | Infusion pump | 00010/INPM/3 | C | Trifusa |  |  | 2007-04-02 |  | Trivitron Medical Systems | L W | TNHSP |  |  | 2008-04-01 | 0 | AMC | 2011-01-31 | Trivitron Medical Systems | 17-12-2010 | To be condemned | -1
1438 | TIRUTHANI | Boyles apparatus with Ventilator | 00010/VEN/1 | B | Compact |  |  |  | L andamp; T | L andamp; T |  |  |  |  | 2009-12-31 | 292520 | AMC | 2011-01-31 | L andamp; T | 17-12-2010 | Working
1439 | TIRUTHANI | Operation Table Hydraulic Major | 00010/TAMA/5 | B2 | Jupiter 205 |  |  |  |  | Jupiter Manufacture | [5 empty] | 0 | AMC | 2011-02-28 | Jupiter Manufacturing Works | 17-12-2010 | Condemned | -1
1440 | TIRUTHANI | Refrigerator | 00010/REFR/5 | C | Electrolux |  |  | 2007-12-28 |  | Davey Pharma |  |  |  |  | 2008-12-27 | 10000 | AMC | 2011-02-28 | Davey Pharma | 17-12-2010 | Working
1441 | TIRUTHANI | Boyles apparatus with out Ventilator | 00010/OVEN/1 | B | Compact |  |  |  | L andamp; T | L andamp; T |  | TNHSP |  |  | 2009-12-31 | 98000 | AMC | 2011-02-28 | L andamp; T | 17-12-2010 | Working
1442 | TIRUTHANI | Dental Chair | 00010/DECH/3 | B2 | Alpha |  |  |  |  | S.S. Chemicals |  | TNHSP |  |  | 2010-12-31 | 99200 | AMC | 2011-02-28 | S.S. Chemicals | 17-12-2010 | Working
1443 | TIRUTHANI | Foetal Doppler | 00010/FDOP/3 | C | A100H | H11054175 |  | 2014-09-24 | AEON TECHNOLOGY (P) LTD | MEDI WAVES INC.B-64~ G.T. KARNAL ROAD~ INDUSTRIAL AREA~ DELHI - 110033. | LABOUR ROOM | TNMSC | 17240/TNMSC/ENGG/2014-15 DT;16.05.2014 | 2014-09-24 | 2017-09-23 | 4650 | AMC |  |  | 24-9-2014 | Working
1444 | TIRUTHANI | Cardiac Monitor with defibrillator | 00010/DEFI/1 | C | TEC 5521K |  |  | 2007-02-02 | Trivitron Medical Systems | Trivitron Medical Systems | Store | TNHSP |  |  | 2008-02-01 | 145880 | AMC | 2011-01-31 | Trivitron Medicals | 17-12-2010 | Not Working
1445 | TIRUTHANI | Infusion pump | 00010/INPM/2 | C | Trifusa |  |  | 2007-04-02 | Trivitron Medical Systems | Trivitron Medical Systems | L W | TNHSP |  |  | 2008-04-01 | 0 | AMC | 2011-01-31 | Trivitron Medical Systems | 17-12-2010 | To be condemned | -1
1446 | TIRUTHANI | Infusion pump | 00010/INPM/3 | C | Trifusa |  |  | 2007-04-02 | Trivitron Medical Systems | Trivitron Medical Systems | L W | TNHSP |  |  | 2008-04-01 | 25000 | AMC | 2011-01-31 | Trivitron Medical Systems | 17-12-2010 | Working
1447 | TIRUTHANI | Pulse Oximeter | 00010/SPO2/1 | B | Futura Pleth |  |  | 2007-01-27 | Silicon Labs | Silicon Labs | OT | TNHSP |  |  | 2008-01-26 | 18500 | AMC | 2011-01-31 | Silicon Las | 17-12-2010 | Working
1448 | TIRUTHANI | Pulse Oximeter | 00010/SPO2/2 | B | Futura Pleth |  |  | 2007-01-27 | Silicon Labs | Silicon Labs | L W | TNHSP |  |  | 2008-01-26 | 18500 | AMC | 2011-01-31 | Silicon Labs | 17-12-2010 | Working
1449 | TIRUTHANI | Ventilators (Adult) | 00010/VE/1 | B | ADVENT U |  |  | 2007-07-17 |  | Erkadi Systems | L W | TNHSP |  |  | 2008-07-16 | 400000 | AMC | 2011-01-31 | Erkadi Systems | 17-12-2010 | Not Working
1450 | TIRUTHANI | Laproscope Double Puncture | 00010/LDP/1 | C | KARLStoz |  |  | 2007-04-05 |  | Vishal Surgicals | Store | TNHSP |  |  | 2008-04-04 | 150000 | AMC |  | Vishal Surgicals Equipments | 17-12-2010 | Transferred to GH - Maduranthagam | -1
1451 | TIRUTHANI | Operation Table Hydraulic Major | 00010/TAMA/2 | B2 |  |  |  | 2007-01-18 |  | Reliance Instruments | OT | TNHSP |  |  |  | 0 | AMC | 2011-06-30 | Reliance Instruments | 17-12-2010 | Condemned | -1
1452 | TIRUTHANI | Operation Table Hydraulic Major | 00010/TAMA/3 | B2 |  |  |  | 2007-01-18 |  | Reliance Instruments | OT | TNHSP |  |  | 2007-01-17 | 0 | AMC | 2011-06-30 | Reliance Instruments | 17-12-2010 | Condemned | -1
1453 | TIRUTHANI | CTG Monitor | 00010/CTGM/1 | B2 | CMS 2000+4 |  |  | 2007-01-30 | Vin Bio Tech | Madras Surgicals | L W | TNHSP |  |  | 2008-01-29 | 84000 | AMC | 2011-06-30 | Madras Surgicals | 17-12-2010 | Not Working
1454 | TIRUTHANI | Foetal Doppler | 00010/FDOP/1 | C | CMS 500++ |  |  | 2007-01-30 |  | Madras Surgicals | L W | TNHSP |  |  | 2008-01-29 | 5000 | AMC | 2011-06-30 | Madras Surgicals | 17-12-2010 | Working
1455 | TIRUTHANI | Phototherapy Unit | 00010/PHTU/2 | C | 4000CEF |  |  | 2007-04-17 | Nice Neo Tech | Madras Surgicals | L W | TNHSP |  |  | 2008-04-16 | 10670 | AMC | 2011-01-31 | Madras Surgicals and C hemicals | 17-12-2010 | Working
1456 | TIRUTHANI | Phototherapy Unit | 00010/PHTU/3 | C | 4000CEF |  |  | 2007-04-17 | Nice Neo Tech | Madras Surgicals | L W | TNHSP |  |  | 2008-04-16 | 10670 | AMC | 2011-01-31 | Madras Surgicals and Chemicals | 17-12-2010 | Working
1457 | TIRUTHANI | Phototherapy Unit | 00010/PHTU/4 | C | 4000CEF |  |  | 2007-04-17 | Nice Neo Tech | Madras Surgicals | L W | TNHSP |  |  | 2008-04-16 | 10670 | AMC |  | Madras Surgicals and Chemicals | 17-12-2010 | Working
1458 | TIRUTHANI | Phototherapy Unit | 00010/PHTU/5 | C | 4000CEF |  |  | 2007-04-17 | Nice Neo Tech | Madras Surgicals | L W | TNHSP |  |  | 2008-04-16 | 10670 | AMC | 2011-01-31 | Madras Surgicals and Chemicals | 17-12-2010 | Working
1459 | TIRUTHANI | Radiant Warmer | 00010/RAWR/1 | C | 2000B |  |  | 2007-04-17 | Nice Neo Tech | Madras Surgicals | L W | TNHSP |  |  | 2008-04-16 | 17000 | AMC | 2011-01-31 | Madras Surgicals and Chemicals | 17-12-2010 | Working
1460 | TIRUTHANI | Radiant Warmer | 00010/RAWR/2 | C | 2000B |  |  | 2007-04-17 | Nice Neo Tech | Madras Surgicals | L W | TNHSP |  |  | 2008-04-16 | 17000 | AMC | 2011-01-31 | Madras Surgicals and Chemicals | 17-12-2010 | Working
1461 | TIRUTHANI | Radiant Warmer | 00010/RAWR/3 | C | 2000B |  |  | 2007-04-17 | Nice Neo Tech | Madras Surgicals | L W | TNHSP |  |  | 2008-04-16 | 17000 | AMC | 2011-01-31 | Madras Surgicals and Chemicals | 17-12-2010 | Working
1462 | TIRUTHANI | Radiant Warmer | 00010/RAWR/4 | C | Neo Tech Model 2000B |  |  | 2007-04-17 |  | Madras Surgicals | L W | TNHSP |  |  | 2008-04-16 | 17000 | AMC | 2011-01-31 | Madras Surgicals and Chemicals | 17-12-2010 | Working
1463 | UTHUKOTTAI | Mannual Colposcope | 00011/CALPM/1 | C | ARI II-1D |  |  | 2013-03-09 | Ari Technology (Group) Co. Ltd.~ China. | South India Surgical Co. Ltd. | Store | TNHSP | TNHSP/TNMSC/ENGG/AG30/2011 dt 21/04/2012 |  | 2014-03-08 | 130000 | AMC |  |  | 2013-02-04 | Working
1464 | UTHUKOTTAI | Pulse Oximeter | 00011/SPO2/1 | B | Steller - P |  |  | 2008-01-12 |  | Larsan andamp; Tubro | SN | TNHSP | TNHSP/TNMSC/P2E9/2007dT;11.09.2007 |  | 2009-01-11 | 33750 | AMC | 2011-02-28 | Larsan andamp; Tubro | 17-12-2010 | Working
1465 | UTHUKOTTAI | Refrigerator | 00011/REFR/1 | C | 170 Lts | 73902424 |  | 2007-11-24 | Electrolux | Davey Pharma Surgicals | injection room | TNHSP | TNHSP/TNMSC/P2G5/2007 dt 17/09/07 | 2007-11-24 | 2008-11-23 | 10400 | AMC | 2011-02-28 | Davey Pharma | 17-12-2010 | Working
1466 | UTHUKOTTAI | Foetal Monitor | 00011/FAMON/1 | B | MWI - 99 |  |  | 2003-08-24 |  | Associated Surgicals | Labour Ward | DMS | 45036/SPS/1/2003 dt 12/06/2003 |  | 2007-08-24 | 5150 | AMC |  |  | 2012-09-03 | Working
1467 | UTHUKOTTAI | Radiant Warmer | 00011/RAWR/2 | C | OCW 100 | 2918 |  | 2008-11-05 | Phoenix | Datax Ohmeda (I) Pvt. Ltd. | Labour Ward | TNHSP | TNHSP/TNMSC/P3E9/08 dt 29/08/08 | 2008-12-06 | 2009-11-04 | 18000 | AMC | 2012-12-07 | DATEX OHMEDA | 17-12-2010 | Working
1468 | AVADI | Mannual Colposcope | 00001/CALPM/1 | C | ARI II-ID |  |  | 2013-03-21 | Ari Technology (Group) | South India Surgicals Co~ Ltd. | Labour Ward | TNHSP | REP~/TNHSP/TNMSC/ENGG/AG30/2011 21/04/2012 | 2013-03-21 | 2014-03-20 | 130000 | AMC |  |  | 2013-10-04 | Working
1469 | AVADI | B.P.apparatus table model | 00001/BPAT/2 | C |  |  |  | 1999-09-15 |  | Alam Medical | Labour Ward | OTHERS |  |  |  | 0 | AMC |  |  | 27-11-2013 | Condemned | -1
1470 | AVADI | PH meter | 00001/PHMT/1 | C | RPA/GRT10ANPN | 1249 |  | 2014-04-15 |  | RLT Instrumentation | lab | TNHSP | TNHSP/TNMSC/AG87B/2013-14 | 2014-04-15 | 2015-03-14 | 57363 | AMC |  |  | 2014-10-06 | Working
1471 | AVADI | Multi Para Monitor | 00001/MPM/1 | B2 | G3D |  |  | 2014-06-26 | General Meditech China | Trans Health Care Idea Private | OT | TNMSC | 17240TNMSC/ENGG2014-3 | 2014-07-12 | 2017-07-11 | 60000 | AMC |  |  | 30-7-2014 | Working
1472 | AVADI | Cell Counter | 00001/CELC/1 | B2 | XP 100 Advance Version of KX21 | A3224 |  | 2014-02-03 | Sysmex Corporation | Transasia | Lab | TNMSC | 78217/Sandamp;P/1/2013-2014/03/02/2014 | 2014-03-06 | 2017-03-05 | 385319 | AMC |  |  | 2014-10-09 | Working
1473 | AVADI | Haemoglobinometer | 00001/HBMT/1 | C | BDI |  |  | 2014-12-02 | solokraft industries | Solokrafts Industries | Lab | TNHSP | TNHSP/TNMSC/ENGG/AG87B/2014 | 2014-12-02 | 2015-12-01 | 9700 | AMC |  |  | 2015-05-01 | Working
1474 | PONNERI | Mannual Colposcope | 00007/CALPM/1 | C | 15ARI II-1D |  |  | 2013-03-18 |  | South India Surgical Co. Ltd.~ | NCD ROOM | TNHSP | TNHSP/TNMSC/ENGG/AG30/2011 dt. 21.04.2012 | 2013-02-18 | 2014-03-17 | 130000 | CAMC |  | Soth India Surgical Co. Ltd.~ | 17-9-2013 | Working
1475 | THIRUVALLUR | CTG Monitor | 00009/CTGM/2 | B2 | Med 200 | MED2001401005 |  | 2014-06-23 | Medware | Sri System andamp; Services | Labour Ward | OTHERS |  | 2014-06-23 | 2015-06-22 | 80000 | CAMC |  |  | 2014-11-11 | Working
1476 | THIRUVALLUR | Ultra Sonogram -MOBILE | 00009/IUSM/1 | B | Logiq P3 | 59506WS6 |  | 2009-09-30 | Wipro GE Health Care | Wipro GE Health Care | Gynae Op | TNHSP | TNHSP/TNMSC/ICB/P3E-24/2009 Dt-02/01/2009 | 2009-10-01 | 2010-09-29 | 674800 | CAMC | 2014-04-30 | Wipro GE Health Care | 17-12-2010 | Not Working
1477 | THIRUVALLUR | Defibrillator with Monitor | 00009/DEFI/3 | B2 | Heart Stat FRx~Of Philips make | B12C05669~B12-05993~BRC05750~B12D-00691 |  | 2012-08-21 | M/S Philips Electronics India Ltd. | M/S Philips Electronics India Ltd. | I C C U | TNHSP | TNHSP/TNMSC/ICB/AG17/2012 DT;12/03/2012 | 2012-10-09 | 2013-10-08 | 55696 | CAMC |  |  | 2012-10-09 | Working
1478 | THIRUVALLUR | Slit Lamp | 00009/SLIT/3 | C | AIA-11 | 1501120806~1501120807~1501120808 |  | 2012-12-03 | APPASAMY | M/S APPASAMY ASSOCIATES | EYE OT | TNMSC | 13413(R) /TNMSC/ENGG/2012Dt-05/10/2012 | 2012-12-03 | 2015-12-02 | 36632 | CAMC | 2022-12-02 | M/S APPASAMY ASSOCIATES | 2012-03-12 | Working
1479 | THIRUVALLUR | Defibrillator with Monitor | 00009/DEFI/4 | B2 | Heart Start FRx-Philips | B12D-00691 |  | 2012-08-21 | Philips | Philips Electronics India Limited | Casualty | TNHSP | TNHSP/TNMSC/ICB/AG17/2012Dt-12/03/2012 | 2012-10-09 | 2013-10-08 | 58696 | CAMC |  |  | 2013-08-02 | Working
1480 | THIRUVALLUR | Defibrillator with Monitor | 00009/DEFI/5 | B2 | Heart Start FRx-Philips | BRC-05750 |  | 2012-08-21 | Philips | Philips Electronics India Limited. | Male Ward | TNHSP | TNHSP/TNMSC/ICB/AG17/2012Dt-12/03/2012 | 2012-10-09 | 2013-10-08 | 58696 | CAMC |  |  | 2013-08-02 | Working
1481 | THIRUVALLUR | Defibrillator with Monitor | 00009/DEFI/6 | B2 | Heart Start FRx-Philips | B12C-05993 |  | 2012-08-21 | Philips | Philips Electronics India Limited | M OT | TNHSP | TNHSP/TNMSC/ICB/AG17/2012Dt-12/03/2012 | 2012-10-09 | 2013-10-08 | 58696 | CAMC |  |  | 2013-08-02 | Working
1482 | GUMMIDIPOONDI | X-ray Machine 100 mA | 00002/XRY100/1 | B |  |  |  | 1999-06-28 |  | Wipro GE Medical Systems Ltd. | X - Ray Room | DMS | 34853/CPII/1/99 DT 04/06/99. |  | 2000-06-27 | 293270 | NO AMC |  |  | 17-12-2010 | Working
1483 | MADHAVARAM | N2O Cylinder for Boyles | 00003/N2OB/1 | C |  |  |  | 2008-04-16 |  |  | OT | TNHSP |  |  | 2009-04-15 | 5250 | NO AMC |  |  | 28-1-2011 | Working
1484 | MADHAVARAM | Suction Apparatus - Electrical | 00003/SAEL/4 | C |  |  |  | 2009-02-24 |  |  | ot | TNHSP |  |  | 2010-02-23 | 5500 | NO AMC |  |  | 28-1-2011 | Working
1485 | MADHAVARAM | Suction Apparatus - Electrical | 00003/SAEL/5 | C |  |  |  | 2009-02-24 |  |  | ot | TNHSP |  |  | 2010-02-23 | 5500 | NO AMC |  |  | 28-1-2011 | Working
1486 | MADHAVARAM | Suction Apparatus - Electrical | 00003/SAEL/6 | C |  |  |  | 2009-02-24 |  |  | post operative ward | TNHSP |  |  | 2010-02-23 | 5500 | NO AMC |  |  | 28-1-2011 | Working
1487 | MADHAVARAM | Suction Apparatus - Electrical | 00003/SAEL/8 | C |  |  |  | 2009-02-24 |  |  | IP | DMS |  | 2009-02-24 | 2010-02-23 | 4410 | NO AMC |  |  | 28-1-2011 | Working
1488 | MADHAVARAM | Emergency Lamp | 00003/EML/1 | C |  |  |  | 2009-06-05 |  |  | OT | DMS |  | 2009-06-05 |  | 1968 | NO AMC |  |  | 28-1-2011 | To be Condemned | -1
1489 | MADHAVARAM | Magnavision Lamp | 00003/MAGL/1 | C |  |  |  | 2009-11-14 |  |  | labour ward | TNHSP |  |  | 2010-11-13 | 3640 | NO AMC |  |  | 28-1-2011 | Working
1490 | MADHAVARAM | Water Bath/Ultrasonic Water Bath | 00003/WBAT/1 | C | smi-143 | 1 |  | 2014-04-10 | s.m.scientific instruments pvt ltd | s.m.scientific instruments pvt~ltd |  | TNHSP |  |  | 2015-04-09 | 8427 | NO AMC |  |  | 2014-07-06 | Working
1491 | MADHAVARAM | Semi Auto analyser | 00003/ATAL/1 | B | AT1361013RBK | AT1361013RBK |  | 2014-02-27 | ROBONIK [INDIA] PVT LTD | ROBONIK [INDIA]PVT LTD |  |  | TNHSP/TNMSC/AG87/h/2013 |  |  | 50343 | NO AMC |  |  | 2014-08-07 | Wrong Entry | -1
1492 | MADHAVARAM | PH meter | 00003/PHMT/1 | C | RPA-IGRTIOANPN | SN1251 |  | 2014-03-24 | RLT INSTRUMENTATION PVT LTD | RLT INSTRUMENTATION PVT LTD |  | TNHSP | TNHSP/TNMSC/AG87b/2013-Idated28.11.2013 | 2014-05-23 | 2015-03-04 | 57353 | NO AMC |  |  | 2014-12-06 | Working
1493 | MADHAVARAM | Multi Para Monitor | 00003/MPM/1 | B2 | G3D | G3D |  | 2014-07-16 | TRANS HEALTH CARE INDIA PVT LTD | TRANS HEALTH CARE INDIA PRIVATE LIMITED |  | TNMSC | 17240/TNMSC/ENGG/2014-3 |  | 2017-07-15 | 60000 | NO AMC |  |  | 17-7-2014 | Working
1494 | MADHAVARAM | Haemoglobinometer | 00003/HBMT/1 | C | MAKE;BDI |  |  | 2014-09-27 | SOLOKRAFTS INDUSTRIS | SOLOKRAFTS INDISTRIES |  | TNHSP | TNHSP/TNMSC/AG87B/2014 DT.17.06.14 |  | 2015-07-25 | 10185 | NO AMC |  |  | 2014-12-12 | Working
1495 | MADHAVARAM | Refrigerator | 00003/REFR/1 | C | Godrej | [5 empty] | to IPH Poomallee |  |  |  |  | 0 | NO AMC |  |  | 17-12-2010 | Condemned | -1
1496 | MADHAVARAM | oxygen cylinder | 00003/undefined/1 |  |  | 18347269 |  | 1984-11-01 |  |  | ward | TNMSC | 49/11 | 1984-11-01 | 1985-10-31 | 3000 | NO AMC |  |  | 21-12-2010 | Working
1497 | MADHAVARAM | Boyles apparatus with out Circle Abosrber | 00003/BAOCA/2 | B |  |  |  | 2000-10-26 |  | Transferred form Pooneri | OT |  |  |  |  | 11000 | NO AMC |  |  | 17-12-2010 | Condemned | -1
1498 | MADHAVARAM | Urine Analyser | 00003/URNA/1 | C |  |  |  | 2009-03-08 |  |  | laboratary | DMS |  |  | 2012-03-07 | 112000 | NO AMC |  |  | 28-1-2011 | Working
1499 | MADHAVARAM | Computer | 00003/COMP/1 | C |  |  |  | 2009-04-13 |  | Bhed Leir Computer Systems | Computer Room | TNHSP | TNHSP/TNMSC/P1H/2009 dt 22/01/2009 | 2009-04-13 | 2010-04-12 | 24890 | NO AMC |  |  | 28-1-2011 | Working
1500 | MADHAVARAM | Suction Apparatus - Electrical | 00003/SAEL/9 | C | ASPIRATOR |  |  | 2009-06-05 | GENEREAL SURGICALS |  | op | DMS |  |  | 2012-06-04 | 22000 | NO AMC |  |  | 13-2-2012 | Working
1501 | MADHAVARAM | Suction Apparatus - Electrical | 00003/SAEL/10 | C | ASPIRATOR |  |  | 2009-06-05 |  | GENERAL SURGICALS | WARD | DMS |  | 2009-05-16 | 2012-06-04 | 22000 | NO AMC |  |  | 29-3-2012 | Working
1502 | MADHAVARAM | Suction Apparatus - Electrical | 00003/SAEL/11 | C | ASPIRATOR |  |  | 2009-06-05 |  | GENERAL SURGICALS | WARD | DMS |  |  | 2012-06-04 | 22000 | NO AMC |  |  | 29-3-2012 | Working
1503 | MADHAVARAM | Auto Clave HP Vertical (2 bin) | 00003/ACV2/8 | C |  |  |  | 2001-01-19 |  | Transfer from Thiruvallur GH | OT |  |  |  | 2002-01-18 | 11000 | NO AMC |  |  | 31-3-2012 | Working
1504 | MADHAVARAM | Suction Apparatus - Electrical | 00003/SAEL/12 | C | ASPIRATOR |  |  | 2009-06-05 |  | General surgicals | LABOUR WARD | DMS |  |  | 2012-06-04 | 22000 | NO AMC |  |  | 31-3-2012 | Working
1505 | MADHAVARAM | Suction Apparatus - Electrical | 00003/SAEL/13 | C | ASPIRATOR |  |  | 2009-06-05 | GENERAL SURGICALS |  | OP | DMS |  |  | 2012-06-04 | 22000 | NO AMC |  |  | 31-3-2012 | Working
1506 | MADHAVARAM | Semi auto analyser | 00003/SEAA/1 | B2 |  |  |  | 2011-09-06 |  | Transfer from poneri gh | LAB |  |  |  | 2012-09-05 | 69422 | NO AMC |  |  | 31-3-2012 | Working
1507 | MADHAVARAM | Weighing machine infant | 00003/WTMB/1 | C | BABY |  |  | 2008-10-14 |  | JUPITER MANUFACTURING WORKS | STORE | TNHSP |  |  | 2009-10-13 | 673 | NO AMC |  |  | 30-11-2011 | Working
1508 | MADHAVARAM | Radiant Warmer | 00003/RAWR/1 | C | OCW |  |  | 2008-11-09 | PHOENEX | DATEX OHMEDA | STORE | TNHSP |  |  | 2009-11-08 | 18000 | NO AMC |  |  | 30-11-2011 | Working
1509 | MADHAVARAM | Shadowless Lamp stand model | 00003/MOLT/2 | B |  |  |  | 2008-12-08 |  | JUPITAR MANUFACTURING WORKS | OT | TNHSP |  | 2008-12-01 | 2009-12-08 | 12700 | NO AMC |  |  | 30-11-2011 | Working
1510 | MADHAVARAM | Shadowless Lamp stand model | 00003/MOLT/3 | B |  |  |  | 2008-12-08 |  | JUPITER MANUFACTURING WORKS | OT | TNHSP |  | 2008-12-01 | 2009-12-01 | 12700 | NO AMC |  |  | 30-11-2011 | Working
1511 | MADHAVARAM | Auto Clave HP Vertical (2 bin) | 00003/ACV2/4 | C |  |  |  | 2009-03-04 |  | SOLOCRAFT INDUSTRIES | LABOUR WARD | TNHSP |  |  | 2010-03-03 | 29800 | NO AMC |  |  | 30-11-2011 | Working
1512 | MADHAVARAM | Sterilizer Medium (Instrument) | 00003/STMD/1 | C |  |  |  | 2008-10-14 |  | jupiter manufacturing works | labour ward | TNHSP |  |  |  | 1400 | NO AMC |  |  | 30-11-2011 | Condemned | -1
1513 | MADHAVARAM | Sterilizer Medium (Instrument) | 00003/STMD/2 | C |  |  |  | 2008-10-14 |  | JUPITER MANUFATURING WORKS | labour ward | TNHSP |  |  | 2009-10-13 | 1400 | NO AMC |  |  | 30-11-2011 | Condemned | -1
1514 | MADHAVARAM | B.P.apparatus stand model | 00003/BPAS/2 | C | STAND |  |  | 2008-12-08 |  | jupiter manufacturing works | OT | TNHSP |  |  | 2009-12-07 | 1090 | NO AMC |  |  | 30-11-2011 | Working
1515 | MADHAVARAM | B.P.apparatus stand model | 00003/BPAS/3 | C |  |  |  | 2008-12-08 |  | jupiter manufacturing works | post operative ward | TNHSP |  |  | 2009-12-07 | 1090 | NO AMC |  |  | 30-11-2011 | Working
1516 | MADHAVARAM | B.P.apparatus stand model | 00003/BPAS/4 | C | stand |  |  | 2008-12-08 |  | jupiter manufacturig works | labour ward | TNHSP |  |  | 2009-12-07 | 1090 | NO AMC |  |  | 30-11-2011 | Working
1517 | MADHAVARAM | B.P.apparatus stand model | 00003/BPAS/5 | C | stand |  |  | 2008-12-08 |  | jupiter manufacturing works | ANC ROOM | TNHSP |  |  | 2009-12-07 | 1090 | NO AMC |  |  | 30-11-2011 | Not Working
1518 | MADHAVARAM | B.P.apparatus stand model | 00003/BPAS/6 | C | stand |  |  | 2008-12-08 |  | jupiter manufacturing works | OP | TNHSP |  |  | 2009-12-07 | 1090 | NO AMC |  |  | 30-11-2011 | Not Working
1519 | MADHAVARAM | Auto Clave HP Vertical (2 bin) | 00003/ACV2/6 | C | 3kw |  |  | 2009-03-04 |  | solocraft | ward | DMS |  |  | 2012-03-03 | 18600 | NO AMC |  |  | 27-12-2011 | Not Working
1520 | MADHAVARAM | Alpha Bed with motor | 00003/ABM/1 | C | ORTNO123 |  |  | 2007-06-29 |  | JUPITER MANUFACTURING | WARD | DMS |  | 2007-06-15 |  | 6600 | NO AMC |  |  | 27-12-2011 | Condemned | -1
1521 | MADHAVARAM | Washing Machine | 00003/WASH/1 | B2 | fully automatic |  |  | 2008-03-27 |  | Anand andamp;co | post operative ward |  |  | 2008-03-27 |  | 11500 | NO AMC |  |  | 30-3-2012 | To be condemned | -1
1522 | MADHAVARAM |  | 00003/ACON/1 | C | window |  |  | 2007-11-21 |  | Anandandamp;co | OT |  |  | 2007-11-21 | 2008-11-20 | 18200 | NO AMC |  |  | 30-3-2012 | Working
1523 | MADHAVARAM | Water Purifier | 00003/WATP/1 | B2 |  |  |  | 2007-12-18 |  | Aqua fresh | post operative ward |  |  | 2007-12-18 | 2008-12-17 | 11000 | NO AMC |  |  | 30-3-2012 | Working
1524 | PALLIPATTU | Alpha Bed with motor | 00004/ABM/1 | C | Associated | 00004/ABM/1 |  | 2003-08-29 |  | Associated surgicals | OP | DRHM | 45036/SDS/1/03 Dt.12.06.03 | 2003-08-29 | 2004-08-28 | 7760 | NO AMC |  |  | 17-12-2010 | Condemned | -1
1525 | PALLIPATTU | Centrifuge | 00004/COMC/1 | C | TCE15A | CFC4L2 |  | 2012-06-27 | SOLO KRAFTS INDUSRIES | TNHSP/TNMSC | LAB | TNHSP | AG29E | 2012-09-05 | 2015-04-04 | 5090 | NO AMC |  |  | 15-11-2013 | Working
1526 | PALLIPATTU | Electric Calorimeter | 00004/CALO/2 | C | PRIETEST EASY LAB | PEL0961213RBK |  | 2014-03-19 | ROBONIK INDIA PVT LTD | ROBONIIK INDIA PVT LTD | LABOURATARY | TNMSC | 2235 | 2014-03-19 | 2017-03-18 | 20302 | NO AMC |  |  | 20-3-2014 | Working
1527 | PALLIPATTU | PH meter | 00004/PHMT/1 | C | RPA1GRT10ANPN | 1252 |  | 2014-05-30 | RLT Instrumentation Pvt Ltd chennai-24 | RLT Instrumentation pvt Ltd chennai- 24 | LAB | TNMSC |  |  | 2016-05-29 | 57353 | NO AMC |  |  | 28-6-2014 | Working
1528 | PALLIPATTU | Pulse Oximeter | 00004/SPO2/1 | B2 | RAD-8 | M73839 |  | 2014-06-27 | MASIMO CORPORATION | Grace MFGandamp; Trading co New Delhi -49 | LABOUR WARD | TNMSC |  | 2014-06-27 | 2019-06-26 | 68968 | NO AMC |  |  | 28-6-2014 | Working
1529 | PALLIPATTU | ECG machine ordinary | 00004/ECGO/1 | B | 61087 | AVMK8G8926 |  | 2008-08-08 |  | Keechery Enginering Co. | Ward | PWF |  | 2008-08-08 | 2009-08-07 | 24000 | NO AMC |  |  | 17-12-2010 | Working
1530 | PALLIPATTU | Dental Chair | 00004/DECH/1 | B2 | Item Code DEN 097 | 00004/DECH/1 |  | 2008-03-18 |  | Confident dental equipments | Dental OP | TNMSC | 12537/TNMSC/ENGG/2007 Dt. 27.10.2007 | 2008-03-18 | 2009-03-17 | 99200 | NO AMC |  |  | 17-12-2010 | Working
1531 | PALLIPATTU | Alpha Bed with motor | 00004/ABM/2 | C |  | 00004/ABM/2 |  | 2003-08-29 |  | Associated surgicals | Ward | DRHM | 45036/SDS/1/03 Dt.12.06.03 | 2003-08-29 | 2004-08-28 | 7760 | NO AMC |  |  | 17-12-2010 | Condemned | -1
1532 | PALLIPATTU | Alpha Bed with motor | 00004/ABM/3 | C | Jupiter | 00004/ABM/3 |  | 2007-07-07 |  | Jupiter Manufacturing Works | Ward | DRHM | 35047/SNP/1/07 Dt.27.04.07 | 2007-07-07 | 2008-07-06 | 6600 | NO AMC |  |  | 17-12-2010 | Condemned | -1
1533 | PALLIPATTU | Formaline dispenser | 00004/FORD/1 | C | 00004/FORD/1 | 00004/FORD/1 |  | 2003-11-20 |  | South India Surgicals | OPERATION THEATRE | DMS | 49216/EPD/1/03 Dt.25.06.03 |  | 2004-11-19 | 2500 | NO AMC |  |  | 17-12-2010 | Working
1534 | PALLIPATTU | Boyles apparatus with out Circle Abosrber | 00004/BAOCA/1 | B | ECO Safe | 00004/BAOCA/1 |  | 2008-11-12 |  | Solokrafts Industries | OPERATION THEATRE | TNHSP | TNHSP/TNMSC/P3/E4/2008 Dt. 29.08.08 | 2008-11-12 | 2009-11-11 | 82000 | NO AMC |  |  | 17-12-2010 | Working
1535 | PALLIPATTU | Suction Apparatus - Electrical | 00004/SAEL/3 | C | VISHAL | 00004/SAEL/3 |  | 2009-02-13 |  | VISHAL HOSPITAL STEEL | MALE WARD | TNHSP | 51190/SNP/1/08-2 Dt.10.11.08 | 2009-02-13 | 2010-02-12 | 4410 | NO AMC |  |  | 25-8-2012 | Working
1536 | PALLIPATTU | Ultra Sonogram -MOBILE | 00004/IUSM/3 | B | logiq p3 | 57663 WS7 |  | 2009-09-25 | wipro GE | wiproGE Health Care | scan room | TNHSP | TNHSP/TNMSC/IEB/P3E24/09 Dt.20.05.09 | 2009-09-25 | 2011-09-24 | 674800 | NO AMC |  |  | 24-8-2012 | Transferred to GH - ooty | -1
1537 | PALLIPATTU | Auto Clave HP Vertical (2 bin) | 00004/ACV2/2 | C |  | 00004/ACV2/2 |  | 2009-05-12 |  | solokrafts industries | LABOUR WARD | TNHSP | TNHSP/TNMSC/P5E10/2008 Dt. 10.09.08 | 2009-05-12 | 2010-05-11 | 29800 | NO AMC |  |  | 24-8-2012 | Working
1538 | PALLIPATTU | Suction Apparatus - Electrical | 00004/SAEL/4 | C | VISHAL | 00004/SAEL/4 |  | 2009-02-13 |  | VISHAL HOSPITAL STEEL | OPERATION THEATER | TNHSP | TNHSP/TNMSC/P3/E8/08 Dt.10.09.08 | 2009-02-13 | 2010-02-12 | 3900 | NO AMC |  |  | 25-8-2012 | Working
1539 | PALLIPATTU | Auto Clave HP Vertical (2 bin) | 00004/ACV2/3 | C | HP Vertical (2 bin) | 00004/ACV2/3 |  | 2009-05-12 |  | SOLOKRAFTS INDUSTRIES | LABOUR WARD | TNHSP | TNHSP/TNMSC/P5E10-2008 Dt.12.09.08 | 2009-05-12 | 2010-05-11 | 29800 | NO AMC |  |  | 24-8-2012 | Working
1540 | PALLIPATTU | Auto Clave HP Vertical (2 bin) | 00004/ACV2/4 | C | vertical | 00004/ACV2/4 |  | 2009-02-24 |  | solokrafts industries | operation theatre | TNHSP | 51190/SLP/1/09 Dt.19.11.08 | 2009-02-24 | 2010-02-23 | 18500 | NO AMC |  |  | 25-8-2012 | Working
1541 | PALLIPATTU | Suction Apparatus - Electrical | 00004/SAEL/5 | C | V ISHAL | 00004/SAEL/5 |  | 2009-02-13 |  | VISHAL HOSPITAL STEEL | OPERATION THEATER | TNHSP | TNHSP/TNMSC/P3/E8/08 Dt.10.09.08 | 2009-02-13 | 2010-02-12 | 3900 | NO AMC |  |  | 25-8-2012 | Working
1542 | PALLIPATTU | Magnavision Lamp | 00004/MAGL/1 | C |  | 00004/MAGL/1 |  | 2009-10-06 |  | Saberwal Surgical Co | LABOUR WARD | DRHM | 04/NRHMS/HSP/TNMSC/2009-MV Dt-29.06.09 | 2009-10-06 | 2010-10-05 | 3500 | NO AMC |  |  | 24-8-2012 | Working
1543 | PALLIPATTU | Auto Clave HP Vertical (2 bin) | 00004/ACV2/5 | C | VERTICAL | 00004/ACV2/5 |  | 2009-01-13 |  | SOLOKRAFTS INDUSTRIES | OPERATION THEATRE | TNHSP | 51190/SLP/1/09-Dt.19.11.08 | 2009-01-13 | 2010-02-12 | 18500 | NO AMC |  |  | 25-8-2012 | Working
1544 | PALLIPATTU | Suction Apparatus - Electrical | 00004/SAEL/2 | C | JUPITER | 00004/SAEL/2 |  | 2009-02-17 |  | JUPITER MANUFACTUERES | FEMALE WARD | TNHSP | 47975/SLP/1/08 dDt.04.02.09 | 2009-02-17 | 2010-02-16 | 5500 | NO AMC |  |  | 25-8-2012 | Working
1545 | PALLIPATTU | Laryngoscope(Adult) | 00004/LAGA/1 | C | JUPITER | 00004/LAGA/1 |  | 2008-02-18 |  | JUPITER MANUFACTURING | OP | TNHSP | 47975/SLP/1/08 Dt.04.02.09 | 2008-02-18 | 2009-02-17 | 3450 | NO AMC |  |  | 25-8-2012 | Working
1546 | PAZHAVARKADU | Binocular Mircroscope | 00005/BIMS/1 | B2 | BDI-13A | 22546 |  | 2014-01-02 | M/S BDI Instrumentation (India) | solokrafts industries | laboratory | TNHSP | TNHSPTNMSC/AG87c/2013 DT. 22.10.2013 | 2014-01-02 | 2015-01-01 | 18600 | NO AMC |  |  | 2014-04-02 | Working
1547 | PAZHAVARKADU | Urine Analyser | 00005/URNA/1 | C | LABUREADERPLUS | 901000755 |  | 2009-03-02 | 77ELEKRONIKA KTF | SOLOKRAFTS INDUSTRIES | Lab | DMS | 511909/Sandamp;P/1/2008~10.11.08 | 2009-03-02 | 2012-03-01 | 112000 | NO AMC |  |  | 17-12-2010 | Working
1548 | PAZHAVARKADU | Suction Apparatus - Electrical | 00005/SAEL/2 | C | 7A 230 |  |  | 2008-02-14 |  | Vin Bio Tech | OT | TNHSP | TNHSP/TNMSC/P2E18/2007 | 2008-02-14 | 2009-02-13 | 4148 | NO AMC |  |  | 17-12-2010 | Working
1549 | PAZHAVARKADU | Shadowless Lamp stand model | 00005/CSSL/1 | B |  |  |  | 2008-12-01 |  | JUPITOR MANUFACTURING WORKS | OT | TNMSC | TNHSP/TNMSC/P3E3/2008 | 2008-12-01 | 2009-11-30 | 12700 | NO AMC |  |  | 14-9-2012 | Working
1550 | PAZHAVARKADU | ECG machine computerized | 00005/ECGC/2 | B | EDAN SE3 | 309035-M11801710160 |  | 2011-09-23 |  | MADRAS SURGICAL andamp; CHEMIICALS | WARD | TNMSC | TNHSP/TNMSC/ENGG/AG27/2011 |  | 2012-09-22 | 36637 | NO AMC |  |  | 24-9-2012 | Not Working
1551 | PAZHAVARKADU | Magnavision Lamp | 00005/MAGL/2 | C | FRAME HOLDING LENS MADE OF METAL |  |  | 2011-03-18 |  | JUPITOR MANUFACTURING WORKS | LABOUR WARD | TNMSC | 04R/NRHM/TNMSC/ENGG/2011 | 2011-03-18 | 2012-03-17 | 4400 | NO AMC |  |  | 24-9-2012 | Working
1552 | PAZHAVARKADU | Printer | 00005/COMP/1 | C | TVSE HD 250 GOLD | JBU3FE001528 |  | 2010-12-23 |  | HCL INFOSYSTEMS LTD | OFFICE ROOM | TNHSP | 2000059406/1000042960 | 2010-12-23 | 2011-12-22 | 72785 | NO AMC |  |  | 24-9-2012 | Working
1553 | PODADDURPET | ECG machine computerized | 00006/ECGC/1 | B | CARDIART 6108T | AUMK8F8811 |  | 2008-08-08 | BPL | Medic India Kerchery Eng. Co. | S-N | TNMSC | 144/SRM/CPC/TNMSC/2006-15/6/2007 | 2008-08-08 | 2009-08-07 | 24000 | NO AMC |  |  | 17-12-2010 | Working
1554 | PODADDURPET | Infusion pump | 00006/INPM/1 | C | AI300 | E03070454 |  | 2007-03-28 |  | Akas Medical Equipments | LW | DMS | 103928/Sandamp;P/1/2006 | 2007-03-28 | 2008-03-27 | 24400 | NO AMC |  |  | 17-12-2010 | Working
1555 | PODADDURPET | Ultra Sonogram -MOBILE | 00006/IUSM/1 | B | SONATA | 356516 |  | 2004-01-20 |  | Larsen andamp; Tubro Ltd. | Transfer to Thiruttani | TNHSP |  |  | 2005-01-24 | 272950 | NO AMC |  |  | 17-12-2010 | Working
1556 | PODADDURPET | Refrigerator | 00006/REFR/2 | C | ERI 190L 180Ltr | 51501939 |  | 2005-05-27 |  | Universal Traders~ Sholingur. | OP | TNHSP |  | 2005-05-27 | 2006-05-26 | 10000 | NO AMC |  |  | 17-12-2010 | Working
1557 | PODADDURPET | Auto Clave HP Vertical (2 bin) | 00006/ACV2/1 | C | 2 Bin Vertical | 6/ACV2/1 |  | 2009-02-13 |  | Solocrafts Industries | Inj OP | TNHSP | TNHSP/TNMSC/P3E10/2008~ 10.09.2008 | 2009-02-13 | 2010-02-12 | 29800 | NO AMC |  |  | 17-12-2010 | Working
1558 | PODADDURPET | Auto Clave HP Vertical (2 bin) | 00006/ACV2/2 | C | 2 Bin Vertical | 6/ACV2/2 |  | 2009-02-13 |  | Solocrafts Industries | S-N | TNHSP | TNHSP/TNMSC/P3E10/2008~ 10.09.2008 | 2009-02-13 | 2010-02-12 | 29800 | NO AMC |  |  | 17-12-2010 | Working
1559 | PODADDURPET | Auto Clave HP Vertical (2 bin) | 00006/ACV2/3 | C | 2 Bin Vertical | 6/ACV2/3 |  | 2009-02-13 |  | Solocrafts Industries | S-N | TNHSP | TNHSP/TNMSC/P3E10/2008~ 10.09.2008 | 2009-02-13 | 2010-02-12 | 29800 | NO AMC |  |  | 17-12-2010 | Working
1560 | PODADDURPET | Auto Clave HP Vertical (2 bin) | 00006/ACV2/7 | C | Vishal Steel | 6/ACV2/7 |  | 2009-02-17 |  | Vishal Steel Furniture Manu | Store | SandP | 51190/S&P/1/2008-10/11/2008 | 2009-02-17 | 2010-02-16 | 16300 | NO AMC |  |  | 17-12-2010 | Working
1561 | PODADDURPET | Shadowless Lamp stand model | 00006/MOLT/1 | B |  | 6/MOLT/1 |  | 2008-08-12 |  | Jupiter Manufacturing Works | transferet to thiruvallur gh | TNHSP |  | 2008-08-12 | 2009-08-11 | 13749 | NO AMC |  |  | 17-12-2010 | Working
1562 | PODADDURPET | Shadowless Lamp stand model | 00006/MOLT/2 | B |  | 6/MOLT/2 |  | 2008-08-12 |  | Jupiter Manufacturing Works | transfered to thiruvallur gh |  |  | 2008-08-12 | 2009-08-11 | 13749 | NO AMC |  |  | 17-12-2010 | Working
1563 | PODADDURPET | Shadowless Lamp stand model | 00006/MOLT/3 | B | Jupiter | 6/MOLT/3 |  | 2008-08-12 |  | Jupiter Manufacturing Works | transfered to thirvallur gh |  |  |  | 2009-08-11 | 13749 | NO AMC |  |  | 17-12-2010 | Working
1564 | PODADDURPET | Sterilizer Medium (Instrument) | 00006/STMD/1 | C | MEDIUM | 6/STMD/1 |  | 2008-10-15 |  | Jupiter Manufacturing Works | Store | TNHSP | TNHSP/TNMSC/ENGG/P3E17/2008-11.08.2008 | 2008-10-15 | 2010-10-14 | 1400 | NO AMC |  |  | 17-12-2010 | Condemned | -1
1565 | PODADDURPET | Sterilizer Medium (Instrument) | 00006/STMD/2 | C | MEDIUM | 00006/STMD/2 |  | 2008-10-15 |  | Jupiter Manufacturing Works | Store | TNHSP | TNHSP/TNMSC/ENGG/P3E17/2008-11.08.2008 | 2008-10-15 | 2009-10-14 | 1400 | NO AMC |  |  | 17-12-2010 | Condemned | -1
1566 | PODADDURPET | Sterilizer Medium (Instrument) | 00006/STMD/3 | C | MEDIUM | 6/STMD/3 |  | 2008-10-15 |  | Jupiter Manufacturing Works | Store | TNHSP | TNHSP/TNMSC/ENGG/P3E17/2008-11.08.2008 | 2008-10-15 | 2009-10-14 | 1400 | NO AMC |  |  | 17-12-2010 | Condemned | -1
1567 | PODADDURPET | Operation Table Hydraulic Major | 00006/TAMA/1 | B2 | JUPITER 205 | 6/TAMA/1 |  | 2008-12-01 |  | Jupiter Manufacturing Works | transfered to thiruvallur GH | TNHSP | TNHSP/TNMSC/P3E3/2008-29.08.2008 | 2008-12-01 | 2009-11-30 | 51400 | NO AMC |  |  | 17-12-2010 | Working
1568 | PODADDURPET | Needle destroyer / Syringe Destroyer | 00006/NEED/1 | C | RETROSPARK | 7657 |  | 2008-06-13 |  | Glo Life Care | Store | TNHSP | TNHSP/TNMSC/ENGG/BMWM1/2007-06.11.2007 | 2008-06-13 | 2009-06-12 | 755 | NO AMC |  |  | 17-12-2010 | Working
1569 | PODADDURPET | Needle destroyer / Syringe Destroyer | 00006/NEED/2 | C | RETROSPARK | 7658 |  | 2008-06-13 |  | Glo Life Care | Store | TNHSP | TNHSP/TNMSC/ENGG/BMWM1/2007-06.11.2007 | 2008-06-13 | 2009-06-12 | 755 | NO AMC |  |  | 17-12-2010 | Working
1570 | PODADDURPET | Needle destroyer / Syringe Destroyer | 00006/NEED/3 | C | RETROSPARK | 7659 |  | 2008-06-13 |  | Glo Life Care | Store | TNHSP | TNHSP/TNMSC/ENGG/BMWM1/2007-06.11.2007 | 2008-06-13 | 2009-06-12 | 755 | NO AMC |  |  | 17-12-2010 | Working
1571 | PODADDURPET | Needle destroyer / Syringe Destroyer | 00006/NEED/4 | C | RETROSPARK | 7600 |  | 2008-06-19 |  | Glo Life Care | Store | TNHSP | TNHSP/TNMSC/ENGG/BMWM1/2007-06.11.2007 |  | 2009-06-18 | 755 | NO AMC |  |  | 17-12-2010 | Working
1572 | PODADDURPET | Needle destroyer / Syringe Destroyer | 00006/NEED/5 | C | RETROSPARK | 7661 |  | 2008-06-19 |  | Glo Life Care | Store | TNHSP | TNHSP/TNMSC/ENGG/BMWM1/2007-06.11.2007 |  | 2009-07-18 | 755 | NO AMC |  |  | 17-12-2010 | Working
1573 | PODADDURPET | Weighing Machine Electronic | 00006/WME/1 | C | 6/wme/1 | PAE 026 |  | 2009-01-23 |  | Suriya Surgicals Industries | S-N | DRHM | 51190/Sandamp;P/1/2008~ Dt 10.11.08 | 2009-01-23 | 2010-01-22 | 10920 | NO AMC |  |  | 17-12-2010 | Working
1574 | PODADDURPET | Boyles apparatus with out Circle Abosrber | 00006/BAOCA/1 | B | Eco Safe~ HCP | 70908 |  | 2008-11-07 |  | Solocrafts Industries | transfered to thiruvallur gh | TNHSP | TNHSP/TNMSC/P2E4/2008-28.08.2008 |  | 2009-11-06 | 85280 | NO AMC |  |  | 17-12-2010 | Transferred to GH - Thiruvallur | -1
1575 | PODADDURPET | Magnavision Lamp | 00006/MAGL/1 | C |  |  |  | 2011-03-17 |  | Jupiter Manufacturing Works | Ward | DRHM | 04R/NRHM/TNMSC/ENGG/2011 dt 12/02/11 |  | 2014-03-16 | 4400 | NO AMC |  |  | 31-1-2012 | Working
1576 | PODADDURPET | Magnavision Lamp | 00006/MAGL/1 | C |  |  |  | 2009-08-29 |  | Madras Surgicals andamp; Chemicals |  | DRHM | 04/NRHM/HSP/TNMSC/2009-MVK | 2009-08-29 | 2012-08-28 | 4450 | NO AMC |  |  | 17-12-2010 | Working
1577 | PODADDURPET | Magnavision Lamp | 00006/MAGL/2 | C | Meditech |  |  | 2009-10-03 |  | Saberwal Surgicals Co. (p) Ltd. | Store | DRHM | 04/NRHM/HSP/TNMSC/2009-MV Dt. 29.06.200904/NRHM/HSP/TNMSC/2009-MV Dt. 29.06.2009 |  | 2012-10-02 | 3640 | NO AMC |  |  | 17-12-2010 | Working
1578 | PODADDURPET | Ultra Sonogram -MOBILE | 00006/IUSM/2 | B | CHISON 600A | 6AP -1112007 |  | 2012-05-03 |  | SURIYA SURGICALS | SCAN ROOM | TNHSP |  | 2012-05-08 | 2015-05-07 | 272950 | NO AMC |  |  | 23-8-2012 | Working
1579 | PODADDURPET | B.P.apparatus stand model | 00006/BPAT/1 | C | stand | 6/BPAS/1 |  | 2008-10-14 |  | Jupiter Manufacturing Works |  | TNHSP | TNHSP/TNMSC/P3E16/2008-28.08.2008 | 2008-10-14 | 2009-10-13 | 1090 | NO AMC |  |  | 23-8-2012 | Working
1580 | PODADDURPET | B.P.apparatus stand model | 00006/BPAS/1 | C | STAND | 6/BPAS/2 |  | 2008-10-14 |  | Jupiter Manufacturing Works | Inj room | TNHSP | TNHSP/TNMSC/P3E16/2008-28.08.2008 | 2008-10-14 | 2009-10-13 | 1090 | NO AMC |  |  | 23-8-2012 | Working
1581 | THIRUVALLUR | Radiant Warmer | 00009/RAWR/11 | C |  |  |  | 1998-07-15 | Phenoix |  | NBW | DMS |  |  |  | 8000 | NO AMC |  |  | 17-12-2010 | Condemned | -1
1582 | PODADDURPET | B.P.apparatus stand model | 00006/BPAS/3 | C | STAND | 6/BPAS/3 |  | 2008-10-14 |  | Jupiter Manufacturing Works | OP | TNHSP | TNHSP/TNMSC/P3E16/2008-28.08.2008 | 2008-10-14 | 2009-10-13 | 1090 | NO AMC |  |  | 23-8-2012 | Working
1583 | PODADDURPET | Suction Apparatus - Electrical | 00006/SAEL/1 | C | Heavy Duty Cabin Type | 6/SAEL/1 |  | 2009-02-13 |  | Vishal Steel Furniture Manu | Labour Ward | TNHSP | TNHSP/TNMSC/P3E8/2008-10.09.2008 | 2009-02-13 | 2010-02-12 | 3900 | NO AMC |  |  | 23-8-2012 | Working
1584 | PODADDURPET | Suction Apparatus - Electrical | 00006/SAEL/2 | C | Heavy Duty Cabin Type | 6/SAEL/2 |  | 2009-02-13 |  | Vishal Steel Furniture Manu | OT | TNHSP | TNHSP/TNMSC/P3E8/2008-10.09.2008 | 2009-02-13 | 2010-02-12 | 3900 | NO AMC |  |  | 23-8-2012 | Working
1585 | PODADDURPET | Electri centrifuger | 00006/CENT/1 | C | BDI 152 | 6/CENT/1 |  | 2012-01-14 |  | Solocrafts Industries | LAB | TNHSP | TNHSP/TNMSC/AG29E/2011~ Dt 04.10.2011 | 2012-01-14 | 2013-01-13 | 5345 | NO AMC |  |  | 23-8-2012 | Working
1586 | PONNERI | Cardiac Monitor | 00007/EBSM/4 | C | G3H | G3HAK0092 |  | 2013-11-11 | General Meditech Inc. | Trans Health Care India Private Limited | Store | TNHSP | TNHSP/TNMSC/AG73b(R)/2013 dt25/09/2013 | 2013-11-18 | 2014-11-17 | 45000 | NO AMC |  |  | 2013-05-12 | Working
1587 | PONNERI | Ultra Sonogram -MOBILE | 00007/IUSM/4 | B | 600A | 6AP- 1112002 |  | 2012-03-28 | Chison Medical Imaging Co.Ltd | Surya Surgical Industries | L/W | TNMSC | 2684/TNMSC/ENGG/2011~DT;11/11/2011 | 2012-03-28 | 2015-03-27 | 272950 | NO AMC |  |  | 22-4-2012 | Working
1588 | PONNERI | B.P.apparatus table model | 00007/BPAT/15 | C | NAMATT | 00007/BPAT/15 |  | 2007-11-30 |  | Madras Surgical andamp; Chemicals | Store | TNHSP | TNHSP/TNMSC/P2E22/2007/ 03.09.07 | 2007-11-30 | 2008-11-29 | 551 | NO AMC |  |  | 17-12-2010 | Condemned | -1
1589 | PONNERI | B.P.apparatus table model | 00007/BPAT/16 | C | NAMATT | 00007/BPAT/16 |  | 2007-11-30 |  | Madras Surgical andamp; Chemicals | Store | TNHSP | TNHSP/TNMSC/P2E22/2007/03.09.07 | 2007-11-30 | 2008-11-29 | 551 | NO AMC |  |  | 17-12-2010 | Condemned | -1
1590 | PONNERI | B.P.apparatus table model | 00007/BPAT/17 | C | NAMATT | 00007/BPAT/17 |  | 2007-11-30 |  | Madras Surgical andamp; Chemicals | Store | TNHSP | TNHSP/TNMSC/P2E22/2007/03.09.07 | 2007-11-30 | 2008-11-29 | 551 | NO AMC |  |  | 17-12-2010 | Condemned | -1
1591 | PONNERI | Infusion pump | 00007/INPM/1 | C | AKAS INFU 300 | PUMPPUMAAI300 |  | 2007-03-24 |  | Akas Medical Equipments | OT | SandP | 103928/SNP/1/2006 Dt. 07/03/07 | 2007-03-24 | 2008-03-23 | 25376 | NO AMC |  |  | 17-12-2010 | Working
1592 | PONNERI | Infusion pump | 00007/INPM/2 | C | 52OT701 | 15523 |  | 2007-09-11 |  | South India Surgicals | L W | TNHSP | TNHSP/TNMSC/P2E16/2007/16.07.2007 | 2007-09-11 | 2008-09-10 | 49750 | NO AMC |  |  | 17-12-2010 | Working
1593 | PONNERI | Laryngoscope(Adult) | 00007/LAGA/2 | C | Vibash | 00007/LAGA/2 |  | 2007-09-17 |  | Vibash | OT | TNHSP | TNHSP/TNMSC/EMGG/PLE26/07/29.06.07 | 2007-09-17 | 2008-09-16 | 546 | NO AMC |  |  | 17-12-2010 | Working
1594 | PONNERI | Laryngoscope(Adult) | 00007/LAGA/3 | C | Vibash | 00007/LAGA/3 |  | 2007-09-17 |  | Vibash | Store | TNHSP | TNHSP/TNMSC/ENGG/P2E26/07/29.06.07 | 2007-09-17 | 2008-09-16 | 546 | NO AMC |  |  | 17-12-2010 | Working
1595 | PONNERI | A-Scan Biometer | 00007/ASB/1 | B |  | 00007/ASB/1 |  | 2001-08-21 |  | GH - Thiruvallur | OT | Transfer |  |  |  | 0 | NO AMC |  |  | 17-12-2010 | Condemned | -1
1596 | PONNERI | Keratometer | 00007/KER/1 | B |  | 00007/KER/1 |  | 2007-08-14 |  | Transfer from GH Gumidipoondi | Eye Dept | Transfer |  |  |  | 0 | NO AMC |  |  | 17-12-2010 | Condemned | -1
1597 | PONNERI | Slit Lamp | 00007/SLIT/1 | C |  | 00007/SLIT/1 |  | 2007-08-14 |  | TRANSFER FROM GH Gumidipoondi | Eye Dept | Transfer |  |  |  | 0 | NO AMC |  |  | 17-12-2010 | Condemned | -1
1598 | PONNERI | Shadowless Lamp stand model | 00007/MOLT/4 | B | MOBILE 18" STAND MODEL | 00007/MOLT/4 |  | 2008-02-09 |  | Jupiter Manufacturing Works | Store | TNHSP | TNHSP/TNMSC/P2E17/2007/30.10.2007 | 2008-02-09 | 2009-02-08 | 13749 | NO AMC |  |  | 17-12-2010 | Working
1599 | PONNERI | Shadowless Lamp stand model | 00007/MOLT/5 | B | MOBILE 18" STAND | 00007/MOLT/5 |  | 2008-02-09 |  | Jupiter Manufacturing Works | Store | TNHSP | TNHSP/TNMSC/P2E17/2007/30.10.2007 |  | 2009-02-08 | 13749 | NO AMC |  |  | 17-12-2010 | Working
1600 | PONNERI | Shadowless Lamp stand model | 00007/MOLT/6 | B | MOBILE 18" STAND | 00007/MOLT/6 |  | 2008-02-09 |  | Jupiter Manufacturing Works | Store | TNHSP | TNHSP/TNMSC/P2E17/2007/30.10.2007 | 2008-02-09 | 2009-02-08 | 13749 | NO AMC |  |  | 17-12-2010 | Working
1601 | PONNERI | Shadowless Lamp stand model | 00007/MOLT/7 | B | MOBILE 18" STAND | 00007/MOLT/7 |  | 2008-02-09 |  | Jupiter Manufacturing Works | Store | TNHSP | TNHSP/TNMSC/P2E17/2007/30.10.2007 | 2008-02-09 | 2009-02-08 | 13749 | NO AMC |  |  | 17-12-2010 | Working
1602 | PONNERI | Shadowless Lamp stand model | 00007/MOLT/8 | B | MOBILE 18" STAND | 00007/MOLT/8 |  | 2008-02-09 |  | Jupiter Manufacturing Works | Store | TNHSP | TNHSP/TNMSC/P2E17/2007/30.10.07 | 2008-02-09 | 2009-02-08 | 13749 | NO AMC |  |  | 17-12-2010 | Working
1603 | PONNERI | Suction Apparatus - Electrical | 00007/SAEL/1 | C | 7A- 23D | 00007/SAEL/1 |  | 2008-02-14 |  | Vin Bio Tech | OT | TNHSP | TNHSP/TNMSC/P2E18/2007/30.10.07 | 2008-02-14 | 2009-02-13 | 4314 | NO AMC |  |  | 17-12-2010 | Working
1604 | PONNERI | Suction Apparatus - Electrical | 00007/SAEL/2 | C | 7A- 23D | 00007/SAEL/2 |  | 2008-02-14 |  | Vin Bio Tech | L W | TNHSP | TNHSP/TNMSC/P2E18/2007/30.10.07 | 1998-02-14 | 2009-02-13 | 4314 | NO AMC |  |  | 17-12-2010 | Working
1605 | PONNERI | Suction Apparatus - Electrical | 00007/SAEL/3 | C | 7A- 23D | 00007/SAEL/3 |  | 2008-02-14 |  | Vin Bio Tech | F W | TNHSP | TNHSP/TNMSC/P2E18/2007/30.10.07 | 2008-02-14 | 2009-02-13 | 4314 | NO AMC |  |  | 17-12-2010 | Working
1606 | PONNERI | Suction Apparatus - Electrical | 00007/SAEL/4 | C | 7A- 23D | 00007/SAEL/4 |  | 2008-02-14 |  | Vin Bio Tech | Store | TNHSP | TNHSP/TNMSC/P2E18/2007/30.10.07 | 2008-02-14 | 2009-02-13 | 4314 | NO AMC |  |  | 17-12-2010 | Working
1607 | PONNERI | Suction Apparatus - Electrical | 00007/SAEL/5 | C | 7A- 23D | 00007/SAEL/5 |  | 2008-02-14 |  | Vin Bio Tech | Store | TNHSP | TNHSP/TNMSC/P2E18/2007/30.10.07 | 2008-02-14 | 2009-02-13 | 4314 | NO AMC |  |  | 17-12-2010 | Working
1608 | PONNERI | Suction Apparatus - Electrical | 00007/SAEL/6 | C | 7A- 23D | 00007/SAEL/6 |  | 2008-02-14 |  | Vin Bio Tech | Store | TNHSP | TNHSP/TNMSC/P2E18/2007/30.10.07 | 2008-02-14 | 2009-02-13 | 4314 | NO AMC |  |  | 17-12-2010 | Working
1609 | PONNERI | Suction Apparatus - Electrical | 00007/SAEL/7 | C | 7A- 23D | 00007/SAEL/7 |  | 2008-02-14 |  | Vin Bio Tech | Store | TNHSP | TNHSP/TNMSC/P2E18/2007/30.10.07 | 2008-02-14 | 2009-02-13 | 4314 | NO AMC |  |  | 17-12-2010 | Working
1610 | PONNERI | Diathermy Machine (Electric Cautery) | 00007/SDIA/1 | B | OBS026 |  |  | 2007-07-02 |  | Jupiter Manufacturing Works | OT | SandP | 35047/Sandamp;P/1/2007 Dt.27/04/07 | 2007-07-02 | 2008-07-01 | 18720 | NO AMC |  |  | 17-12-2010 | Working
1611 | PONNERI | Operation Table Hydraulic Major | 00007/TAMA/2 | B2 | Jupiter | 00007/TAMA/2 |  | 2008-02-09 |  | Jupiter Manufacturing Works | OT | TNHSP | TNHSP/TNMSC/P2E6/2007/11.09.07 | 2008-02-09 | 2009-02-08 | 55120 | NO AMC |  |  | 17-12-2010 | Working
1612 | PONNERI | Alpha Bed with motor | 00007/ABM/4 | C | ORT123 | 00007/ABM/4 |  | 2007-07-02 |  | Jupiter Manufacturing Works | Store | SandP | 35047/Sandamp;P/1/2007 Dt.27.04.07 | 2007-07-02 | 2008-07-01 | 6864 | NO AMC |  |  | 17-12-2010 | Condemned | -1
1613 | PONNERI | Nebuliser Adult | 00007/NEBA/2 | C | JMW | 00007/NEBA/2 |  | 2007-08-03 |  | Jupiter Manufacturing Works | L W | TNHSP | TNMSC/P2E23/TNHSP/200/29.6.07 | 2007-08-03 | 2008-08-02 | 1310 | NO AMC |  |  | 17-12-2010 | Working
1614 | PONNERI | X.ray lobby single | 00007/XRLS/1 | C |  | 00007/XRLS/1 |  | 2007-03-26 |  | Solokraft Industries | X - Ray Dept | LP | local purchase |  | 2008-03-25 | 832 | NO AMC |  |  | 17-12-2010 | Working
1615 | PONNERI | X.ray lobby single | 00007/XRLS/2 | C | Solokraft | 00007/XRLS/2 |  | 2007-03-26 |  | Solokraft Industries | X - Ray Dept | LP | LP |  | 2008-03-25 | 832 | NO AMC |  |  | 17-12-2010 | Working
1616 | PONNERI | Weighing machine adult | 00007/WTMA/1 | C | Adult | 00007/WTMA/1 |  | 2007-11-30 |  | Madras Surgical andamp; Chemicals | FW Dept. | TNHSP | TNHSP/TNMSC/P2E28/2007/03.09.07 | 2007-11-30 | 2008-11-29 | 458 | NO AMC |  |  | 17-12-2010 | Working
1617 | PONNERI | Stethoscope | 00007/STES/1 | C | MIICO | 00007/STES/1 |  | 2012-02-27 |  | VISHAL HOSPITAL FURNITURE | FW DEPT | TNHSP | TNHSP/TNMSC/ENGG/AG73E/2010 DT;22/09/2011 | 2012-02-27 | 2013-02-26 | 120 | NO AMC |  |  | 2012-05-09 | Working
1618 | PONNERI | Stethoscope | 00007/STES/2 | C | MIICO | 00007/STES/2 |  | 2012-02-27 |  | VISHAL HOSPITAL FURNITURE MFG | STORE | TNHSP | ST/351/2011-12~DT;27/02/2012 | 2012-02-27 | 2013-02-26 | 120 | NO AMC |  |  | 2012-05-09 | Working
1619 | PONNERI | B.P.apparatus table model | 00007/BPAT/21 | C | MIICO BOX TYPE | 00007/BPAT/21 |  | 2012-02-27 |  | VISHAL HOSPITAL STEEL MFG | STORE | TNHSP | TNHSP/TNMSC/ENGG/AG73E/2010~DT;22/09/2011 | 2012-02-27 | 2013-02-26 | 810 | NO AMC |  |  | 2012-04-09 | Working
1620 | PONNERI | Stethoscope | 00007/STES/3 | C | MIICO | 00007/STES/3 |  | 2012-02-27 |  | VISHAL HOSPITAL FURNITURE MFG | STORE | TNHSP |  | 2012-02-27 | 2013-02-26 | 120 | NO AMC |  |  | 2012-05-09 | Working
1621 | PONNERI | Stethoscope | 00007/STES/4 | C | MIICO | 00007/STES/4 |  | 2012-02-27 |  | VISHAL HOSPITAL FURNITURE MFG | STORE | TNHSP | TNHSP/TNMSC/ENGG/AG73E/2010~22/09/2011 | 2012-02-27 | 2013-02-26 | 120 | NO AMC |  |  | 2012-05-09 | Working
1622 | PONNERI | B.P.apparatus table model | 00007/BPAT/19 | C | MIICO BOX | 00007/BPAT/19 |  | 2012-02-27 |  | VISHAL HOSPITAL STEEL MFG | FW DEPT 1~STORE 2 | TNHSP | TNHSP/TNMSC/ENGG/AG73E/2010~Dt.22/09/2011 | 2012-02-27 | 2013-02-26 | 810 | NO AMC |  |  | 2012-04-09 | Working
1623 | PONNERI | B.P.apparatus table model | 00007/BPAT/20 | C | mico box type | 00007/BPAT/20 |  | 2012-02-27 |  | vishal hospital steel mfg | STORE | TNHSP | TNHSP/TNMSC/ENGG/AG73E/2010~DT;22/09/2011 | 2012-02-27 | 2013-02-26 | 810 | NO AMC |  |  | 2012-04-09 | Working
1624 | PONNERI | B.P.apparatus table model | 00007/BPAT/18 | C | BOX TYPE | 00007/BPAT/18 |  | 2012-08-04 |  | M/S.Madhusudhanan~Chennai.29 | STORE | TNHSP | TNHSP/TNMSC/AG25/2011 | 2012-08-04 | 2013-08-03 | 1252 | NO AMC |  |  | 2012-04-09 | Working
1625 | PONNERI | Deep Freezer | 00007/DFRZR/1 | B2 | JA DF 20 | 00007/DFRZR/1 |  | 2012-03-07 | JOVE AUTOMATIONS | PAWAR ELECTRO SYSTEMS P LTD | BLOOD STORAGE CENTRE | RCH | RCH-II/TNMSC/ENGG/7146/2010~DT;10/02/2011 | 2012-03-07 | 2013-03-06 | 52785 | NO AMC |  |  | 2012-04-09 | Working
1626 | PONNERI | Ringlens System | 00007/RLS/1 | C | MAGNOSCOPE | 00007/RLS/1 |  | 2012-07-06 |  | SOLOCRAFTS INDUSTRIES | STORE | TNHSP | TNHSP/TNMSC/ICB/AG31/2011~Dt.19/10/2011 | 2012-07-06 | 2015-07-05 | 7337 | NO AMC |  |  | 2012-04-09 | Working
1627 | PONNERI | Operating Microscope(Eye) | 00007/OMS/1 | B1 | ASM930TG | 912256 |  | 2012-05-16 |  | GOVT HQ HOSPITAL~THIRUVALLUR | EYE OT | OTHERS |  |  | 2013-05-15 | 150000 | NO AMC |  |  | 2012-04-09 | Working
1628 | POONAMALLEE | X.ray lobby single | 00008/XRLS/1 | C |  |  |  | 2010-12-04 | Allengers Medi Systems |  | Xray Room | TNHSP |  |  | 2011-12-03 | 5000 | NO AMC |  |  | 17-12-2010 | Working
1629 | POONAMALLEE | X.ray developing tank | 00008/XRDT/1 | C |  |  |  | 2010-12-04 |  | Allengers Medi Systems |  | TNHSP |  |  | 2011-12-03 | 5000 | NO AMC |  |  | 17-12-2010 | Working
1630 | POONAMALLEE | Intensifying screen X-ray | 00008/XRIS/1 | C |  |  |  | 2010-12-04 |  | Allengers Medi Systems | Xray Room | TNHSP |  |  | 2011-07-07 | 2000 | NO AMC |  |  | 17-12-2010 | Working
1631 | POONAMALLEE | Suction Apparatus - Electrical | 00008/SAEL/5 | C |  |  |  | 2009-02-16 |  | Vishal Hospital Steel Furniture Manufacturing co | Ward | DMS | DMS/51190/S andamp; P/1/2008 |  | 2010-02-15 | 5500 | NO AMC |  |  | 17-12-2010 | Working
1632 | POONAMALLEE | Semi auto analyser | 00008/SEAA/1 | B2 |  |  |  | 2009-04-11 |  | Robonik India PVT LTD | Lab | TNHSP |  |  | 2010-04-10 | 59500 | NO AMC |  |  | 17-12-2010 | Working
1633 | POONAMALLEE | Pulse Oximeter | 00008/SPO2/1 | B |  |  |  | 2009-04-15 |  | JDHS Thiruvallur | Main Store | JDHS |  |  |  | 0 | NO AMC |  |  | 21-12-2010 | Condemned | -1
1634 | POONAMALLEE | Suction Apparatus - Electrical | 00008/SAEL/6 | C |  |  |  | 2009-02-16 |  | Vishal Hospital Steel Furniture Manufacturing co | Store | DMS |  |  | 2010-02-15 | 5500 | NO AMC |  |  | 17-12-2010 | Working
1635 | POONAMALLEE | Suction Apparatus - Electrical | 00008/SAEL/7 | C |  |  |  | 2009-03-25 |  | Jupiter Manufacturing Works | Store | DMS |  |  | 2010-03-24 | 5500 | NO AMC |  |  | 17-12-2010 | Working
1636 | POONAMALLEE |  | 00008/XRY100/1 | B |  |  |  | 2010-07-08 |  | Allengers Medi Systems | X-Ray Room | TNHSP |  |  | 2011-07-07 | 270710 | NO AMC |  |  | 17-12-2010 | Working
1637 | THIRUVALLUR | Pulse Oximeter | 00009/POBP/1 | B2 | Radical-7 | Q11564 |  | 2013-02-22 | M/S Masimo Corporation. | M/S Grace mfg andamp; Trading Co | N I C U | RCH | RCH-II/TNMSC/ENGG/ E49/2011Dt-10-05-2012 | 2013-02-22 | 2016-02-21 | 86500 | NO AMC |  |  | 22-2-2013 | Working
1638 | THIRUVALLUR | Pulse Oximeter | 00009/POBP/2 | B2 | Radical-7 | Q 10412 |  | 2013-02-22 | M/S Masimo Corporation. | M/S Grace Mfg andamp; Trading Co | N I C U | RCH | RCH-II/TNMSC/ENGG/E49/2011Dt-10-05-2012 | 2013-02-22 | 2016-02-21 | 86500 | NO AMC |  |  | 22-2-2013 | Working
1639 | THIRUVALLUR | Pulse Oximeter | 00009/POBP/3 | B2 | Radical-7 | Q 09615 |  | 2013-02-22 | M/S Masimo Corporation | M/S Grace Mfg andamp;Trading Co | N I C U | RCH | RCH-II/TNMSC/ENGG/E49/2011Dt-10-05-2012 | 2013-02-22 | 2016-02-21 | 86500 | NO AMC |  |  | 22-2-2013 | Working
1640 | THIRUVALLUR | Weighing machine infant | 00009/WTMB/1 | C |  |  |  | 2011-01-13 |  | Jupiter Manufacturing Works | MAINSTORE | RCH |  | 2011-01-13 | 2014-01-12 | 2300 | NO AMC |  |  | 2011-01-02 | Working
1641 | THIRUVALLUR | Ultra Sonogram -MOBILE | 00009/IUSM/8 | B | Logiq C2 | 202294WX5 |  | 2011-09-02 | M/S Wipro GE Healthcare | M/S Wipro GE Healthcare | L W | RCH | RCH-II/TNMSC/ENGG/E44/2010DT;05/07/2011 | 2013-07-24 | 2014-07-23 | 323800 | NO AMC |  |  | 24-7-2013 | Working
1642 | THIRUVALLUR | Ice Lined Refrigerator | 00009/ILREF/1 | C | HBC-70 ILR | BE0581E0100B297D0041 |  | 2013-07-25 | HAIER |  | MAIN STORE | OTHERS | 55/2013 DT;25/07/2013 | 2013-07-25 | 2014-07-24 | 30000 | NO AMC |  |  | 26-7-2013 | Working
1643 | THIRUVALLUR | Rotor / Shaker | 00009/RMT/1 | C | BDI 140 | 20140800836 |  | 2015-08-17 | M/S B D Instrumentation (India) | M/S Solokrafts Industries | Blood Bank | TNHSP | TNHSP/TNMSC/AG87f(R)/2014 Dt- 19/05/2014 | 2014-09-18 | 2015-09-17 | 32200 | NO AMC |  |  | 2014-11-11 | Working
1644 | THIRUVALLUR | Neonatal Ventilator | 00009/NVENT/2 | B2 | Neumovement Graphnet Neo | 130910281082 |  | 2013-10-16 | M/s TECME S.A Argentina | M/s Schiller Healthcare India Pvt Ltd | NICU | RCH | RCH-II/TNMSC/ENGG/68/2012 Dt- 20/08/2013 |  | 2016-10-15 | 708750 | NO AMC |  |  | 2014-10-11 | Working
1645 | THIRUVALLUR | Multi Para Monitor | 00009/MPM/7 | B2 | G3G | G3GL80086 |  | 2014-09-11 | General Meditech Inc | Trans Healthcare India Pvt Ltd | Store | TNHSP | TNHSP/TNMSC/AG88/2014/21/06/2014 | 2014-09-11 | 2015-09-10 | 63315 | NO AMC |  |  | 2014-11-11 | Working
1646 | THIRUVALLUR | Foetal Doppler | 00009/FDOP/11 | C | A100H |  |  | 2014-09-13 | Aeon Technology (P) Ltd | Medi Waves Inc |  | TNMSC | 17240/TNMSC/ENGG/2014-15 Dt. 16/05/2014 | 2014-09-13 | 2017-09-12 | 4650 | NO AMC |  |  | 2014-11-11 | Working
1647 | THIRUVALLUR | Haemodialysis Machine | 00009/HDIA/1 | B1 | M204001-4008S |  |  | 2014-01-30 | M/S Sheth Impex Vivo Solutions P Ltd | Sheth Impex vivo P Ltd | I C U | OTHERS | 1040/A3/13/Dt-03/01/2014 |  | 2015-01-29 | 708750 | NO AMC |  |  | 2014-11-11 | Working
1648 | THIRUVALLUR | Microdrill and saw system | 00009/MSS/1 | B1 | Stryker USA |  |  | 2014-09-23 | Stryker USA | Indian Orthocare surgicals | Ortho OT | TNHSP | TNHSP/TNMSC/AG90h/2014 Dt-01/09/2014 | 2014-09-23 | 2015-08-22 | 890000 | NO AMC |  |  | 2014-11-11 | Working
1649 | THIRUVALLUR | Defibrillator with Monitor | 00009/DEFI/2 | B2 |  |  |  | 2007-02-02 | TRIVITRON | Trivitron Medical Systems | ICU | TNHSP | TNHSP/TNMSC/ENGG/CE7/2006Dt-25/10/2006 | 2007-02-02 | 2008-02-01 | 140000 | NO AMC |  |  | 17-12-2010 | Excess Entry | -1
1650 | THIRUVALLUR | Cardiac Monitor | 00009/EBSM/1 | C | Integara I E | C10812AM12 |  | 2009-06-01 | Concept Inegration (I) Pvt Ltd | Concept Integration (I) Pvt. Ltd. | Male Ward | TNHSP | TNHSP/TNMSC/P3E13/2008 dt 10/10/2008 | 2009-01-06 | 2010-01-05 | 24500 | NO AMC |  |  | 17-12-2010 | Not Working
1651 | THIRUVALLUR | Multi Para Monitor | 00009/MPM/1 | B | S61 | 10232150019 |  | 2010-10-13 | Beijing Choice Electronic Tech. Co. | Trans Health Care India Pvt. Ltd. | NICU | RCH | RCH-II/TNMSC/ENGG/E37/2010-4 dt 30/07/2010 | 2010-10-12 | 2011-10-12 | 49500 | NO AMC |  |  | 17-12-2010 | Working
1652 | THIRUVALLUR | Multi Para Monitor | 00009/MPM/2 | B | Planet 50 | T03W10211 |  | 2003-01-16 | Larsen andamp; Toubro Limited | Larsen andamp; Toubro Limited | E OT | DMS |  | 2003-10-16 | 2006-10-15 | 117119 | NO AMC |  |  | 17-12-2010 | Working
1653 | THIRUVALLUR | Multi Para Monitor | 00009/MPM/3 | B | Planet 50 | T08W60223 |  | 2008-03-19 | Larsen andamp; Toubro Limited | Larsen andamp; Toubro Limited | M OT | NRHM | 2394/NRHM/TNMSC/08 dt 03/02/2008 | 2008-03-19 | 2009-03-18 | 100000 | NO AMC |  |  | 17-12-2010 | Working
1654 | THIRUVALLUR | Multi Para Monitor | 00009/MPM/4 | B | BPM 300 | 131-CJ5383 |  | 2004-01-23 | Biosys | Miti Electronics Pvt. Ltd. | Casuality | DMS | 32069/Sandamp;P/1/2003 dt 31/12/2003 | 2004-01-23 | 2005-01-22 | 84500 | NO AMC |  |  | 17-12-2010 | Working
1655 | THIRUVALLUR | Multi Para Monitor | 00009/MPM/5 | B | XL MON |  |  | 2007-01-27 | Slicon Labs | Silicon Labs | M OT | TNHSP | TNHSP/TNMSC/ENGG/CE9/2006 dt 25/10/2006 | 2007-01-27 | 2008-01-26 | 70000 | NO AMC |  |  | 17-12-2010 | Not Working
1656 | THIRUVALLUR | Electri centrifuger | 00009/CENT/2 | C | C8C | 00009/CENT/2 6 |  | 2009-10-26 |  | _ |  | TANSACS | 892-4/PROC/STORES/22/10/2009 |  | 2010-10-09 | 5000 | NO AMC |  |  | 17-12-2010 | Working
1657 | THIRUVALLUR | Electri centrifuger | 00009/CENT/4 | C |  | 00009/CENT/4 |  | 2009-03-07 |  | SOLOKRAFS INDUSTRIES |  | TANSACS | BLOOD BANK/TNMSC/TANSACS/2009-03DT01/10/2009 |  | 2010-03-06 | 10700 | NO AMC |  |  | 17-12-2010 | Working
1658 | THIRUVALLUR | Semi auto analyser | 00009/SEAA/1 | B2 | Prietest Touch | AT0710209RBK |  | 2009-04-10 |  | Robonik India Pvt. Ltd. | LAB | TNHSP | TNHSP/TNMSC/ICB/P3E2/2009DT;30/03/2009 | 2009-04-10 | 2010-04-09 | 59500 | NO AMC |  |  | 17-12-2010 | Working
1659 | THIRUVALLUR | Semi auto analyser | 00009/SEAA/3 | B2 | RX - 50 | TN10J009 |  | 2010-10-22 |  | Microlab Instruments | Lab | RCH | RCH-II/TNMSC/ENGG/E38/2010-2DT;5/10/2010 | 2010-10-22 | 2011-10-21 | 44400 | NO AMC |  |  | 17-12-2010 | Working
1660 | THIRUVALLUR | Auto Clave HP Horizontal-CYLINDRICAL | 00009/ACHC/2 | C | Horizontal | 00009/ACHC/2 |  | 2009-03-12 | Solocraft Industries | Solocraft Industries | Sterilization Room | RCH | RCH-2/TNMSC/ENGG/E18/2009Dt;8/6/2009 | 2012-08-09 | 2013-08-08 | 132000 | NO AMC |  |  | 17-12-2010 | Working
1661 | THIRUVALLUR | Auto Clave HP Vertical (2 bin) | 00009/ACV2/28 | C | Vishal Steel Furnitures | 00009/ACV2/28 |  | 2008-06-09 | Vishal Steel Furnitures | Vishal Steel Furnitures | Store | NRHM | 2394/NRHM/TNMSC/2008-22 Dt-18/03/2008 |  | 2010-06-08 | 16300 | NO AMC |  |  | 17-12-2010 | Working
1662 | THIRUVALLUR | Auto Clave HP Vertical (2 bin) | 00009/ACV2/29 | C | Solokrafts Industries. | 00009/ACV2/29 |  | 2009-02-05 | Solokrafts Industries. | Solokrafts Industries. | OPD | TNHSP | TNHSP/TNMSC/P3E10/2008/10.09.2008 |  | 2011-02-04 | 29800 | NO AMC |  |  | 17-12-2010 | Working
1663 | THIRUVALLUR | Echocardiogram Color | 00009/IECGM/1 | B1 | DC-T6 |  |  | 2012-01-25 |  | MINDRAY MEDICAL iNDIA PVT LTD | I C U | TNHSP | TNHSP/TNMSC/ENGG/AG10andamp;AG22/2011Dt-12/08/2011 | 2012-01-25 | 2013-01-24 | 724729 | NO AMC |  |  | 2012-02-02 | Working
1664 | THIRUVALLUR | Weighing machine infant | 00009/WTMB/10 | C | Electronic |  |  | 2012-02-29 |  | Jupiter Manufacturing Works | N I C U | RCH | RCH-2/TNMSC/ENGG/E46/2011-1DT;21/11/2011 | 2012-02-29 | 2013-02-28 | 2460 | NO AMC |  |  | 29-2-2012 | Working
1665 | THIRUVALLUR | Audiometer | 00009/AUMT/2 | C | AD2000 | A0012B007T |  | 2012-03-20 | ALPS | ALPS International Pvt Ltd | Store | TNMSC | 4748/TNMSC/ENGG/2012-4/07/02/2012 | 2012-03-22 | 2015-03-21 | 44500 | NO AMC |  |  | 22-3-2012 | Working
1666 | THIRUVALLUR | Auto Clave HP Horizontal-CYLINDRICAL | 00009/ACHC/3 | C | HZ512 SPL | 00009/ACHC/3 |  | 2011-07-22 |  | Solokrafts Industries | Central Sterilization Room | TNMSC | 2396/TNMSC/ENGG/2010/Dt-23/02/2011 | 2012-08-09 | 2013-08-08 | 145000 | NO AMC |  |  | 23-12-2011 | Working
1667 | THIRUVALLUR | Electric Calorimeter | 00009/CALO/4 | C |  | 00009/CALO/4 |  | 2011-03-18 |  | Jupiter Manufacturing Works | Blood Bank | RCH | RCH-2/TNMSC/ENGG/4538/2010-5/6/10/2010 |  | 2012-03-17 | 5300 | NO AMC |  |  | 29-12-2011 | Working
1668 | THIRUVALLUR | Foetal Doppler | 00009/FDOP/2 | C | INDODOP | 1181530409 |  | 2009-04-17 | HMS | Amman Surgicals~ Trichy. | AN OP | OTHERS |  |  | 2010-04-16 | 6900 | NO AMC |  |  | 17-12-2010 | Working
1669 | THIRUVALLUR | Colposcope | 00009/CALS/2 | B2 | ARI -11-1D | 00009/CALS/2 |  | 2012-09-06 | M/S Ari/Technology(Group)Co.Ltd~China. | M/S South India Surgicals Co Ltd. |  | TNHSP | TNHSP/TNMSC/ENGG/AG30/2011Dt-21/04/2012 |  | 2013-09-05 | 130000 | NO AMC |  |  | 2012-10-09 | Working
1670 | THIRUVALLUR | Anesthesia apparatus with circle absorber | 00009/AACB/1 | B2 |  |  |  | 2011-09-28 |  | Transfer in from GH/Podhatur pet |  | TNHSP |  |  | 2009-11-06 | 82000 | NO AMC |  |  | 2012-08-10 | Working
1671 | THIRUVALLUR | B.P.apparatus stand model | 00009/BPAS/8 | C |  | 00009/BPAS/8 |  | 2011-04-11 | M/S JAYAM ENTERPRISES | M/S JAYAM ENTERPRISES | OPD | RCH | RCH-II/TNMSC/ENGG/4538/2011DT;10/02/2011 |  | 2012-04-10 | 1500 | NO AMC |  |  | 22-10-2012 | Working
1672 | THIRUVALLUR | Cell Counter Electronic (AUTOMATIC) | 00009/CLCN/1 | B | KX - 21 | B3229 |  | 2008-08-29 | M/S Sysmex Corporation~Japan. | M/S Transasia | Gen Lab | DMS | 47975/Sandamp;P/1/208 Dt. 13/08/08 | 2011-08-28 | 2014-08-27 | 334952 | NO AMC |  |  | 31-12-2012 | Working
1673 | THIRUVALLUR | Shadowless lamp ceiling type major | 00009/CLMA/2 | B |  |  |  | 2012-12-05 |  | M/S MADRAS SURGICALS andamp;CHEMICALS | M O T | OTHERS | 4452/TVLR/THIRUVALLUR/2012DT;08/10/2012 |  | 2013-12-04 | 20500 | NO AMC |  |  | 2013-06-02 | Working
1674 | THIRUVALLUR | Multi Para Monitor | 00009/MPM/1 | B2 | MMED 6000DP -S6 | 12494500026 |  | 2013-02-07 | Beijing Choice | Trans health care | M O T | OTHERS | 1135/2013dt;05/02/2013 | 2013-02-07 | 2016-02-06 | 65000 | NO AMC |  |  | 2013-07-02 | Working
1675 | THIRUVALLUR | Multi Para Monitor | 00009/MPM/2 | B2 | MMED 6000DP-S6 | 124945900027 |  | 2013-02-07 | Beijing Choice | Trans health care | E OT | OTHERS | 1135/2013dt;05/02/2013 | 2013-02-07 | 2016-02-06 | 65000 | NO AMC |  |  | 2013-07-02 | Working
1676 | TIRUTHANI | Focus lamp Ordinary | 00010/FOLP/8 | C |  |  |  | 2015-02-17 | GESCO | GENERAL SURGICAL COMPANY (INDIA) PVT. LTD~ CHENNAI | MATERNITY WARD LABOUR ROOM | TNMSC | 114/TNMSC/ENGG/2013-3 08/12/2014 | 2015-02-17 | 2018-02-16 | 11875 | NO AMC |  |  | 17-2-2015 | Working
1677 | TIRUTHANI | Infusion Pump/Infusion Syringe Pump/Insulin Syringe Pump | 00010/INPM/6 | C | AKAS INFU 510 | IX12141205 |  | 2015-02-05 | AKAS MEDICAL EQUIPMENT | AKAS MEDICAL | NBSU GH TIRUTTANI TIRUVALLUR DISTRICT | TNMSC | 114/TNMSC/ENGG/2013-4 DATED 08/12/2014 | 2015-02-05 | 2018-02-04 | 19750 | NO AMC |  |  | 2015-05-02 | Working
1678 | TIRUTHANI | Syringe Pump | 00010/SYRP/1 | B | AKAS SYRU 410 | RX12140762 |  |  |  | AKAS MEDICAL | NBSU~ GH~ TIRUTTANI | TNMSC | 114/TNMSC/ENGG/2013-4 DATED 08/12/2014 | 2015-02-05 | 2018-02-04 | 20850 | NO AMC |  |  | 2015-05-02 | Working
1679 | TIRUTHANI | Hematology analyser | 00010/HEMA/1 | B1 | POCH - 100 i | F2774 |  | 2013-10-30 | SYSMEX CORPORATION | DISTRICT HEAD QUARTERS HOSPITAL~ TIRUVALLUR | GENERAL LABORATORY | OTHERS |  | 2013-10-30 | 2015-12-31 | 300000 | NO AMC |  |  | 2014-01-10 | Working
1680 | TIRUTHANI | Foetal Doppler | 00010/FDOP/4 | C | A100H | H11054783 |  | 2014-09-24 | AEON TECHNOLOGY | MEDI WAVES INC. B-68~ G.T. KARNAL ROAD~ INDUSTRIAL AREA~ DELHI - 110033 | STORES | TNMSC | 17240/TNMSC/ENGG/2014-15 DATED 16.05.2014 | 2014-09-24 | 2017-09-23 | 4650 | NO AMC |  |  | 25-9-2014 | Working
1681 | TIRUTHANI | Multi Para Monitor | 00010/MPM/3 | B2 | G3 D | G3 DL60038 |  | 2014-06-30 | GENERAL MEDITECH INC~ CHINA | TRANSHEALTH CARE INDIA PRIVATE LTD. ~ CHENNAI | STORES | TNMSC | 17240 / TNMSC / ENGG / 2014 -3 DATED 16.05.2014 | 2014-06-30 | 2017-06-29 | 60000 | NO AMC |  |  | 30-9-2014 | Working
1682 | TIRUTHANI | Hematology analyser | 00010/HEMA/2 | B1 | XP 100 ADVANCE VERSION OF KX21 | A3412 |  | 2014-03-24 | SYSMEX | TRANSASIA ~ CHENNAI | GENERAL LABORATORY | DMS | 78217 / Sandamp; P / 1 / 2013 ~ 10/03/2014 DMS~ CHENNAI | 2014-03-24 | 2017-03-23 | 404585 | NO AMC |  |  | 2014-09-10 | Working
1683 | TIRUTHANI | Electric Calorimeter | 00010/CALO/2 | C | PRIETEST EASY LAB | PEL0981213RBK |  | 2014-03-19 | ROBONIK (I) PVT LTD. | ROBONIK (I) PVT LTD | GENERAL LABORATORY | TNHSP | TNHSP/TNMSC/AG87b/2013-2 | 2014-03-19 | 2015-03-18 | 20302 | NO AMC |  |  | 13-11-2014 | Working
1684 | TIRUTHANI | Traction set | 00010/TRAC/1 | C | Electrotrac | ABK-129 |  | 2001-04-16 |  | Associated surgicals | Physiotherapy | DMS |  | 2001-04-16 | 2002-04-15 | 15000 | NO AMC |  |  | 17-12-2010 | Working
1685 | TIRUTHANI | ECG machine computerized | 00010/ECGC/1 | B | HEART VIEW MAX SE -3 | 11130-M116033130006 |  | 2012-03-27 | BROWN DOVE HEALTH CARE | ABABIL HEALTH CARE | MALE WARD | OTHERS |  | 2012-03-27 | 2013-03-26 | 40000 | NO AMC |  |  | 13-9-2012 | Working
1686 | TIRUTHANI | Haemoglobinometer | 00010/HBMT/1 | C | BD1-E-55 | 20110589 |  | 2011-09-01 | LABO TECH | SOLOKRAFTS INDUSTRIES | LABOUR WARD | TNMSC | RCH-II/TNMSC/ENGG/4538/2010-6~ 6.10.10 | 2011-09-01 | 2012-08-31 | 4300 | NO AMC |  |  | 14-9-2012 | Working
1687 | TIRUTHANI | Weighing machine adult | 00010/WTMA/2 | C | PRESTIGE | 00010/WTMA/2 |  | 2012-02-04 | HARDIK MEDI TECH | ALAN MEDICAL | RNTCP | TNHSP | TNHSP/TNMSC/ENGG/AG24/2011~9.12.2011 | 2012-02-04 | 2013-02-03 | 598 | NO AMC |  |  | 13-9-2012 | Working
1688 | TIRUTHANI | Operating Microscope - General | 00010/OPMS/1 | B2 | ASM-930 TG | 1103326 |  | 2012-04-05 | OPTICS- TAKAGI~ JAPAN | ASCON MEDICAL INSTRUMENTS (PVT.LTD) | OPERATION THEATRE | TNMSC | 13413/TNMSC/ENGG/2011-12 ~27.2.12 | 2012-04-05 | 2015-04-04 | 310000 | NO AMC |  |  | 13-9-2012 | Working
1689 | TIRUTHANI | Ultra Sonogram -MOBILE | 00010/IUSM/3 | B | LOGIQ -C2 | 202293WX7 |  | 2012-02-13 | WIPRO GE | WIPRO GE HEALTH CARE | SCAN ROOM | TNMSC | RCH-II/TNMSC/ENGG/E44/2010 ~ 5.7.2011 | 2012-02-13 | 2013-02-12 | 323800 | NO AMC |  |  | 13-9-2012 | Not Working
1690 | TIRUTHANI | Electri centrifuger | 00010/CENT/6 | C | BDI 150 | 2011499 |  | 2012-05-22 | SOLOKRAFTS INDUSTRIES | SOLOKRAFTS INDUSTRIES | STORES | TNHSP | TNHSP/TNMSC/AG29E/2011~04/10/2011 | 2012-05-22 | 2015-05-21 | 5090 | NO AMC |  |  | 13-9-2012 | Working
1691 | TIRUTHANI | Ringlens System | 00010/RLS/1 | C |  | 00010/RLS/1 |  | 2012-05-22 | SOLOKRAFTS INDUSTRIES | SOLOKRAFTS INDUSTRIES | STORES | TNHSP | TNHSP/TNMSC/ICB/AG31/2011~19.10.2011 | 2012-05-22 | 2013-05-21 | 6987 | NO AMC |  |  | 13-9-2012 | Working
1692 | TIRUTHANI | Deep Freezer | 00010/DFRZR/1 | B2 | JA DF 20 | 1110692 |  | 2012-03-30 | JOVE AUTOMATIONS | PAWAR ELECTRO SYSTEMS (P) LTD | LABORATORY | TNMSC | RCH-II/TNMSC/ENGG/7146/2010~10.2.2011 | 2012-03-30 | 2013-03-29 | 51750 | NO AMC |  |  | 13-9-2012 | Working
1693 | TIRUTHANI | B.P.apparatus table model | 00010/BPAT/6 | C | HEM 7111 | 2011100761VG |  | 2012-02-13 | OMRON | ANAND MEDICAL AGENCIES | BLOOD BANK | OTHERS |  | 2012-02-13 | 2013-02-12 | 2095 | NO AMC |  |  | 13-9-2012 | Not Working
1694 | TIRUTHANI | B.P.apparatus table model | 00010/BPAT/7 | C | HEM7111 | 20111100762VG |  | 2012-02-13 | OMRON | ANAND MEDICAL AGENCIES | OPTHAL | OTHERS |  | 2012-02-13 | 2013-02-12 | 2095 | NO AMC |  |  | 26-9-2012 | Working
1695 | TIRUTHANI | B.P.apparatus table model | 00010/BPAT/8 | C | HEM711 | 20111100763VG |  | 2012-02-13 | OMRON | ANAND MEDICAL AGENCIES | STORES | OTHERS |  | 2012-02-13 | 2013-02-12 | 2095 | NO AMC |  |  | 26-9-2012 | Working
1696 | TIRUTHANI | B.P.apparatus table model | 00010/BPAT/9 | C | HEM 7111 | 20111100767VG |  | 2012-02-13 | OMRON | ANAND MEDICAL AGENCIES | STORES | OTHERS |  | 2012-02-13 | 2013-02-12 | 2095 | NO AMC |  |  | 26-9-2012 | Working
1697 | TIRUTHANI | B.P.apparatus table model | 00010/BPAT/10 | C | HEM7111 | 2011110768VG |  | 2012-02-13 | OMRON | ANAND MEDICAL AGENCIES | STORES | OTHERS |  | 2012-02-13 | 2013-02-12 | 2095 | NO AMC |  |  | 26-9-2012 | Working
1698 | TIRUTHANI | Infusion Pump/Infusion Syringe Pump/Insulin Syringe Pump | 00010/INPM/5 | C | ST6000 | 37820D/28 2010 |  | 2012-08-18 | SAMTRONIC | TRANS HEALTH CARE INDIA PVT LTD | LABOUR WARD | TNMSC | TNHSP/TNMSC/AG15/2011 01.7.2011 |  | 2012-08-17 | 25200 | NO AMC |  |  | 26-9-2012 | Working
1699 | TIRUTHANI | B.P.apparatus stand model | 00010/BPAS/6 | C | 300 | 74244 |  | 2011-04-04 | NAMATT | JAYAM ENTERPRISES | LABOUE WARD | TNMSC | RCH-11/TNMSC/ENGG/4538/2011 10-2-2011 | 2011-04-04 | 2012-04-03 | 1500 | NO AMC |  |  | 26-9-2012 | Working
1700 | TIRUTHANI | B.P.apparatus stand model | 00010/BPAS/7 | C | 300 | 74258 |  | 2011-04-04 | NAMATT | JAYAM ENTERPRISES | OT | TNMSC | RCH-11/TNMSC/ENGG/4538/2011 10/2/2011 | 2011-04-04 | 2012-04-03 | 1500 | NO AMC |  |  | 26-9-2012 | Working
1701 | TIRUTHANI | B.P.apparatus stand model | 00010/BPAS/8 | C | 300 | 74261 |  | 2011-04-04 | NAMATT | JAYAM ENTERPRISES | STORE | TNMSC | RCH-11/TNMSC/ENGG/4538/2011 10/2/2011 | 2011-04-04 | 2012-04-03 | 1500 | NO AMC |  |  | 26-9-2012 | Working
1702 | TIRUTHANI | B.P.apparatus stand model | 00010/BPAS/9 | C | 300 | 74321 |  | 2011-04-04 | NAMATT | JAYAM ENTERPRISES | STORES | TNMSC | RCH-11/TNMSC/ENGG/4538/2011 10/2/2011 | 2011-04-04 | 2012-04-03 | 1500 | NO AMC |  |  | 26-9-2012 | Working
1703 | TIRUTHANI | Nebuliser Adult | 00010/NEBA/1 | C | BLISS(GEN 242) | 10437128 |  | 2011-03-29 | MEDICARE PRODUCTS LTD | JUPITER MANFACTURING WORKING | MALE WARD | TNMSC | 133/JA/2011 18.3.2011 | 2011-03-29 | 2012-03-28 | 1225 | NO AMC |  |  | 26-9-2012 | Working
1704 | TIRUTHANI | Nebuliser Adult | 00010/NEBA/2 | C | BLISS (GEN242) | 1047127 |  | 2011-03-29 | MEDICARE PROSUCTS LTD | JUPITER MANFACTURING WORKS | MALE WARD | TNMSC | 1301JA/2011 18.3.2011 | 2011-03-29 | 2012-03-28 | 1225 | NO AMC |  |  | 26-9-2012 | Working
1705 | TIRUTHANI | Nebuliser Adult | 00010/NEBA/3 | C | BLISS(GEN242) | 10437946 |  | 2011-03-29 | MEDICARE PRODUCTS | JUPITER MANUFACTURING WORKS | MALE WARD | TNMSC | 1301JA/2011 18.3.2011 | 2011-03-29 | 2012-03-28 | 1225 | NO AMC |  |  | 26-9-2012 | Working
1706 | TIRUTHANI | Nebuliser Adult | 00010/NEBA/4 | C | BLISS (GEN 242) | 10437685 |  | 2011-03-29 | MEDICARE PRODUCTS | JUPTIER MANUFACTURING WORK | MALE WARD | TNMSC | 1301JA/2011 18.3.2011 | 2011-03-29 | 2012-03-28 | 1225 | NO AMC |  |  | 26-9-2012 | Working
1707 | TIRUTHANI | Nebuliser Adult | 00010/NEBA/5 | C | BLISS (GEN 242) | 10437826 |  | 2011-03-29 | MEDICARE PRODUCTS | JUPTIER MANUFACTURING WORKS | MALE WARD | TNMSC | 1301JA/2011 18.3.2011 | 2011-03-29 | 2012-03-28 | 1225 | NO AMC |  |  | 26-9-2012 | Working
1708 | UTHUKOTTAI | Suction Apparatus - Electrical | 00011/SAEL/2 | C |  |  |  | 2009-02-17 | vishal | Vishal Hospital Steel Furniture Manufacturer | casuality | TNHSP | TNHSP/TNMSC/P3E8/08 dt 10/09/08 | 2010-04-18 | 2010-02-16 | 3900 | NO AMC |  |  | 29-6-2011 | Working
1709 | UTHUKOTTAI | Suction Apparatus - Electrical | 00011/SAEL/3 | C |  |  |  | 2009-02-17 | vishal | Vishal Hospital Steel Furniture Manufacturer | maleward | TNHSP | TNHSP/TNMSC/P3E8/08 dt 10/09/08 | 2010-04-18 | 2010-02-16 | 3900 | NO AMC |  |  | 29-6-2011 | Working
1710 | UTHUKOTTAI | Suction Apparatus - Electrical | 00011/SAEL/4 | C |  |  |  | 2009-02-17 | vishal | Vishal Hospital Steel Furniture Manufacturer | female ward | TNHSP | TNHSP/TNMSC/P3E8/08 dt 10/09/08 | 2010-04-18 | 2010-02-16 | 3900 | NO AMC |  |  | 29-6-2011 | Working
1711 | UTHUKOTTAI | X-ray Machine 100 mA | 00011/XRY100/1 | B2 | ALLENGERS-100RS/FC/HORIZON |  |  | 2010-07-10 | ALLENGERS | Allengers Medi Systems | X - Ray Room | TNHSP | TNHSP/TNMSC/ICB/P3E1/09 dt 10/02/09 | 2010-07-20 | 2011-07-09 | 270710 | NO AMC |  |  | 29-6-2011 | Working
1712 | UTHUKOTTAI | Binocular Mircroscope | 00011/BIMS/1 | B2 | BDI-13A |  |  | 2014-01-10 | M/S BDI Instrumentation(India) | Sokrafts Industries | Store | TNHSP | TNHSP/ Tnmsc/AG87c/2013 ~22/10/2013 |  | 2015-07-30 | 18600 | NO AMC |  |  | 2014-03-02 | Working
1713 | UTHUKOTTAI | Hematology analyser | 00011/HEMA/1 | B1 | xp100 | 43229 |  | 2014-03-08 | Transasia | Transasia bio-medicals Ltd | LAB GENERAL | DMS | 78217/S andP/1/2013-7 Dt. 14.02.2014 | 2014-03-08 | 2017-03-07 | 385319 | NO AMC |  |  | 25-3-2014 | Working
1714 | UTHUKOTTAI | B.P.apparatus stand model | 00011/BPAS/2 | C | Stand |  |  | 2008-12-22 | jupiter | Jupiter Manufacturing Works | OP | TNHSP | TNHSP/TNMSC/P3E16 dt 29/08/08 | 2008-12-22 | 2009-12-21 | 1090 | NO AMC |  |  | 17-12-2010 | Working
1715 | UTHUKOTTAI | B.P.apparatus stand model | 00011/BPAS/3 | C | Stand |  |  | 2008-12-22 | jupiter | Jupiter Manufacturing Works | Dental Hy. | TNHSP | TNHSP/TNMSC/P3E16 dt 29/08/08 | 2009-08-23 | 2009-12-21 | 1090 | NO AMC |  |  | 17-12-2010 | Working
1716 | UTHUKOTTAI | B.P.apparatus stand model | 00011/BPAS/4 | C | Stand |  |  | 2008-12-22 | jupiter | Jupiter Manufacturing Works | OP | TNHSP | TNHSP/TNMSC/P3E16 dt 29/08/08 | 2009-08-17 | 2009-12-21 | 1090 | NO AMC |  |  | 17-12-2010 | Working
1717 | UTHUKOTTAI | Sterilizer Medium (Instrument) | 00011/STMD/1 | C | Big 16 x 9 |  |  | 2008-10-14 | JUPITOR | Jupiter Manufacturing Works | OP | TNHSP | TNHSP/TNMSC/ENGG/P3E17/08 dt 11/08/08 | 2008-10-14 | 2009-10-13 | 1456 | NO AMC |  |  | 17-12-2010 | Condemned | -1
1718 | UTHUKOTTAI | Sterilizer Medium (Instrument) | 00011/STMD/2 | C | Big 16 x 9 |  |  | 2008-06-03 | SURIYASURGICALS | Suriya Surgicals Industries | Lab | TNHSP | TNHSP/TNMSC/P2E20/07 dt 30/10/07 | 2008-06-03 | 2009-06-02 | 1630 | NO AMC |  |  | 17-12-2010 | Condemned | -1
1719 | UTHUKOTTAI | Needle destroyer / Syringe Destroyer | 00011/NEED/1 | C | REPROSPAARK | 7696 |  | 2008-08-17 | GLO LIFE CARE | Glo Life Care Equipments | Lab | TNHSP | TNHSP/TNMSC/ENGG/BMWM1/08 dt 08/02/08 | 2008-07-24 | 2009-08-16 | 755 | NO AMC |  |  | 17-12-2010 | Condemned | -1
1720 | UTHUKOTTAI | Needle destroyer / Syringe Destroyer | 00011/NEED/2 | C | REPROSPAARK | 7697 |  | 2008-08-17 | GLOLIFE CARE | Glo Life Care Equipments | Dental OP | TNHSP | TNHSP/TNMSC/ENGG/BMWM1/08 dt 08/02/08 | 2010-07-02 | 2009-08-16 | 755 | NO AMC |  |  | 17-12-2010 | Condemned | -1
1721 | UTHUKOTTAI | Needle destroyer / Syringe Destroyer | 00011/NEED/3 | C | REPROSPAARK | 7698 |  | 2008-08-17 | GLOLIFE CARE | Glo Life Care Equipments | OP | TNHSP | TNHSP/TNMSC/ENGG/BMWM1/08 dt 08/02/08 | 2010-11-01 | 2009-08-16 | 755 | NO AMC |  |  | 17-12-2010 | Not Working
1722 | UTHUKOTTAI | Needle destroyer / Syringe Destroyer | 00011/NEED/4 | C | REPROSPAARK | 7699 |  | 2008-08-17 | GLOLIFE CARE | Glo Life Care Equipments | OP | TNHSP | TNHSP/TNMSC/ENGG/BMWM1/08 dt 08/02/08 | 2011-03-01 | 2009-08-16 | 755 | NO AMC |  |  | 17-12-2010 | Not Working
1723 | UTHUKOTTAI | Needle destroyer / Syringe Destroyer | 00011/NEED/5 | C | REPROSPAARK | 7700 |  | 2008-08-17 | GLOLIFE CARE | Glo Life Care Equipments | ICTC | TNHSP | TNHSP/TNMSC/ENGG/BMWM1/08 dt 08/02/08 | 2011-04-02 | 2009-08-16 | 755 | NO AMC |  |  | 17-12-2010 | Working
1724 | UTHUKOTTAI | Needle destroyer / Syringe Destroyer | 00011/NEED/6 | C | REPROSPAARK | 7701 |  | 2008-08-17 | GLOLIFE CARE | Glo Life Care Equipments | Store | TNHSP | TNHSP/TNMSC/ENGG/BMWM1/08 dt 08/02/2008 | 2008-08-17 | 2009-08-16 | 755 | NO AMC |  |  | 17-12-2010 | Working
1725 | UTHUKOTTAI | Weighing machine adult | 00011/WTMA/5 | C | PRESTIGE |  |  | 2012-02-07 | HARDIK MEDITECH | ALAN MEDICALS | MAIN STORE | TNHSP | TNHSP/TNMSC/ENGG/AG24/2011 | 2012-02-07 | 2013-02-06 | 598 | NO AMC |  |  | 14-9-2012 | Working
1726 | UTHUKOTTAI | B.P.apparatus table model | 00011/BPAT/5 | C | IS3390 | 12016214 |  | 2012-08-04 | MCP | M/S MADHUSUDHANAN | STORES | TNHSP | TNHSP/TNMSC/ENGG/AG26/2011 | 2012-08-04 | 2013-08-03 | 1192 | NO AMC |  |  | 14-9-2012 | Working
1727 | UTHUKOTTAI | Ringlens System | 00011/RLS/1 | C | WITH ILLUMINATION |  |  | 2012-05-08 | SOLOCRAFTS | SOLOCRAFTS | STORS | TNHSP | TNHSP/TNMSC/ICB/AG31/2011DT. 09.04.12 | 2012-05-08 | 2013-05-07 | 6988 | NO AMC |  |  | 27-9-2012 | Working
1728 | UTHUKOTTAI | Electri centrifuger | 00011/CENT/1 | C | BDI 152 |  |  | 2012-05-03 | BD INSTRUMENTATION | SOLOKRAFTS INDUSTRIES | STORS | TNHSP | TNHSP/TNMSC/AG29E/2011 DT04.10.2011 | 2012-05-03 | 2013-05-02 | 5090 | NO AMC |  |  | 27-9-2012 | Working
1729 | UTHUKOTTAI | Weighing Machine-Suspension | 00011/WEIM/1 | C | SAMSO SUSPENSION |  |  | 2008-08-10 | JUPITOR | JUPITOR | BMW ROOM | TNHSP | TNHSP/TNMSC/ENGG/BMWM8/2008 DT 28.04.08 | 2008-08-10 | 2008-08-09 | 563 | NO AMC |  |  | 27-9-2012 | Working
1730 | AVADI | Semi auto analyser | 00001/SEAA/1 | B2 | Prietest Touch | AT0680209RBK |  | 2009-10-04 | Robonic India Pvt. Ltd | Robonic India Pvt. Ltd | Lab | TNHSP | TNHSP/TNMSC/ICB/P3C2/2009 |  | 2010-10-03 | 59500 | NO AMC |  |  | 17-12-2010 | Working
1731 | AVADI | Suction Apparatus - Electrical | 00001/SAEL/17 | C |  |  |  | 2009-02-16 | Vishal Hospital | Vishal Hospital | OT | TNHSP |  | 2009-02-16 | 2010-02-15 | 3900 | NO AMC |  |  | 2012-11-09 | Working
1732 | AVADI | Operation table Hydraulic Minor | 00001/TAMI/1 | B2 |  |  |  | 2008-12-01 | Jupiter Manfacturing | Jupiter Manufacturing | OT | TNHSP | TNHSP/TNMSC/P3E3/2008 | 2008-12-06 | 2009-12-05 | 13311 | NO AMC |  |  | 2012-11-09 | Working
1733 | AVADI | Magnavision Lamp | 00001/MAGL/1 | C |  |  |  | 2009-09-01 | Modern surgicalschemicals | Modren surgical chemicals |  | TNHSP | TNHSP/TNMSC/P3E3/2009 |  | 2010-08-31 | 4450 | NO AMC |  |  | 2012-11-09 | Working
1734 | AVADI | Binocular Mircroscope | 00001/BIMS/3 | B2 |  |  |  | 2009-07-02 | solokrafts industries | solokrafts industries |  | TNHSP |  |  | 2010-07-01 | 18786 | NO AMC |  |  | 2012-11-09 | Working
| Ponneri | Cell Counter Electronic (AUTOMATIC) | [12 empty] | 2017-12-31 | 385319 |  |  |  |  | Working
| Gummidipoondi | Mannual Colposcope | [12 empty] | 2014-12-31 | 130000 |  |  |  |  | Working
| PAZHAVARKADU | Colposcope | [18 empty] | Transferred | 0
| TIRUTHANI | Colposcope | [12 empty] | 2014-12-31 | 130000 |  |  |  |  | Working
| GUMMIDIPOONDI | Multi Para Monitor | 00002/MPM/1 | B2 | G3D | G3DL60148 |  | 2014-06-26 | GENERAL MEDITECH | TRANS HEALTHCARE | WARD | TNMSC | 17240/TNMSC/ENGG/2014-3DT18.5.214 | 2014-07-11 | 2017-07-10 | 60000 |  |  |  | 28-2-2015 | Working
| GUMMIDIPOONDI | Binocular Mircroscope | 00002/BIMS/2 | B2 | BDI-13A | 22704 |  | 2014-01-13 | M/S.B.D.I | SOLOKRAFTS | LAB | TNHSP | TNHSP/TNMSC/AG87C/2013 22.10.13 | 2014-01-13 | 2015-01-12 | 18600 |  |  |  | 28-2-2015 | Working
| GUMMIDIPOONDI | Fully Automated Clinical Chemistry Analyser/Biochemistry Analyser | 00002/FAA/1 | B1 | xp100advance versionOfKX21 | A3227 |  | 2014-03-10 | TRANSASIA | TRANSASIA | LAB | TNMSC | 78217/Sandamp;P/1/2013-7 | 2014-03-10 | 2017-03-09 | 385319 |  |  |  | 28-2-2015 | Working
| GUMMIDIPOONDI | Electric Calorimeter | 00002/CALO/1 | C | Prietest easylab | PEL0951213RBK |  | 2014-03-17 | prietest easylab | ROBOnik | lab | TNMSC | TNHSP/TNMSC/AG87b | 2014-03-17 | 2015-03-16 | 20302 |  |  |  | 27-2-2015 | Working
| GUMMIDIPOONDI | Semi auto analyser | 00002/SEAA/2 | B2 | prietestTouch | AT0780314RBK |  | 2014-03-17 | prietesttouch | robonik | lab | TNMSC | 10072/TNMSC/ENGG/2013DT5/3/214 | 2014-03-17 | 2017-03-16 | 48426 |  |  |  | 27-2-2015 | Working
| GUMMIDIPOONDI | Semi auto analyser | 00002/SEAA/1 | B2 | Prietesttouch | AT1351013RBK |  | 2014-02-27 | prietesttouch | ROBONIK(INDIA)PVT | Lab | TNMSC | TNHSP/TNMSC/AG87h/2013 | 2014-03-17 | 2017-03-16 | 49356 |  |  |  | 27-2-2015 | Working
| GUMMIDIPOONDI | Needle destroyer / Syringe Destroyer | 00002/NEED/1 | C | NILsharps |  |  | 2014-10-11 | ARVSEquip | solokrafts | ijn lab room | TNMSC | 20533/ICWM/TNMSC/ENGG/ | 2014-10-11 | 2015-10-10 | 9756 |  |  |  | 27-2-2015 | Working
| GUMMIDIPOONDI | Battery operable elcetric | 00002/BOE/1 | B2 | 12V65AH |  |  | 2014-11-15 | SMFBATT | FRONTLINE |  | TNHSP |  | 2014-11-15 | 2015-11-14 | 5000 |  |  |  | 27-2-2015 | Working
| GUMMIDIPOONDI | Water Bath/Ultrasonic Water Bath | 00002/WBAT/1 | C | SMI-143 | 1 |  | 2014-05-19 | scientificandamp;lab | S.M.Scientific |  | TNMSC | TNHSP/TNMSC/AG87h/2014dt29.04.14 | 2014-05-19 | 2016-05-18 | 8427 |  |  |  | 27-2-2015 | Working
| MADHAVARAM | Rotary Microtome | 00003/RMT/1 | C | BDI 149 | 2014080831 |  | 2014-08-09 | SOLOKRSFTS INDUSTRIES | SOLOKRAFTS INDUSTRIES | LAB | TNHSP | TNHSP/TNMSC/AG87f(R)/2014-2 | 2014-08-21 | 2015-08-21 | 32200 |  |  |  | 2015-02-03 | Working
| MADHAVARAM | Semi auto analyser | 00003/SEAA/2 | B2 | Prietest touch | AT1361013RBK |  | 2014-02-27 | ROBONIK(INDIA) PVT.LTD | ROBONIK (INDIA) PVT.LTD | LAB | TNHSP | TNHSP/TNMSC/AG87h/2013 Dt.31.12.2013 | 2014-03-13 | 2017-03-13 | 49356 |  |  |  | 2015-02-03 | Working
| MADHAVARAM | Foetal Doppler | 00003/FDOP/3 | C | A100H |  |  | 2014-08-07 | MRDI WAVES INC | MEDI WAVES INC. | LABOUR WARD | TNMSC | 17240/TNMSC/ENGG/2014-15 DT.16.052014 | 2014-09-26 | 2017-09-26 | 4650 |  |  |  | 2015-02-03 | Working
| MADHAVARAM | Binocular Mircroscope | 00003/BIMS/2 | B2 | BDI-13A |  |  | 2014-01-02 | SOLOKRAFTS INDUSTRIES | SOLOKRAFTS INDUSTRIES | LAB | TNHSP | TNHSP/TNMSC/AG87c/2013. Dt-23.04.2013 | 2014-01-08 | 2014-01-08 | 18600 |  |  |  | 28-2-2015 | Working
| Gummidipoondi | Cryo theraphy Unit |  |  | cryo 0040 ON |  |  |  |  | Solokraft Industries |  | TNHSP | TNHSP/TNMSC/AG30A/2011~ 14/10/2011 |  | 2013-12-31 | 24000 |  |  |  |  | Working
| MADHAVARAM | Cryo theraphy Unit |  |  | cryo 0040 ON |  |  |  |  | Solokraft Industries |  | TNHSP | TNHSP/TNMSC/AG30A/2011~ 14/10/2011 |  | 2013-12-31 | 24000 |  |  |  |  | Not Working
| PALLIPATTU | Cryo theraphy Unit |  |  | cryo 0040 ON |  |  |  |  | Solokraft Industries |  | TNHSP | TNHSP/TNMSC/AG30A/2011~ 14/10/2011 |  | 2013-12-31 | 24000 |  |  |  |  | Working
| PAZHAVARKADU | Cryo theraphy Unit |  |  | cryo 0040 ON |  |  |  |  | Solokraft Industries |  | TNHSP | TNHSP/TNMSC/AG30A/2011~ 14/10/2011 |  | 2013-12-31 | 24000 |  |  |  |  | Working
| THIRUVALLUR | Cryo theraphy Unit |  |  | cryo 0040 ON |  |  |  |  | Solokraft Industries |  | TNHSP | TNHSP/TNMSC/AG30A/2011~ 14/10/2011 |  | 2013-12-31 | 24000 |  |  |  |  | Not Working
| TIRUTHANI | Cryo theraphy Unit |  |  | cryo 0040 ON |  |  |  |  | Solokraft Industries |  | TNHSP | TNHSP/TNMSC/AG30A/2011~ 14/10/2011 |  | 2013-12-31 | 24000 |  |  |  |  | Working
| UTHUKOTTAI | Cryo theraphy Unit |  |  | cryo 0040 ON |  |  |  |  | Solokraft Industries |  | TNHSP | TNHSP/TNMSC/AG30A/2011~ 14/10/2011 |  | 2013-12-31 | 24000 |  |  |  |  | Working
| POONAMALLEE | Cryo theraphy Unit |  |  | cryo 0040 ON |  |  |  |  | Solokraft Industries |  | TNHSP | TNHSP/TNMSC/AG30A/2011~ 14/10/2011 |  | 2013-12-31 | 24000 |  |  |  |  | Working
| Ponneri | Cryo theraphy Unit |  |  | cryo 0040 ON |  |  |  |  | Solokraft Industries |  | TNHSP | TNHSP/TNMSC/AG30A/2011~ 14/10/2011 |  | 2013-12-31 | 24000 |  |  |  |  | Working
| PODADDURPET | Cryo theraphy Unit |  |  | cryo 0040 ON |  |  |  |  | Solokraft Industries |  | TNHSP | TNHSP/TNMSC/AG30A/2011~ 14/10/2011 |  | 2013-12-31 | 24000 |  |  |  |  | Working
| THIRUVALLUR | CT Scan | [13 empty] | 8000000 |  |  |  |  | Working
[16 empty] | 68959841 |  |  |  | 4827188.87
60959841