## tenkasi
DIRECTORATE OF MEDICAL AND RURAL HEALTH SERVICES
GOVERNMENT OF TAMIL NADU
REPORT : EQUIPMENT RECEIPT DETAILS REPORT-INSTITUTION WISE
PERIOD : 02/03/2000-02/03/2015
District : TIRUNELVELI
Institution : TENKASI
S.No. | Equipment Name | Equipment Category | Equipment Model No | Equipment Serial No | Date of Receipt | Supplier Name | Location of Equipment | Source of Supply | Purchase Order No | Date of Installation | Warranty Valid Upto | Cost of the item | working status
1 | Elisa Reader | B2 | LISA SCAN EM | 121026 | 2013-02-22 | SUBHA DIAGNOSTICS ~NAGERCOIL | GEN LAB | JDHS |  | 2013-02-23 | 2014-02-22 | 166667 | working
2 | Pulse Oximeter with NIB.P | B2 | INNOAVA 10CIR | CIPL1302BJ44 | 2013-03-06 | CONCEPT INTEGRATION I PVT LTD PUNE | ICCU | TNHSP | TNHSP/TNMSC/AG14/2012 DT 21/11/2012 | 2013-03-07 | 2014-03-06 | 56000 | working
3 | Elisa Washer | B2 | ERBA LISA WASH | 130560 | 2013-02-22 | MM/S SUBHA DIAGNOSTICS ~NAGERCOIL | GEN LAB | JDHS |  | 2013-02-23 | 2014-02-22 | 128571 | working
4 | Cardiac Monitor | C | TRUSCOPE MINI E | M009E004922 | 2013-02-04 | SCHILLER HEALTH CARE INDIA PVT LTD ~ PUDUCHERRI | ICCU | DMS | 2629/TNMSC/ENGG/2012-13 DT 21/12/2012 | 2013-03-13 | 2016-03-12 | 34000 | working
5 | Dental X ray machine | C | C 70 D | 12-09-2-058 TUBE SL NO 12801 TQ 1789 JANUARY 2012 | 2013-02-15 | M/S CONFIDENT DENTAL EQUIPMENTS LTD CHENNAI 33 | DENTAL OP | JDHS | DMS PO NO 67772/Sandamp;P/1/2012 DT13/12/2012 | 2013-02-28 | 2014-02-27 | 77429 | working
6 | Pulse Oximeter with NIB.P | B2 | INNOAVA 10 CIR | CIPL1302BJ45 | 2013-03-06 | CONCEPT INTEGRATION I PVT LTD PUNE | NICU | TNHSP | TNHSP/TNMSC/AG14/2012 DT 21/11/2012 | 2013-03-07 | 2014-03-06 | 56000 | working
7 | Interferential therapy unit | C | DIGIMED | 1167340313 | 2013-03-28 | INTRIQUE MEDICAL EQUIPMENTS~MADURAI 16 | PHYSIOTHERAPY | JDHS | DMandamp;RHS CHENNAI R.NO 67792/Sandamp;P/1/2012 DT 18/02/2013 | 2013-03-28 | 2014-03-27 | 30000 | working
8 | Short Wave Diathermy | B2 | INDOTHERM 500 | 1074170313 | 2013-03-28 | INTRIQUE MEDICAL EQUIPMENTS MADURAI16 | PHYSIOTHERAPY | JDHS | DM andamp; RHS CHENNAI R .NO 67792/Sandamp;;P/1/2012 DT 18/02/2013 | 2013-03-28 | 2014-03-27 | 48000 | working
9 | Tread Mill-Manual or Tread Mill-Computerised | B2 |  |  | 2013-03-28 | INTRIQUE MEDICAL EQUIPMENTS MADURAI 16 | PHYSIOTHERAPY | JDHS | DMandamp; RHS CHENNAI R.NO 67792/Sandamp; P/1/2012 DT 18/02/2013 | 2013 | 2014 | 37000 | working
10 | Hopkins Ii Telescope/Telescope(30degree/70 Degree/0 Degree/Others) | C | HOPKINS 0 DEGREE | 1205 VG | 2013-04-09 | VISHAL SURGICAL EQUIPMENT CO PVT LTD CHENNAI 2 | M OT | DMS | 9907/TNMSC/ENGG/2012 DT 01/04/2013 | 2013-04-09 | 2016-04-08 | 1388153 | working
11 | Endoscope with video processer | B1 | AXEON |  | 2013-04-19 | HEALTH WARE PVT LTD HYDERABAD 34 | M OT | DMS | 1549/TNMSC/ENGG/2012 DT 04/03/2013 | 2013-04-19 | 2016-04-18 | 0 | working
12 | C.T. Scan Single Slice | A | Auklet | A2545709 |  | Thosiba | Ct Room | TNMSC |  | 2013-07-25 | 2014-07-24 | 0 | working
13 | Binocular Mircroscope | B2 | BD1-13A | 22143 | 2014-01-27 | SOLOKRAFTS INDUSTRIES CHENNAI-118 | LABORATORY | TNHSP | TNHSP/TNMSC/AG87C/2013 DATE 22/10/2013 | 2014-01-27 | 2015-01-26 | 18600 | working
14 | Binocular Mircroscope | B2 | BD1-13A | 22109 | 2014-01-27 | SOLOKRAFTS INDUSTRIES CHENNAI-118 | LABORATORY | TNHSP | TNHSP/TNMSC/AG87C/2013 DATE 22/10/2013 | 2014-01-27 | 2015-01-26 | 18600 | working
15 | Binocular Mircroscope | B2 | BD1-13A | 22118 | 2014-01-27 | SOLOKRAFTS INDUSTRIES CHENNAI-118 | LABORATORY | TNHSP | TNHSP/TNMSC/AG87C/2013 DATE 22/10/2013 | 2014-01-27 | 2015-01-26 | 18600 | working
16 | Pulse Oximeter | B2 | RAD-8 | M71835 | 2014-04-04 | GRACE MFG andamp;TRADING CO(DELHI) NEW DELHI | LABOUR WARD-1 | TNMSC | RCH-11/TNMSC/ENGG/E67/2014 DATE-05/03/2014 | 2014-04-04 | 2019-03-03 | 68968 | working
17 | Pulse Oximeter | B2 | RAD-8 | M71691 | 2014-04-04 | GRACE MFG andamp;TRADING CO (DELHI ) NEWDELHI | AE WARD-1 | TNMSC | RCH-11/TNMSC/ENGG/E67/2014 DATE-05/03/2014 | 2014-04-04 | 2019-03-03 | 68968 | working
18 | Operation Lamp -Mobile | B2 | EL-101 |  | 2014-04-28 | JUPITOR MEDICAL EQUIPMENTS MANUFACTURER PVT LTD COIMBATORE | STORE | TNMSC | 10777-4/TNMSC/ENGG/2013-2 DATE 10/04/2014 | 2014-05-28 | 2015-05-28 | 5400 | working
19 | Pulse Oximeter | B2 | RAD-8 | M70875 | 2014-04-04 | GRACE MFG andamp;TRADING CO(DELHI) NEW DELHI | NICU WARD-1 | TNMSC | RCH-11/TNMSC/ENGG/E67/2014 DATE-05/03/2014 | 2014-04-04 | 2019-03-03 | 68968 | working
20 | Pulse Oximeter | B2 | RAD-8 | M71680 | 2014-04-04 | GRACE MFG andamp; TRADING CO (DELHI) NEWDELHI | AE O.T-1 | TNMSC | RCH-11/TNMSC/ENGG/E67/2014 DATE-05/03/2014 | 2014-04-04 | 2019-03-03 | 68968 | working
21 | PH meter | C | RPA-1GRTIOANPN | 1304 | 2014-04-11 | RLT INSTRUMENTATION PVT LTD CHENNAI-600024 | LAB-1 | TNMSC | TNHSP/TNMSC/AG87b/2013-1 | 2014-04-11 | 2015-04-11 | 57353 | working
22 | Pulse Oximeter | B2 | RAD-8 | M71958 | 2014-04-04 | GRACE MFG andamp;TRADING CO(DELHI) NEWDELHI | 500-WARD-1 | TNMSC | RCH-11/TNMSC/ENGG/E67/2014 DATE-05/03/2014 |  | 2019-03-03 | 68968 | working
23 | PH meter | C | RPA-1GRTIOANPN | 1305 | 2014-04-11 | RLT INSTRUMENTATION PVT LTD CHENNAI-600024 | STORE | TNMSC | TNHSP/TNMSC/AG87b/2013-1 | 2014-04-11 | 2015-04-11 | 57353 | working
24 | Pulse Oximeter | B2 | RAD-8 | M71915 | 2014-04-04 | GRACE MFG andamp;TRADING CO (DELHI)NEWDELHI | ICU WARD-1 | TNMSC | RCH-11/TNMSC/ENGG/E67/2014 DATE-05/03/2014 | 2014-04-04 | 2019-03-03 | 68968 | working
25 | Infant Warmer / Neonatal Warmer/Infant Open Care system | B2 | OCW100 | 2958 | 2008-11-19 | DATES OHMEDA |  | TNHSP | TNHSP/TNMSC/P3E9/2008 | 2008-11-19 | 2009 | 18000 | working
26 | Infant Warmer / Neonatal Warmer/Infant Open Care system | B2 | OCW100 | 2959 | 2008-11-19 | DATES OHEMDA |  | TNHSP | TNHSP/TNMSC/P3E9 | 2008-11-19 | 2009 | 18000 | working
27 | Auto analyser | B | Autora | RA0230214RBK | 2014-08-05 | ROBONIK ( INDIA )PVT LTD NAVIMUMBAI | STORE | TNHSP | TNHSP/TNMSC/AG87a/82013 date 28/02/2014 | 2014-08-05 | 2015-08-05 | 487197 | working
28 | Laryngoscope(Paediatric) | C | AS I make |  | 2014-06-30 | ASSOCIATED SURGICALS (INDIA) CHENNAI | STORE | TNMSC | 10177-4/TNMSC/ENGG/2013-1 DATE 10/04/2014 |  | 2017-06-30 | 2060 | working
29 | Laryngoscope(Paediatric) | C | ASI make |  | 2014-06-30 | ASSOCIATED SURGICALS (INDIA)CHENNAI | STORE | TNMSC | 1077-4/TNMSC/ENGG/2013-1 DATE 10/074/2014 |  | 2017-06-30 | 2060 | working
30 | Laryngoscope(Paediatric) | C | ASI make |  | 2014-06-30 | ASSOCIATED SURGICALS (INDIA) CHENNAI | STORE | TNMSC | 10177-4/TNMSC/ENGG/2013-1 DATE 10/04/2014 |  | 2017-06-30 | 2060 | working
31 | Laryngoscope(Paediatric) | C | ASI make |  | 2014-06-30 | ASSOCIATED SURGICALS 9INDIA) CHENNAI | STORE | TNMSC | 10177-4/TNMSC/ENGG/2013-1 DATE 10/04/2014 |  | 2017-06-30 | 2060 | working
32 | Pulse Oximeter | B | STELLER P |  |  | L&T | OT |  |  | 2007 | 2008 | 33750 | working
33 | Phototherapy Unit | C | 4000CFL |  | 2007-01-19 | MadrasSurgicals | NICU | tnhsp | TNHSP/TNMSC/ce8/06 dt 25.10.06 | 2007-01-19 | 2008 | 10020 | working
34 | Phototherapy Unit | C | 4000CFL |  | 2007-01-19 | MadrasSurgicals | NICU | tnhsp | TNHSP/TNMSC/ce8/06 dt 25.10.06 | 2007-01-19 | 2008 | 10020 | working
35 | Phototherapy Unit | C | 4000CFL |  | 2007-01-19 | MadrasSurgicals | NICU | tnhsp | TNHSP/TNMSC/ce8/06 dt 25.10.06 | 2007-01-19 | 2008 | 10020 | working
36 | Baby Incubators | C | Nice neotech |  |  | MadrasSurgicals | NICU |  |  | 2007-01-19 | 2008 | 47880 | working
37 | Baby Incubators | C |  |  |  | MadrasSurgicals | Ward |  |  |  |  | 0 | Repeted entry
38 | Radiant Warmer | C | Nice200B |  | 2007-01-19 | MadrasSurgicals | Nicu | tnhsp | TNHSP/TNMSC/ce8/06 dt 25.10.06 | 2007-01-19 | 2008 | 20000 | working
39 | Radiant Warmer | C | Nice200B |  | 2007-01-19 | MadrasSurgicals | Nicu | tnhsp | TNHSP/TNMSC/ce8/06 dt 25.10.06 | 2007-01-19 | 2008 | 20000 | working
40 | Radiant Warmer | C | Nice200B |  | 2007-01-19 | MadrasSurgicals | Nicu | tnhsp | TNHSP/TNMSC/ce8/06 dt 25.10.06 | 2007-01-19 | 2008 | 20000 | working
41 | Radiant Warmer | C | Nice200B |  | 2007-01-19 | MadrasSurgicals | Ward | tnhsp | TNHSP/TNMSC/ce8/06 dt 25.10.06 | 2007-01-19 | 2008 | 20000 | working
42 | X-ray Machine 300 mA | B | Schematzoa |  |  | schmetzoa | A/E/Block | TNHSP |  | 2008 | 2009 | 270710 | workimg
43 | X-ray Machine 300 mA | B | Pleophos D |  |  | siemens | Dental/OP |  |  | 2000 | 20001 | 270710 | working- shifted to sankarankoil gh
44 | X-ray Machine 50 mA(Mobile) | B | Stalian50 |  |  | Wipro GE Health care | x ray |  |  | 1985 | 1986 | 40000 | workimg
45 | C arm with accessories High Frequency | B | HF9060 |  | 2008-01-05 | ADONIS | OT |  |  | 2008-01-05 | 2009 | 800000 | workimg
46 | Ultra Sonogram -MOBILE | B | Selectra | N 08 I 5455 | 2008-07-09 |  | L.WARD TRANSFER OUT TO GH AYIKUDI |  |  | 2008-08-06 | 2011-08-05 | 0 | L.WARD TRANSFER OUT TO GH AYIKUDI
47 | Ultra Sonogram -MOBILE | B | Sonata | N 03 S 6505 |  |  | L/ward |  |  |  |  | 0 | TRANSFER OUT TO GH Radhapuram
48 | Color Doppler | A | LOgicQ3 |  |  | Wipro GE Health care | O/P | TNHSP | TNHSP/TNMSC/P3E24/09 DT 2.1.2009 | 2008 | 2009 | 688296 | working
49 | ECG machine computerized | B | Mark |  |  | Solocraft | Ward | [5 empty] | condemed
50 | ECG machine computerized | B | SE-300 |  |  | MadrasSurgicals | O/P |  | TNHSP/TNMSC/ENGG/AG27/2011 DT 4/7/11 | 2011 | 2012 | 31469 | working
51 | Cardiac Monitor | C | ORBIT |  |  |  | Casuality | TNHSP |  |  |  | 0 | not identfied
52 | Cardiac Monitor | C | ORBIT |  |  |  | Casuality | TNHSP |  |  |  | 0 | not identfied
53 | Cardiac Monitor | C | MicromonNxT |  | 2008-12-01 |  | O/T | TNHSP | p2e9/07 | 2008-12-01 |  | 27000 | working
54 | Cardiac Monitor | C | MicromonNxT |  | 2007-02-21 |  | WARD |  | p2e9/07 | 2007-02-21 |  | 27000 | working
55 | Ventilators (Adult) | B | SAVINA DRAGER | AR . YK 0086 |  | MADRAS SURGICAL and CHEMICALS | ICU | DRHM | 2394/NRHM/TNMSC/2008/06 | 2008-06-26 | 2009-06-26 | 500000 | working
56 | Ventilators (Adult) | B |  |  | 1996-09-20 |  | Store |  |  | 1996-09-20 |  | 0 | condemed
57 | Pulse Oximeter | B | STELLER P | SO 255428P | 2008-12-01 |  | NICU | TNHSP | TNHSP/TNMSC/ p2e9 dt 2007 | 2008-04-11 | 2011-04-10 | 33750 | working
58 | Pulse Oximeter | B | Steller P | SO 8P 25554 | 2008-04-11 |  | OT | TNHSP | TNHSP/TNMSC/ p2e9 dt 2007 |  | 2011-04-10 | 33750 | working
59 | Pulse Oximeter | B | BIOX-3700 |  | 1996-03-29 |  | OT | TNHSP |  | 1996-03-29 | 1997 | 25000 | not working
60 | Pulse Oximeter | B | Cleo |  | 2005 |  | OT |  |  | 2005 | 2006 | 30000 | working
61 | Pulse Oximeter | B | Cleo |  | 2005 |  | Store |  |  | 2005 | 2006 | 30000 | working
62 | Pulse Oximeter | B | FuturaPleth |  | 2007-07-02 | Silicon Labs | Ward | TNHSP | TNHSP/TNMSC/c2e9/06 dt 25.1006 | 2007-07-02 | 2008-07-02 | 37000 | working
63 | Pulse Oximeter | B | FuturaPleth |  | 2007-07-02 | Silicon Labs | Ward | TNHSP | TNHSP/TNMSC/c2e9/06 dt 25.1006 | 2007-07-02 | 2008-07-02 | 37000 | working
64 | Pulse Oximeter | B | FuturaPleth |  | 2007-07-02 | Silicon Labs | Ward | TNHSP | TNHSP/TNMSC/c2e9/06 dt 25.1006 | 2007-07-02 | 2008-07-02 | 37000 | working
65 | Pulse Oximeter | B |  |  |  |  | OT |  |  |  |  | 0 | condemed
66 | Pulse Oximeter | B |  |  | 2007-02-21 |  | OT |  |  | 2007-02-21 |  | 0 | condemed
67 | Pulse Oximeter | B |  |  | 2007-02-21 | L and T | OT |  |  | 2007-02-21 |  | 33000 | working
68 | Multi Para Monitor | B | XL-MON |  | 2007-07-02 | Silicon Labs | Casuality |  |  | 2007-07-02 |  | 70000 | working
69 | Multi Para Monitor | B | CNS7406 |  | 1995-10-09 | L&T | OT |  |  | 1995-10-09 |  | 50000 | working
70 | Multi Para Monitor | B | Planet50 |  | 2007-02-21 | L&T | OT | TNMSC |  | 2007-02-21 |  | 50000 | working
71 | Multi Para Monitor | B | BPM300 |  |  | L&T | O/T |  |  |  |  | 0 | not working
72 | Multi Para Monitor | B | Planet50 |  |  | L&T | ICU |  |  |  |  | 0 | double entry
73 | Cardiac Monitor with defibrillator | C | CardioPlus |  | 1996-02-23 |  | Casuality |  |  | 1996-02-23 |  | 0 | condumed
74 | Cardiac Monitor with defibrillator | C | NihonKohden |  | 2007-10-04 | tvitron | ICU |  | tnhsp/engg/ce7/06 dt 25.10.06 | 2007-10-04 | 2008 | 70000 | working
75 | Infusion pump | C | infu300 |  | 2007-04-14 |  | FW |  | tnhsp/engg/ce7/06 dt 25.10.06 | 2007-04-14 | 2008 | 21000 | working
76 | Infusion pump | C | infu300 |  | 2007-04-14 |  | FW |  | tnhsp/engg/ce7/06 dt 25.10.06 | 2007-04-14 | 2008 | 21000 | working
77 | Syringe Pump | B | Akas404G |  | 2007-04-14 |  | CW |  |  | 2007-04-14 | 2008 | 21000 | working
78 | Syringe Pump | B | Akas404G |  | 2007-04-14 |  | CW |  |  | 2007-04-14 | 2008 | 21000 | working
79 | Alpha Bed with motor | C |  |  | 2003-04-08 |  | F/W |  |  | 2003-04-08 |  | 6600 | not working
80 | Alpha Bed with motor | C |  |  | 2006-03-14 |  | F/W |  |  | 2006-03-14 |  | 6600 | working
81 | Alpha Bed with motor | C |  |  | 2007-05-07 |  | Store |  |  | 2007-05-07 |  | 0 | not working
82 | Nebuliser Adult | C | FlowNeb |  |  | Vibhsh | O/PandWard |  |  |  |  | 0 | not working
83 | Nebuliser Adult | C | ReadyMist |  | 2006-09-27 |  | M/W |  |  | 2006-09-27 |  | 2500 | working
84 | Short Wave Diathermy | B2 | Life500 |  |  | Bharath Medical Systems | PT/OP |  |  |  |  | 0 | Repeted entry
85 | IR Lamp | C |  |  |  |  | PT/OP |  |  |  |  | 0 | Repeted entry
86 | Wax Bath / Wax Tub | C |  |  |  |  | PT/OP |  |  | 2000 | 2001 | 5000 | working
87 | Otoscope | C |  |  | 2007-03-29 | Vibhsh | O/P |  |  | 2007-03-29 |  | 0 | not identfied
88 | Operating Microscope (ENT) | B |  |  |  | Appasamy | Eye/OT |  |  |  |  | 50000 | working
89 | Dental Unit with motor for dental OP | B2 |  |  | 2003-06-16 | Confident | Dental O/P |  |  | 2003-06-16 | 2004 | 118669 | not working
90 | Dental Autoclave | C |  |  | 2003-11-25 | Confident | Dental O/P |  |  | 2003-11-25 |  | 40000 | not working
91 | Short Wave Diathermy | B2 | LifeWave500 |  | 2007-02-15 |  | PHYSIOTHERAPY UNIT |  |  | 2007-02-15 |  | 55000 | working
92 | IR Lamp | C |  |  |  |  | PHYSIOTHERAPY UNIT |  |  | 2005 | 2005 | 1000 | working
93 | Semi auto analyser | B2 | PreOnetouch |  | 2009 | Robonik | Lab | TNHSP | TNHSP/TNMSC/ICB/P3E2/09 | 2009 | 2010 | 60690 | working
94 | Semi auto analyser | B2 | PreOnetouch |  |  | Robonik | Lab | TNHSP |  |  |  | 0 | Repeted entry
95 | Semi auto analyser | B2 | Erba |  | 1997-12-22 |  | Lab | DMS |  | 1997-12-22 |  | 0 | not working
96 | Semi auto analyser | B2 | Erba |  |  |  | Lab | DMS |  |  |  | 0 | condemed
97 | Electrolyte Analyser | C |  |  | 2007-10-22 |  | Lab |  |  | 2007-10-22 |  | 140000 | working
98 | Coagulation Analyser | C | CA 50 | A 4646 | 2008-06-27 | TRANSASIA BIO MEDICALCO MUMBAI | LAB | DMS | 12798/Sandamp;P/1/2008 DT 31/03/2008 | 2008-06-27 | 2010-06-26 | 195000 | working
99 | Binocular Mircroscope | B2 |  |  |  |  | LAB |  |  |  |  | 12500 | working
100 | Mono cular Microscope | C |  |  |  |  | LAB |  |  |  |  | 0 | condemed
101 | Electri centrifuger | C | bdi |  |  | solokraft | Lab |  |  |  |  | 19000 | working
102 | Electri centrifuger | C | bdi |  |  | solokraft | Lab |  |  |  |  | 19000 | working
103 | Electric Calorimeter | C |  |  |  | Systranics | Lab |  |  |  |  | 10000 | working
104 | Electric Calorimeter | C |  |  |  | SEI Products | Lab |  |  |  |  | 10000 | Transvered to Kodunkulam gh
105 | Electric Calorimeter | C |  |  | 2008-12-04 |  | Lab |  |  | 2008-12-04 |  | 10000 | working
106 | Electric Calorimeter | C |  |  | 2008-12-04 |  | Lab |  |  | 2008-12-04 |  | 0 | working
107 | Operation Table Hydraulic Major | B2 |  |  | 2007-12-29 | Jupiter | OT | TNHSP |  | 2007-12-29 |  | 33000 | working
108 | Auto Clave HP Vertical (2 bin) | C |  |  |  |  | Ward |  |  |  |  | 140000 | working
109 | Diathermy Machine (Electric Cautery) | B |  |  | 2008-12-19 | SuryaSurgicals | O/T |  |  | 2008-12-19 | 2011-02-18 | 185000 | working
110 | Diathermy Machine (Electric Cautery) | B |  |  | 2007-03-20 | Jupiter | Store |  |  | 2007-03-20 |  | 185000 | working
111 | Diathermy Machine (Electric Cautery) | B | Asculap |  | 2003-10-27 | SISCO | Store |  |  | 2003-10-27 |  | 0 | condemed
112 | Laproscope Double Puncture | C |  |  | 2005-06-24 | Vishal | O/T |  |  | 2005-06-24 |  | 226121 | working
113 | Boyles Apparatus with Fluotec and circle absorber | B |  | 250409226 | 2008-05-14 | MADRAS SURGICAL and CHEMICALS | O/T | DRHM | 2394/NRHM/TNMSC/2008-3 | 2008-06-26 | 2009-07-25 | 130000 | working
114 | Boyles Apparatus with Fluotec and circle absorber | B |  |  |  | IOL | L/Room |  |  |  |  | 162354 | working
115 | Boyles apparatus with out Circle Abosrber | B |  |  | 2007-10-20 | Landt | O/T |  |  | 2007-10-20 |  |  | Repeted entry
116 | ECG machine computerized | B |  | M11801710074 | 2011-09-03 | M/S MADRAS SURGICAL AND CHEMICALS CHENNAI 600042 | ICU | TNHSP | TNHSP/TNMSC/ENGG/AG27/2011 | 2011-10-12 | 2011-10-11 | 75600 | working
117 | Magnavision Lamp | C |  |  |  | Solocraft Industries | Labour Room | TNHSP | TNHSP/TNMSC/ICB/AG31/2011 Dt-19/10/2011 |  |  | 6987 | working
118 | Ultra Sonogram -MOBILE | B | Logic C2 | 207067WX0 | 2011-09-29 | Wipro GE Health care | OG | RCH | RCH-2/TNMSC/ENGG/E44/2010 Dt-05/07/2011 | 2011-12-29 | 2012-12-28 | 323800 | working
119 | Echocardiogram Color | B1 | DC-T6 | PM-19000440 | 2012-01-20 | Mindray Medical India Pvt.Ltd. | ICU | TNHSP | TNHSP/TNMSC/ENGG/AG10 and AG22/2011 Dt-12/08/2011 | 2012-02-07 | 2013-03-06 | 0 | working
120 | Cryo Surgery/Cryocautery Unit | B2 | CRYO 004B |  | 2012-03-13 | M/S SOLOKRAFTS INDUSTRIES CHENNAI600031 | FW OT | TNHSP |  |  |  | 23172 | working
121 | Operation Table Hydraulic Major | B2 |  |  | 2008-05-24 | m/s jupiter manufacturing works coimbatore641002 |  | DRHM |  | 2008-04-23 | 2009-04-23 | 53000
122 | Magnavision Lamp | C |  | NIL | 2011-05-12 | M/S JUPITER MANUFACTERING WORKS COIMBATORE | LABOUR WARD | DRHM | 04R/NRHM/TNMSC/ENGG/2011 DT 12/02/2011 | 2011-05-12 |  | 4400 | working
123 | Boyles apparatus with Circle Abosrber | B2 | HMP | 91/08 and 92/08 | 2008-04-24 | M/S MADRAS SURGICAL and CHEMICALS CHENNAI 42 | 1 TRANSFER OUT TO GH KDNL 1FPOT | DMS | 12 044/TNMSC/ENGG/2008-3 DT 01/03/2008 |  |  | 260000 | working
124 | Automated Cell Counter | B2 | KX 21 | B 3204 | 2008-09-25 | TRANSASIA BIO MEDICAL LTD MUMBAI | GEN LAB | DMS |  | 2010-09-24 | 2010-09-24 | 350000 | not working
125 | Boyles apparatus with Circle Abosrber | B2 |  | 91/08 and 92/08 | 2008-04-24 | m/s madras surgical and chemicals chennai | 1 TRANSFER OUT 1FPOT | DMS | 12044/TNMSC/ENGG/2008-3 DT 08/04/2008 |  |  | 130000 | working
126 | ECG machine ordinary | B2 | MICRO RC 2 | 3547 | 2006-05-29 | M/S SOLOKRAFTS | XRAY DEPT | DMS |  | 2006-05-29 | 2009-05-28 | 0 | condemed
127 | Cardiac Monitor | C | INDECRA IECG | CI 0812 AM48 | 2009-01-28 | M/S CONCEPT INTEGRATION I P LTD PUNE |  | TNHSP | TNHSP/TNMSC/P3E13/2008-3 DT | 2009-01-28 | 2010-01-27 | 49000 | working
128 | Shadowless lamp ceiling type major | B | CS 3005 |  |  | M C DALAL | FP OT | DMS | 2394/TNMSC/ENGG/2009 DT 19/02/2009 | 2009-05-20 | 2010-05-19 | 13000 | transvered to sivagiri gh
129 | Binocular Mircroscope | B2 |  |  | 2011-03-26 |  | BLOOD BANK | RCH |  | 2011-03-26 |  | 9500 | working
130 | Lab Incubator | C | RI 18 HDD FSS | 1148 | 2011-05-12 | M/S JUPITER MANUFACTURING WORKS COIMBATORE | BLOOD BANK | RCH | RCH2/TNMSC/ENGG/7146/2010-2 DT06/10/2010 | 2011-05-19 | 2012-05-18 | 26500 | working
131 | Electric Calorimeter | C | 1000 |  | 2011-03-26 | M/S JUPITER MANUFACTURING WORKS COIMBATORE | GEN LAB | RCH | RCH2/TNMSC/ENGG/4538/2010-5 DT06/10/2010 | 2011-03-26 | 2014-03-25 | 5300 | working
132 | Microscope - Mono Ocular(Self Illuminating) | C |  |  | 2011-03-26 | M/S JUPITER MANUFACTURING WORKS COIMBATORE | BLOOD BANK | RCH | RCH2/TNMSC/ENGG/7146/2010-2 DT 06/10/2010 | 2011-03-26 | 2014-03-26 | 12500 | condemed
133 | Electric Calorimeter | C | DIGITAL |  | 2010-12-29 | M/S JUPITER SCIENTIFIC CO ~ SALEM | GEN LAB | RCH | RCH2/TNMSC/ENGG/7146/2010-2 DT 06/10/2010 |  |  | 6057 | not working
134 | Semi auto analyser | B2 | RX50 | TN10J034 | 2010-11-03 | M/S MICRO LAB INSTRUMENTS | GEN LAB | RCH | RCH2/TNMSC/E38/2010--2 DT 19/08/2010 | 2010-11-03 | 2011-11-02 | 44400
135 | Syringe Pump | B | S7670 | 36921D/28 | 2010-10-29 | M/S TRANS HEALTH CARE INDIA PVT LTD~ CHENNAI 78 |  | RCH | RCH2/TNMSC/ENGG/E38/2010-1 DT 19/08/2010 | 2010-11-17 | 2010-11-16 | 21600 | working
136 | Focus lamp Ordinary | C |  |  | 2010-12-17 | m/S GENERAL SURGICAL CO P LTD CHENNAI 84 | LAB.WARD | RCH | RCH2/TNMSC/ENGG/4538/2010-2 DT 06/10/2010 | 2011-03-17 |  | 4750 | not working
137 | Electrolyte Analyser | B2 | EASYLITE |  | 2007-10-22 | M/S TRANSASIA MUMBAI | GEN LAB | DMS | 13002/S P3/2007 DT 02/08/2007 |  |  | 144476
138 | Auto Clave HP Horizontal-CYLINDRICAL | C | BDI82 | 84 | 2009-12-23 | M/S SOLOKRAFTS INDUSTRIES CHENNAI 112 | STORE | RCH | RCH2/TNMSC/ENGG/E18/2009 DT 08/06/2009 | 2010-12-23 | 2010-12-22 | 132000 | not working
139 | Auto Clave HP Horizontal-CYLINDRICAL | C |  |  | 2011-07-02 | M/S SOLOKRAFTS INDUSTRIES CHENNAI 31 | STORE | DMS | 2396/TNMSC/ENGG/10 DT 23.02.2011 |  |  | 145000 | working
140 | Syringe Pump | B | ST6000 | 31682 T /05 | 2011-08-11 | TRANS HEALTH CARE INDIA PVT LTD | ICU WARD | TNHSP | TNHSP/TNMSC/AG15/2011 DT 01/07/2011 | 2011-08-11 | 2012-08-10 | 25200 | working
141 | Haemoglobinometer | C | BDI-E-55 | 20110570 | 2011-09-05 | SOLOKRAFTS INDUSTRIES CHENNAI 32 | LAB | RCH | RCH2/TNMSC/ENGG/4538/2010-6 DT 06/10/2010 | 2011-09-05 | 2012-09-04 | 4300 | working
142 | Haemoglobinometer | C | BDI-E-55 | 20110557 | 2011-09-05 | SOLOKRAFTS INDUSTRIES CHENNAI32 | LAB | RCH | RCH2/TNMSC/ENGG/4538/10-6 DT 06/10/2010 | 2011-09-05 | 2012-09-05 | 4300 | working
143 | Blood Collection Monitor / Mechanical Agitator | C |  | CDCM-412 | 2010-03-31 | REMI ELECTROTECHNIK LTD THANAE | BLOOD BANK | DRHM | 18R/NRHM/HSP/TNMSC/2010-BCM DT 12/02/2010 | 2010-06-09 | 2011-06-08 | 30762 | working
144 | Blood Bank Refrigerator | B2 | BR300 | BDIT-1393 | 2010-10-25 | REMI ELECTRO TECHNIK LTD THANE | BLOOD BANK | OTHERS |  | 2010-10-27 | 2013-10-26 | 140000 | working
145 | Blood Bank Refrigerator | B2 | BR 300 | BDIT-1398 | 2010-10-25 | REMI ELECTRO TECHNIK THANE | BLOOD BANK | OTHERS |  | 2010-10-27 | 2013-10-26 | 140000 | working
146 | Syringe Pump | B | S7670 | 37229D/28 | 2010-10-29 | TRANS HEALTH CARE INDIA PVT LTD CHENNAI 78 |  | RCH | RCH2/TNMSC/ENGG/E38/2010-1 DT 19/08/2010 | 2010-11-17 | 2011-11-16 | 21600 | working
147 | Focus lamp Ordinary | C |  |  | 2010-12-17 | GESCO (I) PVT LTD CHENNAI84 | LAB.WARD | RCH | RCH2/TNMSC/ENGG/4538/2010-2 DT 06/10/2010 | 2011-03-17 | 2012-03-16 | 4750 | transvered to sivagiri gh
148 | Defibrillator with Monitor | B2 | HEART STAT FRX | B12C-05607 | 2012-08-09 | PHILIPS ELECTRONICS INDIA LTD |  | TNHSP | TNHSP/TNMSC/ICB/AG17/2012 DT12.03.2012 | 2012-08-24 | 2013-08-23 | 58696 | working
149 | Focus lamp Ordinary | C |  |  | 2010-12-17 | GESCO (I)PVT LTD CHENNAI 84 | LAB.WARD | RCH | RCH2/TNMSC/ENGG/4538/2010-2 DT 06/10/201 | 2011-03-17 | 2012-03-16 | 4750 | working
150 | Defibrillator with Monitor | B2 | HEART STAT FRX | B12C-05733 | 2012-08-09 | PHILIPS ELECTRONICS INDIA LTD |  | TNHSP | TNHSP/TNMSC/ICB/AG17/2012 DT12/03/2012 | 2012-08-24 | 2012-08-23 | 58696 | working
151 | Haemoglobinometer | C | BDI-E-55 | 20110625 | 2011-09-05 | SOLOKRAFTS INDUSTRIES CHENNAI 31 | LAB | RCH | RCH2/TNMSC/ENGG/4538/2010-6 DT 06/10/2010 | 2011-09-05 | 2011-09-05 | 4300 | working
152 | Operating table Orthopedic | B |  |  | 2009-01-03 | VIBASH COIMBATORE SURGICAL CO PVT LTD | AE OT | DMS | 51190/S P/1/2008 DT 10/11/2008 | 2009-01-03 | 2010-01-02 | 157950 | working
153 | Defibrillator with Monitor | B2 | HEART STAT FRX | B12C-05740 | 2012-08-09 | PHILIPS ELECTRONICS INDIA LTD |  | TNHSP | TNHSP/TNMSC/ICB/AG17/2012 DT12/03/2012 | 2012-08-24 | 2013-08-23 | 58696 | working
154 | Syringe Pump | B | ST6000 | 31715 T/05 | 2011-08-11 | TRANS HEALTHCARE INDIA PVT LTD | ICU WARD | TNHSP | TNHSP/TNMSC/AG15/2011 DT 01/07/2011 | 2011-08-11 | 2012-08-10 | 25200 | working
155 | Shadowless Lamp stand model | B |  |  | 2007-02-14 | GESCO CHENNAI |  | DMS | 12044/TNMSC/ENGG/2006-42 DT 08/01/2007 | 2007-02-14 | 2008-02-13 | 3750 | working
156 | Shadowless Lamp stand model | B |  |  | 2007-06-20 | ASSOCIATED SURGICAL INDIA ~CHENNAI | AE OT | DMS | 12044/TNMSC/ENGG/2006-34 DT.08/01/2007 |  | 2008-06-19 | 5475 | working
157 | Shadowless Lamp stand model | B |  |  | 1980-08-06 | Associated Surgicals India ~Chennai | OT | DMS |  | 1980-08-06 | 1981-08-05 | 2740 | working
158 | Shadowless Lamp stand model | B |  |  | 1991-03-27 | Gesco~Chennai | FP OT | OTHERS |  | 1991-04-16 | 1992-04-16 | 0 | not working
159 | Shadowless Lamp stand model | B |  |  | 2007-02-13 | GESCO CHENNAI | FP OT | DMS | 12044/TNMSC/ENGG/2006-42 DT 08/01/2007 | 2007-02-14 | 2007-02-13 | 3750 | not working
160 | Shadowless Lamp stand model | B |  |  | 2007-02-14 | GESCO CHENNAI | FP OT | DMS | 12044/TNMSC/ENGG/2006-42 DT08/01/2007 | 2007-02-14 | 2008-02-13 | 5425 | not working
161 | Shadowless Lamp stand model | B |  |  | 2007-06-20 | ASSOCIATED SURGICAL INDIA ~CHENNAI | MOT |  | 12044/TNMSC/ENGG/2006-34 DT 08/01/2007 |  | 2008-06-19 | 5475
162 | Shadowless Lamp stand model | B |  |  | 2007-06-20 | ASSOCIATED SURGICAL INDIA ~CHENNAI | AE OT | DMS | 12044/TNMSC/ENGG/2006-34 DT.08/01/2007 | 2007-06-20 | 2008-06-19 | 5475 | working
163 | Shadowless Lamp stand model | B |  |  | 1997-07-04 | GESCO~CHENNAI | MOT | DMS | 67990/cp2/1/96 dt.23/03/1997 | 1997-07-04 | 1998-07-03 | 3500 | working
164 | Shadowless Lamp stand model | B |  |  | 1991-09-09 | GESCO CHENNAI | FP OT | OTHERS |  | 1991-09-09 | 1992-09-08 | 5425 | working
165 | Shadowless Lamp stand model | B |  |  | 2007-02-14 | GESCO CHENNAI | FPOT | DMS | 12044/TNMSC/ENGG/2006-42 DT 08/01/2007 | 2007-02-14 | 2008-02-14 | 5425 | working
166 | Shadowless Lamp stand model | B |  |  | 2007-02-14 | GESCO~ CHENNAI | FP OT | DMS | 12044/TNMSC/ENGG/2006-42 DT 08/01/2007 | 2007-02-14 | 2008-02-13 | 5425 | not working
167 | Shadowless Lamp stand model | B |  |  | 2007-02-14 | GESCO ~CHENNAI | FP OT | DMS | 12044/TNMSC/ENGG/2006-42 DT08/01/2007 | 2007-02-14 | 2008-02-13 | 5425 | not working
168 | Shadowless Lamp stand model | B |  |  | 2007-06-20 | ASSOCIATED SURGICAL INDIA ~CHENNAI | MOT | DMS | 12044/TNMSC/ENGG/2006-34 DT.08/01/2007 |  | 2008-06-20 | 5475 | working
169 | Shadowless Lamp stand model | B |  |  | 2007-02-14 | GESCO ~ CHENNAI | FP OT |  | 12044/TNMSC/ENGG/2006-42 DT 08/01/2007 | 2007-02-14 | 2008-02-13 | 5425 | working
170 | Shadowless Lamp stand model | B |  |  | 2009-03-19 | JUPITER MANUFACTERING WORKS COVAI | FP OT | DMS | 47975/SP/1/2008 DT 04/02/2009 | 2009-03-19 | 2010-03-18 | 40000 | working
171 | Shadowless Lamp stand model | B |  |  | 2007-06-20 | ASSOCIATED SURGICAL INDIA ~CHENNAI | AE OT | DMS | 12044/TNMSC/ENGG/2006-34 DT.08/01/2007 |  | 2008-06-19 | 5475 | not working
172 | Semi auto analyser | B2 | RX-50 | TN 10J036 | 2010-10-25 | MIICROLAB INSTRUMENTS~AHAMEDABAD | LAB | RCH | RCH2/TNMSC/ENGG/E38/2010-2 DT 19/08/2010 | 2010-10-29 | 2011-10-28 | 44400 | not working
173 | Electronic Tornicate | B2 | 501 OCT 11 | 90 | 2012-10-15 | SISCO CHENNAI 2 | AE OT | JDHS | 6308/S1/2012 DT 1/10/12 OF JDHS TSI | 2012-10-15 | 2013-10-14 | 22000 | working
174 | Ventilators (Adult) | B2 | MONITEREY | 2856 | 1997-10-24 | Takoka |  | DMS |  |  |  | 0 | not working
175 | Cardiac Monitor | C | INDEGRA IECG | CI 0812 AM49 | 2009-01-28 | CONCEPT INTEGRATION IP LTD PUNE |  | TNHSP | TNHSP/TNMSC/P3 E13/2008 | 2009-01-28 | 2010-01-27 | 49000 | working
176 | Auto Clave HP Horizontal-CYLINDRICAL | C | HORIZONTAL |  | 2001-07-16 | ASSOCIATED SURGICAL I PVT LTD CHENNAI | MOT |  |  |  |  | 169400 | Repeted entry
177 | Auto Clave HP Horizontal-CYLINDRICAL | C | HORIZONTAL |  | 2001-07-16 | OCIATED SURG ICAL I PVT LTD CHENNAI | MOT |  |  |  |  | 169400 | condemed
178 | Tense Major | C | TENS-MAJOR | 11010641112 | 2012-11-21 | INDRIQUE MEDICAL EQUIPMENTS MADURAI | PHYSIO DEPT | JDHS | 1992/S1/2012 DT 16/10/2012 | 2012-11-21 | 2013-11-20 | 9500 | working
179 | Muscle Stimulator | C | INDOSTIM DT | 10505571012 | 2012-11-21 | INDRIQUE MEDICAL EQUIPMENTS MADURAI | PHYSIO DEPT | JDHS | 1992/S1/2012 DT 16/10/2012 | 2012-11-21 | 2013-11-21 | 6000 | working
180 | Traction Unit/Electronic Traction Unit | C | INDOTRAC | 10330531112 | 2012-11-21 | INDRIQUE MEDICAL EQUIPMENTS MADURAI | PHYSIO DEPT | JDHS | 1992/S1/2012 DT 11/10/2012 | 2012-11-21 | 2013-11-21 | 24000 | working
181 | Static Cycle - Adult / Children | C | WITH METER |  | 2012-11-21 | INDRIQUE MEDICAL EQUIPMENTS MDURAI | PHYSIO DEPT | JDHS | 1992/S1/2012 DT15/10/2012 | 2012-11-21 | 2013-11-21 | 6500 | working
182 | Defibrillator with Monitor | B2 | HEART START XL+ | USN 1203354 | 2012-12-31 | MADRAS SURGICALandamp;CHEMICALS CHENNAI 42 | ICCU | DMS | 2629/TNMSC/ENGG/2012-2 DT.21/12/2012 | 2013-01-09 | 2016-01-08 | 188000 | working
183 | Automated Cell Counter | B2 | Poch 100 I | F2380 | 2013-01-02 | Transasis Bio Medicals Ltd Puducherry4 | CLINICAL LAB | DMS | 2630/TNMSC/ENGG/2012 DT 6/12/2012 | 2013-01-09 | 2016-01-08 | 285120 | working
184 | Ventilators (Paediatrics) | B2 | LTV 1200 | E64195 | 2013-01-08 | TRANS HEALTH CARE INDIA PVT.LTD~CHENNAI 78 | ICCU | DMS | 2629/TNMSC/ENGG/2012-1 DT 21/12/2012 | 2013-01-09 | 2016-01-08 | 495000 | working
185 | Multi Para Monitor | B2 | S61 | 123645900016 | 2013-01-08 | TRANS HEALTH CARE INDIA PVT LTD CHENNAI 78 | ICCU | DMS | 2629/TNMSC/ENGG/2012-1 DT 21/12/2012 | 2013-01-09 | 2016-01-08 | 49500 | working
186 | Digital radiography system | A | Nova F.A DigitalRadiography System (ProRad 3N) |  | 2013-01-24 | SEDECAL S.A ~Spain |  | TNHSP | TNHSP/TNMSC/eng/ag9/2010 |  |  | 0 | working
187 | Baby Incubators | B2 | P-002(A) |  | 2014-09-20 | SOLOKRFTS INDUSTRIES CHENNAI |  | TNMSC | 10177-2/TNMSC/ENGG/2013 DATE 02/04/2014 |  | 2017-09-20 | 54600 | working
188 | Phototherapy Unit | C | 4000CFL |  | 2007-01-19 | MadrasSurgicals | NICU |  |  | 2007-01-19 |  | 10260 | not working
189 | Radiant Warmer | C | Nice200B |  | 2007-01-19 | MadrasSurgicals | Nicu |  |  | 2007-01-19 |  | 0 | Repeted entry
190 | CTG Monitor | B2 | CMS 2000+4 |  | 2007-07-02 | Madras Surgicals | L/Room | TNHSP | TNHSP/TNMSC/CE/10/06 DT 3.11.6 | 2007-07-02 |  | 120000 | working
191 | CTG Monitor | B2 | CMS500++ |  | 2007-07-02 | Madras surgicals | L/Room | TNHSP | TNHSP/TNMSC/CE/10/06 DT 3.11.6 | 2007-07-02 |  | 0 | not working
192 | Ventilators (Paediatrics) | B | Advent |  | 2007-05-23 | Erkadi systems | NICU | TNHSP |  | 2007-05-23 |  | 0 | working
193 | Pulse Oximeter | B | FuturaPleth |  | 2007-07-02 | Silicon Labs | Ward | TNHSP |  | 2007-07-02 |  | 0 | Repeted entry
194 | Pulse Oximeter | B | FuturaPleth |  | 2007-07-02 | Silicon Labs | Ward | TNHSP |  | 2007-07-02 |  | 0 | Repeted entry
195 | Cardiac Monitor with defibrillator | C | TEC5521K |  | 2007-05-02 | Trivitron | Casuality |  |  | 2007-05-02 |  | 140000 | Repeted entry
196 | Infusion pump | C | Trivinfusa |  | 2007-02-28 | Trivitron | W |  |  | 2007-02-28 |  | 23000 | working
197 | Infusion pump | C | Trivinfusa |  | 2007-02-28 | Trivitron | W |  |  | 2007-02-28 |  | 23000 | working
198 | Operation Table Hydraulic Major | B2 |  |  | 2007-12-03 | Reliance | OT |  |  | 2007-12-03 |  | 33000 | not working
199 | Laproscope Double Puncture | C | DOUPLE PUNCTURE KARLSTORZ | TELESCOPE 821806 S | 2007-06-15 | Vishal | O/T | TNHSP | TNHSP/TNMSC/PCB/CE 2/2006 | 2007-06-15 |  | 226200 | working
200 | Boyles apparatus with out Circle Abosrber | B | Compact |  | 2008-04-24 | L and T | OT | TNHSP |  | 2008-04-24 |  | 120000 | working
201 | Infusion Pump/Infusion Syringe Pump/Insulin Syringe Pump | C | EVADROP MP 1000 | MP1ALH390 ~MP1ALH391 | 2011-10-07 | M/S SCHILLER HEALTH CARE INDIA PVT.LTD. PONDICERRY | ICU 1~ LABOUR WARD 1 | TNHSP | TNHSP/TNMSC/SG16/2010 | 2011-11-08 | 2014-11-07 | 25900 | working
202 | ECG machine computerized | B | CARDIO TOUCH 3000 | T2L0900108 | 2011-11-12 | M/S JK MEDICAL SYSTEM PVT. LTD.CHENNAI 600078 |  | TNHSP | TNHSP/TNMSC/ENGG/SG21/2010 | 2011-11-18 | 2012-11-17 | 65736 | working
203 | Ultra Sound Scanner - Portable | B2 | 600MA | 1112028 | 2012-03-29 | M/S SURYA SURGICAL INDUSTRIES CHENNAI 31 | SCAN ROOM | DRHM | 2684/TNMSC/ENGG/2011 | 2012-04-02 | 2015-04-01 | 272950 | working
204 | Operating table Orthopedic | B |  |  | 2007-05-08 | M/S VIBASH COIMBATORE SURGICAL CO PVT LTD | AE OT | DMS | 120440/S P/1/2007 DT 08/01/2007 | 2007-05-21 | 2008-05-07 | 157950 | working
205 | Neonatal Ventilator | B2 | NEUMOVENT GRAPHNET NEO | 141240101082A1V | 2015-01-19 | SCHILLER HEALTHCARE INDIA PVT .LTD PONDICHERRY | NICU | TNMSC | 10177/TNMSC/ENGG/2014-3 DATE 09/12/2014 | 2015-01-19 | 2018-01-19 | 860000 | working
206 | Water Bath/Ultrasonic Water Bath | C | SMI-143 JINDAL |  | 2014-06-02 | S.M.SCIENTIFIC INSTRUMENTS PVT LTD DELHI | STORE | TNHSP | TNHSP/TNMSC/ENGG/AG87h(R) /2014DATE 10/04/2014 |  | 2016-06-02 | 8262 | working
207 | Water Bath/Ultrasonic Water Bath | C | SMI-143 JINDAL |  | 2014-06-02 | S.M. SCIENTIFIC INSTRUMENTS PVT LTD DELHI | STORE | TNHSP | TNHSP/TNMSC/ENGG/AG87h(R) /2014DATE 10/04/2014 |  | 2016-06-02 | 8262 | working
208 | Multi Para Monitor | B2 | G3D | G3DL60055 | 2014-06-27 | TRANSHEALTH CARE INDIA PVT LTD CHENNAI | ICU | TNMSC | 17240/TNMSC/ENGG/2014-3 16/05/214 | 2014-06-30 | 2017-06-29 | 60000 | working
209 | Multi Para andlt;span id="em2j3y4dg25h_9" class="em2j3y4dg25h"andgt;Monitorandlt;/spanandgt; | B2 | G3D | G3DL60115 | 2014-06-27 | TRANSHEALTH CARE INDIA PVT LTD CHENNAI | L.WD | TNMSC | 17240/TNMSC/ENGG/214-3 16/5/2014 | 2014-06-30 | 2017-06-29 | 60000 | working
210 | Multi Para Monitor | B2 | G3D | G3DL60128 | 2014-06-27 | TRANSHEALTH CARE INDIA PVT LTD CHENNAI | ICU | TNMSC |  | 2014-06-30 | 2017-06-29 | 60000 | working
211 | Ceiling Suspended Shadowless Lamp | B2 | LED750/750 | 140038 | 2014-05-31 | STAANBIO-MED ENGINEERING PVT LTD COIMBATORE | AEOT | TNHSP | TNHSP/TNMSC/AG86b/2 date 10/02/2014 | 2014-07-05 | 2017-07-05 | 614685 | working
212 | Multi Para Monitor | B2 | G3D | G3DL60119 | 2014-06-27 | TRANSHEALTH CARE INDIA PVT LTD CHENNAI | INSURANCE WD | TNMSC | 17240/TNMSC/ENGG/2014-3 16/05/2014 | 2014-06-30 | 2017-06-29 | 60000 | working
213 | Multi Para Monitor | B2 | G3G | G3GL90040 | 2014-10-28 | TRANS HEALTH CARE INDIA PRIVATE LIMITED CHENNAI | NICU WARD | TNHSP | TNHSP/TNMSC/AG88/2014 DATE 21/06/2014 | 2014-10-29 | 2015-10-29 | 60300 | working
214 | Multi Para Monitor | B2 | G3G | G3GL90038 | 2014-10-28 | TRANS HEALTH CARE INDIA PRIVATE LIMITED CHENNAI | LABOUR RECOVERY ROOM | TNHSP | TNHSP/TNMSC/AG88/2014 DATE 21/06/2014 | 2014-10-29 | 2015-10-29 | 60300 | working
215 | Blood Mixer/Blood Shaker | B2 | BDI149 | 2014080884 | 2014-09-24 | SOLOKRAFTS INDUSTRIES CHENNAI | MICRO LABORATORY | TNHSP | TNHSP/TNMSC/AG87F(R)2014-2 DATE 19/05/2014 | 2014-11-07 | 2015-11-07 | 32200 | working
216 | Multi Para Monitor | B2 | G3G | G3GL90039 | 2014-10-28 | TRANS HEALTH CARE INDIA PRIVATE LIMITED CHENNAI | ICU | TNHSP | TNHSP/TNMSC/AG88/2014 DATE 21/06/2014 | 2014-10-29 | 2015-10-29 | 60300 | working
217 | Multi Para Monitor | B2 | G3L | G3LL90007 | 2014-10-28 | TRANS HEALTH CARE INDIA PRIVATE LIMITED CHENNAI | MOT | TNHSP | TNHSP/TNMSC/AG88/2014 DATE 21/06/2014 | 2014-10-29 | 2015-10-29 | 144000 | working
218 | Multi Para Monitor | B2 | G3L | G3LL80091 | 2014-10-28 | TRANS HEALTH CARE INDIA PRIVATE LIMITED CHENNAI | ORTHO O.T | TNHSP | TNHSP/TNMSC/AG88/2014 DATE 21/06/2014 | 2014-10-29 | 2015-10-29 | 144000 | working
219 | Multi Para Monitor | B2 | G3L | G3LL80069 | 2014-10-28 | TRANS HEALTH CARE INDIA PRIVATE LIMITED CHENNAI | LAOUR O.T | TNHSP | TNHSP/TNMSC/AG88/2014 DATE 21/06/2014 | 2014-10-29 | 2015-10-29 | 144000 | working
220 | Mannual Colposcope | C | ARI II - 1D | NIL | 2012-09-03 | M/S SOUTH INDIA SURGICAL CO LTD CHENNAI 2 | LABOUR WARD | TNHSP | TNHSP/TNMSC/ENGG/AG/2011 DT 21/04/2012 | 2012-09-06 | 2013-09-05 | 130000 | working
221 | Syringe Pump | B |  | 32034 T/05 | 2011-08-11 | M/S TRANSASIA | MM WARD | TNHSP | TNHSP/TNMSC/AG15/2011 DT01/07/2012 |  |  | 25200 | working
222 | Defibrillator with Monitor | B2 | HEART STAT FRX | B12C-05522 | 2012-08-09 | M/S PHILIPS ELECTRONICS INDIA LTD |  | TNHSP | TNHSP/TNMSC/ICB/AG17/2012 DT12/03/2012 | 2012-08-25 | 2013-08-24 | 58696 | working
223 | Haemoglobinometer | C | BDIE-55 | 20110582 | 2011-09-05 | M/S SOLOKRAFTS CHENNAI | LAB | RCH | RCH2/TNMSC/ENGG/4538/2010-6 DT 06/10/2010 |  |  | 4300 | working
224 | Shadowless Lamp stand model | B |  |  | 2012-03-19 |  | FP OT | DMS | 47975/S P/1/2008 DT 04/02/2009 | 2012-03-19 | 2012-03-18 | 26000 | working
225 | hemo dialysis | B | 2008h |  | 1905-07-06 | freseniusa | dialysis | tnhsp |  | 2014 | 2017 | 525000 | working
226 | hemo dialysis | B | 2008h |  | 1905-07-06 | freseniusa | dialysis | tnhsp |  | 2014 | 2017 | 525000 | working
17588208

## sengotai
DIRECTORATE OF MEDICAL AND RURAL HEALTH SERVICES
GOVERNMENT OF TAMIL NADU
REPORT : EQUIPMENT RECEIPT DETAILS REPORT-INSTITUTION WISE
PERIOD : 02/03/2000-02/03/2015
District : TIRUNELVELI
Institution : SHENGOTTAH
S.No. | Equipment Name | Equipment Category | Equipment Model No | Equipment Serial No | Date of Receipt | Supplier Name | Location of Equipment | Source of Supply | Purchase Order No | Date of Installation | Warranty Valid Upto | Cost of the item | status
1 | Mannual Colposcope | C | ARI II-1D | R20130108 | 2013-03-05 | South India surgicals | NCD | TNHSP | TNHSP/TNMSC/ENGG/AG30/2011 | 2013-04-01 | 2014-03-31 | 136500 | working
2 | Haemoglobinometer | C | BDI-56 | 201483 | 2014-10-07 | SOLOKRAFTS INDUSTRIES | LAB | TNHSP | TNHSP/TNNMSC/ENGG/AG87b/2014 | 2014-12-05 | 2015-10-07 | 9700 | working
3 | Phototherapy Unit | C |  |  |  |  | NICU |  |  |  |  | 10500 | working
4 | Radiant Warmer | C |  |  | 1994-01-09 |  | L/Room |  |  | 1994-01-09 |  | 0 | condemed
5 | Radiant Warmer | C |  |  | 1998-11-19 |  | L/Room |  |  | 1998-11-19 |  | 0 | condemed
6 | Radiant Warmer | C |  |  |  | Dadex Ohmeda | L/Room |  |  |  |  | 14000 | working
7 | Foetal Doppler | C | NeoDop |  | 1999-02-01 | AssociateSurgicals | L/Room |  |  | 1999-02-01 |  | 4500 | working
8 | Foetal Doppler | C | MIW |  |  |  | L/Room |  |  |  |  | 0 | condemed
9 | Nebulizer baby | C | Microlux |  | 1999-01-06 | AssociatSurgicals | OP |  |  | 1999-01-06 |  | 2400 | working
10 | X-ray Machine 100 mA | B |  |  |  |  | X-Ray | DMS |  |  |  | 0 | repeated entry
11 | Ultra Sonogram -MOBILE | B |  |  |  | Vin Bio Tech | O/P | DMS |  |  |  | 13000 | working
12 | ECG machine computerized | B | 6108T |  | 2008-03-25 | bpl | OP |  |  | 2008-03-25 |  | 24500 | working
13 | ECG machine ordinary | B | 108T |  | 1997-06-03 |  | Ward |  |  | 1997-06-03 |  | 0 | condemed
14 | Cardiac Monitor | C | Agenta |  |  |  | Ward |  |  |  |  | 0 | condemed
15 | Pulse Oximeter | B | Nonin8600 |  |  |  | OT |  |  |  |  | 0 | condemed
16 | Pulse Oximeter | B | Cleo |  |  |  | Ward |  |  |  |  | 35000 | working
17 | Infusion pump | C | Infu300 |  | 2007-03-08 |  | Ward |  |  | 2007-03-08 |  | 24000 | working
18 | Alpha Bed with motor | C | Apex |  | 2007-06-28 |  | M/W |  |  | 2007-06-28 |  | 6200 | working
19 | Dental Unit with motor for dental OP | B2 |  |  |  | Confident | Dental Op |  |  |  |  | 118000 | not woking
20 | Binocular Mircroscope | B2 |  |  |  |  | Lab |  |  |  |  | 12500 | working
21 | Glucometer | C |  |  | 2003-08-25 |  | Lab |  |  | 2003-08-25 |  | 4000 | not working
22 | Electric Calorimeter | C | 101 |  | 1998-03-13 | AlanMedical | Lab |  |  | 1998-03-13 |  | 10000 | working
23 | Electric Calorimeter | C |  |  |  |  | Lab | DMS |  |  |  | 6000 | working
24 | Electri centrifuger | C |  |  |  |  | Lab |  |  |  |  | 19000 | working
25 | Operation Table Hydraulic Major | B2 |  |  |  | AssociatSurgicals | OT | TNHSP |  |  |  | 70000 | working
26 | Operation Table Hydraulic Major | B2 |  |  |  |  | OT |  |  |  |  | 70000 | working
27 | Operation Table Hydraulic Major | B2 |  |  |  |  | OT |  |  |  |  | 51400 | transvered to ambai gh
28 | Operation table Hydraulic Minor | B2 |  |  |  |  | OT |  |  |  |  | 0 | repeated entry
29 | Auto Clave HP Vertical (2 bin) | C |  |  | 2008-04-04 | Jupiter | OT |  |  | 2008-04-04 |  | 33000 | working
30 | Autoclave vertical single bin | C |  |  |  |  | OT |  |  |  |  | 0 | condemed
31 | Diathermy Machine (Electric Cautery) | B |  |  | 2007-06-28 | Jupiter | O/T |  |  | 2007-06-28 |  | 185000 | working
32 | Suction Apparatus - Electrical(Hivacuam) | B |  |  |  | Jupiter | Ward |  |  |  |  | 4400 | working
33 | Sterilizer Medium (Instrument) | C |  |  |  |  | OT |  |  |  |  | 0 | condemed
34 | Shadowless Lamp stand model | B |  |  |  | Jupiter | L/Room/OT |  |  |  |  | 13000 | working
35 | Boyles Apparatus with Fluotec and circle absorber | B |  |  | 2001-06-07 |  | O/T |  |  | 2001-06-07 |  | 162354 | working
36 | ALPHA BED WITH MOTOR | B2 | 28549 |  | 2003-08-20 | M/S ASSOCIATED SURGICAL CHENNAI | FEMAL WARD | DMS |  |  |  | 6600 | working
37 | Auto Clave HP Vertical (2 bin) | C |  |  |  | SOLOCRAFT IDUSTRIES CHENNAI |  | TNHSP |  |  |  | 33000 | working
38 | Auto Clave HP Vertical (2 bin) | C | 16*24 |  |  | DDFW THIRUNELVELI |  | OTHERS |  |  |  | 33000 | working
39 | Weighing machine paed | C | 0 |  | 2008-11-11 | JUPITER MANUFACTURING WORKS COIMBATOREcC |  | TNHSP |  |  |  | 2019 | working
40 | Foetal Monitor | B |  |  | 2003-08-20 | ASSOCIATED SURGICALS CHENNAI |  | DMS |  |  |  | 5150 | working
41 | Opthalmoscope - Direct | C | MEDICARE |  | 2008-12-01 | JUPITER MANUFACTURING WORKS |  | TNHSP |  |  |  | 3500 | working
42 | Shadowless lamp ceiling type major | B | NES271 |  | 2009-03-05 | JUPITER MANUFACTUORING WORKS |  | DMS |  |  |  | 40000 | working
43 | Ceiling Suspended Shadowless Lamp | B2 | ANS 034 |  | 2009-02-16 | JUPITER MANUFACTURING WORKS |  | DMS |  |  |  | 26000 | working
44 | Nebuliser Adult | C |  |  | 1996-03-16 | M/S PHOENIX MEDICAL SYSTEM | LABOUR WARD | IPPV | 40/S2/LCB/95 DT.08/12/1995 | 1996-03-16 |  | 4010 | working
45 | Needle destroyer / Syringe Destroyer | C |  |  | 2003-07-15 | LINCO SCIENDIFIC INSTRUMENT CO |  | DMS |  |  |  | 2350 | working
46 | Ceiling Suspended Shadowless Lamp | B2 |  |  | 2008-10-10 | JUPITER MANUFACTURING WORKS |  | TNMSC |  |  |  | 38100 | repeated entry
47 | Laproscope Single Puncture | B2 |  |  | 1994-08-02 | DDHS TIRUNELVELI | OT |  |  |  |  | 0 | condemed
48 | Vacuum extractor metal | C |  |  | 1993-10-06 | m/s associated surgical chennai | [5 empty] | 680 | working
49 | Cryo Surgery/Cryocautery Unit | B2 | CRYO 004B ON-OFF SUPER DELUXE |  | 2012-03-13 | SOLOKRAFTS INDUSTRIES | OT | TNHSP | TNHSP/TNMSC/AG30A/2011 DT 01/03/2011 | 2012-03-16 |  | 23172 | working
50 | Suction Apparatus - Foot operated | C |  |  | 2009-04-01 | tnhsp (1056) ambulance |  | TNHSP | 1049/hs/a/2008 dt-19/09/2008 |  |  | 4400 | working
51 | Needle destroyer / Syringe Destroyer | C |  |  | 2008-08-27 | GLO LIFE CARE EQUIPMENTS |  | TNHSP | TNHSP/TNMSC/ENGG/BMWM1/2008 DT-08/02/2008 |  |  | 755 | working
52 | Weighing Machine Electronic | C |  |  | 2008-06-21 | JUPITER MANUFACTURING WORKS |  | TNHSP | TNHSP/TNMSC/ENGG/BMWM8/2008 DT-28/04/2008 |  |  | 541 | condemed
53 | Ringlens System | C | magnascope own make |  | 2012-03-13 | solokrafts industries | labour ward | TNHSP | TNHSP/TNMSC/ICB/AG31/2011 | 2012-03-16 | 2015-03-13 | 6987 | working
54 | Generator | C | 1000K | FODB 95-11831 | 1996-02-09 | M/S SUSEE AUTO THIRUNELVELI | O.T | IPPV | 40/S2/LCB/3/95 DT 14/12/1995 | 1996-02-09 |  | 19800 | working
55 | Suction Apparatus - Electrical(Hivacuam) | B2 | ANS152 |  | 2009-06-22 | GENERAL SURGICAL COMPANY |  | DMS | 51190/Sandamp;P/1/2008 DT-10/11/2008 | 2009-06-23 |  | 22000 | working
56 | Suction Apparatus - Electrical | C | HEAVY DUTY CABINET TYPE |  | 2009-03-24 | VISHAL HOSPITAL STEEL FURNITURE MFG CO |  | TNHSP | TNHSP/TNMSC/P3E8/2008 DT-10/09/2008 | 2009-03-24 | 2012-03-21 | 3900 | working
57 | Suction Apparatus - Electrical(Hivacuam) | B2 | CABINET MODEL |  | 2009-03-24 | VISHAL HOSPITAL STEEL FURNITURE MFG CO |  | DMS | 51190/Sandamp;P/1/2008-09 DT-10/11/2008 |  |  | 4410 | condemed
58 | Infant Warmer / Neonatal Warmer/Infant Open Care system | B2 | NICE2007S | 141501003517 | 2015-02-16 | MADRAS SURGICALS andamp;CHEMICALS | NBSU | TNMSC | 114/TNMSC/ENGG/2013-1 | 2015-02-16 | 2018-02-15 | 28300 | working
59 | Infant Warmer / Neonatal Warmer/Infant Open Care system | B2 | NICE2007S | 141501003516 | 2015-02-16 | MADRAS SURGICALS andamp;CHEMICALS | NBSU | TNMSC | 114/TNMSC/ENGG/2013-1 | 2015-02-16 | 2018-02-16 | 28300 | working
60 | Pulse Oximeter | B2 | RAD8 | M81622 | 2015-01-07 | INDIAN MEDICAL SYSTEMS AND TECHNOLOGIES | NBSU | TNMSC | 114/TNMSC/ENGG/2013-2 | 2015-01-07 | 2020-01-06 | 68950 | working
61 | Electric Calorimeter | C | prietest easylab | PEL1281213RBK | 2014-03-24 | ROBONIK (INDIA) PVT LTD | LAB | TNHSP | TNHSP/TNMSC/AG87b/2013-2 | 2014-03-24 | 2015-03-24 | 20302 | working
62 | Semi auto analyser | B2 | PRIETEST EASYLAB | AT1451013RBK | 2014-03-24 | ROBONIK INDIA PVT LTD | LAB | TNHSP | TNHSP/TNMSC/AG87h/2013 | 2014-03-24 | 2017-03-24 | 49356 | working
63 | Pulse Oximeter | B2 | RAD-8 M/S.MASIMO CORPORATION | BATCH NO.71700 | 2014-04-04 | GRACE MFG.andamp; TRADING CO 308~ORIWNTAL HOUSE GULMOHAR COMPLEX NEW DELHI. | O.T. | TNMSC | RCH-11/TNMSC/ENGG/E67/2012 DT.18.06.2012 | 2014-04-04 |  | 68968 | working
64 | Pulse Oximeter | B2 |  | BAATCH NO-M71737 | 2014-04-04 | GRACE MFG.andamp;TRADING CO.308~ORIENTAL HOUSE GULMOHAR COMPLEX NEW DELHI 110049 | O.T. | TNMSC | RCH-11/TNMSC/ENGG/E67/2014 | 2014-04-04 | 2019-04-04 | 68968 | working
65 | PH meter | C | RPA-1GRTIOANPN SN 1302 | 1302 | 2015-04-11 | RLT INSTRUMENTATION PVT LTD | LAB | TNHSP | TNHSP/TNMSC/AG87B/2013-1 |  | 2015-04-11 | 0 | working
66 | Multi Para Monitor | B2 | G3D | G3DL60124 | 2014-06-27 | TRANS HEALTH CARE INDIA PVT.LTD K.K. NAGAR ~CHENNAI. | OT | TNMSC | NO.17240/TNMSC/ENGG/2013 | 2014-06-30 | 2016-06-30 | 60000 | working
67 | Auto Clave HP Vertical (2 bin) | C |  |  | 2009-03-21 | VISHAL STEEL FURNITURE MFG CO CHENNAI |  | DMS | 51190/Sandamp;P/1/2008 |  |  | 0 | condemed
68 | Auto Clave HP Vertical (2 bin) | C | [5 empty] | RCH | 1599/CEMONC/HSS09 |  |  | 0 | working
69 | Weighing machine adult | C |  |  | 2012-02-18 | ALAN MEDICALandamp; LABORATORIES |  | TNHSP | TNHSP/TNMSC/ENGG/AG/24/2011 DATE-09/12/2011 |  |  | 598 | condemed
70 | Magnavision Lamp | C | 8008 |  | 2011-05-12 | JUPITER MANUFACTURING WORKS |  | TNMSC | 04R/NRHM/TNMSC/ENGG/2011 |  |  | 4400 | working
71 | Needle destroyer / Syringe Destroyer | C | S7ESND | S7ESND | 2012-12-08 | SOUTH INDIA SURGICAL CO.LTD | M.W~ F.W~ L.W. OPD(MALEandamp;FEMALE) INJECTION OP | JDHS | 672/15/12 DT 19/11/2012 |  |  | 1050 | condemed
72 | Pulse Oximeter with NIB.P | B2 | RAD 8 | M81622 | 2015-01-07 | INDIAN MEDICAL SYSTEMS AND TECHNOLOGIES | NBSU | TNMSC | 114/TNMSC/ENGG/2013-2 | 2015-01-07 | 2020-01-06 | 68950 | working
73 | Defibrillator with Monitor | B2 | heartstart FRX | 861304 | 2012-08-09 | philips electronics india ltd puduchery | female ward | TNMSC | TNHSP/TNMSC/ICB/AG17/2012 | 2012-09-17 | 2013-09-30 | 58696 | working
74 | Binocular Mircroscope | B2 | BDI-13A | 22111 | 2014-01-24 | SOLOKRAFTS INDUSTRIES | LAB | TNHSP | TNHSP/TNMSC/AG87C/2013~2/10/2013 | 2014-01-30 | 2015-01-30 | 18600 | working
75 | Binocular Mircroscope | B2 | BDI-13A | 22317 | 2014-01-24 | SOLOKRAFTS INDUSTRIES | LAB | TNHSP | TNHSP/TNMSC/AG87C/2013~22/10/2013 | 2014-01-30 | 2015-01-30 | 18600 | working
76 | Blood Mixer/Blood Shaker | B2 | BDI*149 |  | 2014-09-24 | SOLOKRAFTS INDUSTRIES | STORE | TNHSP | TNHSP/TNMSC/AG87f(R)2014-2DATE19.08.14 | 2014-09-24 | 2015-09-18 | 32200 | working
1915566

## kadyanualluar
DIRECTORATE OF MEDICAL AND RURAL HEALTH SERVICES
GOVERNMENT OF TAMIL NADU
REPORT : EQUIPMENT RECEIPT DETAILS REPORT-INSTITUTION WISE
PERIOD : 02/03/2000-02/03/2015
District : TIRUNELVELI
Institution : KADAYANALLUR
S.No. | Equipment Name | Equipment Category | Equipment Model No | Equipment Serial No | Date of Receipt | Manufacturer Name | Supplier Name | Location of Equipment | Source of Supply | Purchase Order No | Date of Installation | Warranty Valid Upto | Cost of the item | status
1 | Alpha Bed with motor | C |  |  | 2003-08-16 |  |  | M.W |  |  | 2003-08-16 |  | 6400 | working
2 | Pulse Oximeter | B2 | STELLAR | SO7P25266 | 2008-01-11 | Landamp;t | landamp;t mEDICAL |  | TNHSP | P2E9/07 DT 11.9.07 |  |  | 33750 | working
3 | Shadowless Lamp stand model | B |  |  |  |  | JUPITER |  | TNHSP | P2E17/07 DT 30.10.07 |  |  | 27498 | working
4 | Refrigerator | C |  |  | 2007-12-14 | ELECTROLEX | eLECTROLEX |  | TNHSP | P2G5/07 DT 17.9.07 | 2008-01-01 |  | 10400 | working
5 | Blood Bank Refrigerator | B2 |  |  | 2009-01-23 | THERMO SCIENTFIC | tHERMO SCIENTFIC |  | TNHSP | P3E15/08 DT 11.8.8 | 2009-01-23 |  | 165000 | working
6 | Phototherapy Unit | C | CE0434 |  | 2009-09-12 | SUNSHINE CFL | JUPITER MANUFACTURING WORKES COVAI |  | TNHSP | 02/NRHM/HSP/TNMSC/2009 PU. DT 25/06/2009 |  |  | 10500 | transvered from pulangudi gh
7 | Radiant Warmer | C |  |  | 2014-01-21 |  |  | NBSU | OTHERS |  |  |  | 0 | condemed
8 | Laproscope Double Puncture | B2 |  |  | 2014-02-05 |  |  | OT | OTHERS |  |  |  | 226200 | working
9 | Phototherapy Unit | C |  |  |  | Betmedical |  | NICU |  |  |  |  | 0 | not identfied
10 | Baby Incubators | C |  |  |  | NiceNeoTech | MadrasSurgicals | NICU |  |  |  |  | 0 | not identfied
11 | Radiant Warmer | C | 100WS |  |  | Phoenix |  | Lroom |  |  |  |  | 18000 | working
12 | Radiant Warmer | C |  |  |  | Phoenix |  | L.Room |  |  |  |  | 0 | condemed
13 | Radiant Warmer | C |  |  |  | Phoenix | DatexOhmeda | L.Room |  |  |  |  | 0 | repeted entry
14 | Foetal Doppler | C | NeoDop |  | 1998-08-08 |  | AssociateSurgicals | L.Room |  |  | 1998-08-08 |  | 0 | condemed
15 | Foetal Doppler | C |  |  |  |  | MadrasSurgicals | L.Room |  |  |  |  | 0 | condemed
16 | Nebulizer baby | C | [5 empty] | OP |  |  |  |  | 2200 | working
17 | Nebulizer baby | C |  |  |  |  | Vibhsh | O.PandWard |  |  |  |  | 0 | condemed
18 | X-ray Machine 100 mA | B | Simplex |  | 1999-06-09 |  |  | X-RayRoom |  |  | 1999-06-09 |  | 126500 | working
19 | Color Doppler | A | LOgicQ3 |  |  | WiproG.E. |  | O.P | TNHSP |  |  |  | 688296 | working
20 | ECG machine ordinary | B | 108T |  | 2008-03-25 | BPL |  | OP | JDHS |  | 2008-03-25 |  | 24500 | not identfied
21 | ECG machine ordinary | B |  |  | 1997-07-03 |  |  | x ray | DMS |  | 1997-07-03 |  | 0 | not identfied
22 | ECG machine computerized | B | Micro-R |  | 2006-06-19 | Marks | Solocraft | OP | TNMSC |  | 2006-06-19 |  | 25000 | not working
23 | Ventilators (Adult) | B | [5 empty] | ICU |  |  |  |  | 0 | condemed
24 | Cardiac Monitor | C | Agenta |  |  | BPL |  | Ward | Ambulance |  |  |  | 34000 | not working
25 | Pulse Oximeter | B | Nonin |  | 1999-06-01 |  | TransHealth | Store |  |  | 1999-06-01 |  | 0 | condemed
26 | Pulse Oximeter | B | Cleo |  |  | BPL |  | Store | Ambulance |  |  |  | 30000 | working
27 | Infusion pump | C | Infu300 |  | 2007-06-08 | Akas |  | Ward |  |  | 2007-06-08 |  | 23000 | working
28 | Alpha Bed with motor | C |  |  | 2003-08-16 |  |  | FW |  |  | 2003-08-16 |  | 6600 | working
29 | Alpha Bed with motor | C |  |  | 2007-06-22 |  | Jupiter | STORE |  |  | 2007-06-22 |  | 6600 | working
30 | Alpha Bed with motor | C |  |  | 2001-11-08 |  | Jupiter | STORE |  |  | 2001-11-08 |  | 0 | condemed
31 | Nebuliser Adult | C | [5 empty] | OP |  |  |  |  | 0 | condemed
32 | Dental Autoclave | C | [5 empty] | Dental O.P |  |  |  |  | 0 | condemed
33 | Semi auto analyser | B2 |  |  |  |  | Robonik | Lab | TNHSP |  |  |  | 60690 | working
34 | Glucometer | C |  |  |  |  | AssociateSurgicals | LAB |  |  |  |  | 4000 | not working
35 | Binocular Mircroscope | B2 | [5 empty] | Lab |  |  |  |  | 9500 | working
36 | Electric Calorimeter | C |  |  | 1998-03-13 |  |  | Lab |  |  | 1998-03-13 |  | 9500 | working
37 | Electri centrifuger | C | [5 empty] | Lab |  |  |  |  | 19000 | working
38 | Operation Table Hydraulic Major | B2 |  |  | 2008-02-13 |  | Jupiter | O.T. | TNHSP |  | 2008-02-13 |  | 33000 | working
39 | Operation Table Hydraulic Major | B2 |  |  | 1997-04-07 |  | GESCO | O.T. |  |  | 1997-04-07 |  | 33000 | working
40 | Operation table Hydraulic Minor | B2 |  |  |  |  | Vibhsh | O.T. |  |  |  |  | 0 | not identfied
41 | Operation Table Hydraulic Major | B2 | [5 empty] | Store |  |  |  |  | 0 | not identfied
42 | Auto Clave HP Vertical (2 bin) | C |  |  |  |  | Jupiter | Store | TNHSP |  |  |  | 0 | not working
43 | Diathermy Machine (Electric Cautery) | B |  |  | 2007-06-22 |  | Jupiter | OT | DMS |  | 2007-06-22 |  | 185000 | working
44 | Suction Apparatus - Electrical(Hivacuam) | B |  |  |  |  | Jupiter | Ward |  |  |  |  | 4400 | working
45 | Suction Apparatus - Electrical(Hivacuam) | B |  |  |  |  | VinBioTech | WardandOT |  |  |  |  | 0 | condemed
46 | Laproscope Double Puncture | C |  |  | 2007-10-01 |  | Vishal | O.T |  |  | 2007-10-01 |  | 0 | condemed
47 | Boyles Apparatus with Fluotec and circle absorber | B |  |  |  |  | IOL | O.T |  |  |  |  | 162354 | working
48 | Boyles apparatus with out Circle Abosrber | B |  |  |  |  | IOL | O.T |  |  |  |  | 10692 | working
49 | ECG machine computerized | B | SE3 | 309035-M11801710071 | 2012-09-29 | Edan Instruments | Madras Surgicals andamp;Chemicals | Ward | TNHSP | TNHSP/TNMSC/ENGG/AG27/2011 Dt-4/07/2011 | 2011-10-10 | 2012-10-09 | 36637 | working
50 | ECG machine computerized | B | Cardio Touch 3000 | T2L0900117 | 2011-11-12 | BioNet | JK Medical Systems Pvt. Ltd.~Chennai | Female Ward | TNHSP | TNHSP/TNMSC/ENGG/AG21/2010 Dt-22/08/2011 | 2011-12-08 | 2012-12-07 | 65000 | working
51 | Magnavision Lamp | C |  |  | 2012-03-20 | Solocraft Industries | Solocraft Industries | Labour ward | TNHSP |  | 2012-03-21 |  | 0 | working
52 | Cryo Surgery/Cryocautery Unit | B2 | Cryo0043 |  | 2012-06-07 | BOSCHO | Solocraft Industries | OT | TNHSP | TNHSP/TNMSC/AG30A/2011 Dt-14/10/2011 | 2012-06-13 | 2013-06-12 | 23172 | working
53 | Electri centrifuger | C | With 6 Buckets |  | 2012-03-20 | BD Instruments | Solocraft Industries | Lab | TNHSP |  | 2012-03-28 | 2013-03-27 | 19000 | working
54 | Electri centrifuger | C |  |  | 2011-09-28 | REMI | Suba Diagnostics~Nagerkoil | Lab | OTHERS |  | 2011-10-04 | 2012-10-03 | 19000 | working
55 | Magnavision Lamp | C |  |  | 2011-05-12 |  | Jupiter Manufacture | Labour Ward | TNMSC |  | 2011-06-07 | 2012-06-06 | 4400 | working
56 | Electric Calorimeter | C |  | PEL1251213RBK | 2014-04-09 | ROBONIK-INDIA-PVT.LTD | ROBONIK-INDIA-PVT.LTD | LAB | TNHSP | TNHSP/TNMSC/AG87b/2013-2 | 2014-04-09 | 2015-04-08 | 20708 | working
57 | PH meter | C | RPA-IGRTIOANPN | SN1294 | 2014-04-22 | RLT Instrumentation | RLT INSTRUMENTATION PVT. LTD. ~ | LAB | TNHSP | TNHSP/TNMSC/AG87b/2013-1dated.20.11.2013. | 2014-04-22 | 2015-04-21 | 60221 | working
58 | Pulse Oximeter | B | Steller P |  |  | L andamp; T | L andamp; T |  | TNHSP |  |  |  | 33750 | working
59 | Dental Unit with motor for dental OP | B2 | Alpha |  |  |  | S.S.Chemicals | Op | TNHSP |  |  |  | 118000 | not working
60 | Infant Warmer / Neonatal Warmer/Infant Open Care system | B2 | Nice-2007S | 141501003541 | 2015-02-02 | Nice Neotech | MADRAS SURGICALS andamp; CHEMICALS | NBSU | TNMSC | 114/TNMSC/ENGG/2013-1 DATED 08/12/2014 | 2015-02-16 | 2018-02-15 | 29715 | working
61 | Infant Warmer / Neonatal Warmer/Infant Open Care system | B2 | Nice-2007S | 141501003518 | 2015-02-02 | Nice Neotech | MADRAS SURGICALS andamp; CHEMIICALS | NBSU | TNMSC | 114/TNMSC/ENGG/2013-1 DATED 08/12/2014 | 2015-02-16 | 2018-02-15 | 29715 | working
62 | Infant Warmer / Neonatal Warmer/Infant Open Care system | B2 | Nice-2007S | 141501003544 | 2015-02-02 | Nice Neotech | MADRAS SURGICALSandamp;CHEMICAIS | NBSU | TNMSC | 114/TNMSC/ENGG/2013-1 DATED 08/12/2014 | 2015-02-16 | 2018-02-15 | 29715 | working
63 | Mannual Colposcope | C | ARI 11- ID | R20130206 | 2013-03-06 | Ari Technology(group)Co.LTD~CHINA | SOUTH INDIA SURGICALS.CHENNAI | NEW OP | TNHSP | TNHSP/TNMSC/ENGG/AG30/2011 | 2013-04-01 | 2014-04-01 | 130000 | working
64 | Binocular Mircroscope | B2 | BDI-13A | 22116 | 2014-01-21 | M/S.B.D.I..INSTRUMENTATION | SOLOKRAFTS INDUSTRIES | LAB | TNMSC | TNHSP/TNMSC/AG87C/2013~ 22/10/2013 | 2014-01-30 | 2015-01-29 | 18530 | working
65 | Binocular Mircroscope | B2 | BDI-13A | 22840 | 2014-01-21 | B.D.I INSTRUMENTATION | SOLOKRAFTS INDUSTRIES | LAB | TNHSP | TNHSP/TNMSC/AG87C/2013~22/10/2013 | 2014-01-30 | 2015-01-29 | 18530 | working
66 | Diathermy Machine (Electric Cautery) | B | ELSY 360M+ | 1406115 | 2014-06-13 | ALAN ELECTRONIC SYSTEMS PVT LTD | JBS MEDITEC INDIA PVT LTD | OT | TNMSC | 17240/TNMSC/ENGG/2014-2 | 2014-06-13 | 2015-06-12 | 228900 | working
67 | Multi Para Monitor | B2 | G3D | G3DL60134 | 2014-06-28 | GENERAL MEDITECH INC ~CHINA | TRANS HEALTH CARE INDIA PRIVATE LIMITED | OT | TNMSC | 17240/TNMSC/ENGG/2014-3 DATED 16/05/2014 | 2014-06-28 | 2017-06-27 | 63000 | working
68 | Blood Mixer/Blood Shaker | B2 | BDI 149 | 2014080837 | 2014-09-22 | B.D.INSTRUMENTATION (INDIA) | SOLOKRAFTS INDUSTRIES | BLOOD BANK | TNHSP | TNHSP/TNMSC/AG87f(R)/2014-2~ 19/05/2014 | 2014-09-29 | 2014-09-28 | 33810 | working
69 | Water Bath/Ultrasonic Water Bath | C | SMI-143 |  | 2014-06-02 | Jindal | S.M.SCIENTIFIC INSTRUMENTS PVT.LTD. | LAB | TNHSP | TNHSP/TNMSC/AG87h(R) /2014DATED.10.04.2014 | 2014-10-28 | 2015-10-27 | 8427 | working
70 | Haemoglobinometer | C | BDI-56 | 2014 38 | 2014-12-05 | BDI | SOLOKRAFTS INDUSTRIES | LAB | TNHSP | TNHSP/TNMSC/ENGG/AG87b/2014dt25.07.2014 | 2014-12-05 | 2015-12-04 | 10185 | working
71 | Foetal Doppler | C | A100H |  | 2014-11-20 | Aeon Technology (P)Ltd | MEDI WAVES INC. | Labour Ward | TNMSC | 17240/TNMSC/ENGG/2014-15 dt.16.05.2014 | 2014-11-20 | 2017-11-19 | 4743 | working
72 | Foetal Doppler | C | A100H |  | 2014-11-20 | Aeon Technology (P) Ltd | MEDI WAVES INC. | Labour Ward | TNMSC | 17240/TNMSC/ENGG/2014-15 dt.16.05.2014 | 2014-11-20 | 2017-11-19 | 4743 | working
73 | Pulse Oximeter | B2 | RAD8 | M 78116 | 2015-01-07 | MASIMO | INDIAN MEDICAL SYSTEMS AND TECHNOLOGIES | NBSU | TNMSC | 114/TNMSC/ENGG/2013-2 DATED 08.12.2014 | 2015-01-07 | 2020-01-06 | 72398 | working
74 | Electri centrifuger | C | With 8 Buckects |  | 2009-07-29 | BD Instruments | Solocraft Industries | Lab | TNHSP | TNHSP/TNMSC/ICB/P3E2/2009 Dt-28/01/2009 | 2009-08-03 | 2010-08-02 | 0 | working
75 | Defibrillator with Monitor | B2 | Heart Start Frx | 804865932-I | 2012-08-27 | Philips | MadrasSurgicals | O P D | TNHSP | TNHSP/TNMSC/ICB/AG17/2012 | 2012-08-27 | 2013-08-26 | 58696 | working
76 | Suction Apparatus - Electrical(Hivacuam) | B2 |  |  | 2009-03-24 |  | Vishal | MW FW OPD | TNHSP | TNHSP/TNMSC/P3E8 | 2009-03-24 |  | 3900 | not worling
3140475

## pulangudi
DIRECTORATE OF MEDICAL AND RURAL HEALTH SERVICES
GOVERNMENT OF TAMIL NADU
REPORT : EQUIPMENT RECEIPT DETAILS REPORT-INSTITUTION WISE
PERIOD : 02/03/2000-02/03/2015
District : TIRUNELVELI
Institution : PULIYANKUDI
S.No. | Equipment Name | Equipment Category | Equipment Model No | Equipment Serial No | Date of Receipt | Supplier Name | Location of Equipment | Source of Supply | Purchase Order No | Date of Installation | Warranty Valid Upto | Cost of the item
1 | Haemoglobinometer | C | BDI56 | 201439( MBDI 56) | 2014-10-07 | SOLOKRAFTS CHENNAI | LAB | TNHSP | TNHSP/TNMSC/ENGG/AG87B/2014 | 2014-12-06 | 2015-12-05 | 9700 | working
2 | Mannual Colposcope | C | ARI11-1D | R20130246 | 2013-03-06 | SOUTH INDIA SURGICAL~CO~LTD~NEWNO117 OLDNO65~WARRAJAH ROAD CHENNAI | LABOUR WARD | TNHSP | TNHSP/TMNSC/ENGG/AG301211 21.04.2012 | 2013-03-30 | 2014-03-06 | 130000 | working
3 | Ringlens System | C | b-128 |  | 2012-03-14 | solokrafts industries works no27~kma garden industries estate kodungaiur chennai 18 | LABOUR WARD | TNHSP | TNHSP/TNMSC/AG31/2011 19.10.2011 | 2012-03-17 | 2015-03-14 | 6987 | working
4 | Binocular Mircroscope | B2 | BDI-13A | 22142 | 2014-01-25 | SOLOKRAFT INDUSTRIES WORKS~ CHENNAI | LAB | TNHSP | TNHSP/TNMSC/AG87C/2013 -22/10/2013 | 2014-01-31 | 2015-01-25 | 18600 | working
5 | PH meter | C | RPA-1GRTIOANPN | 1298 | 2014-04-15 | RLT INSTRUMENTAION PVT LTD CHENNAI | LAB | TNHSP | TNHSP/TNMSC/AG87B/2013-1 24/03/2014 | 2014-04-15 | 2015-10-15 | 57353 | working
6 | Dental Chair(Electric/Hydraulic/Manual) | B2 | OF 500 | 90184900 | 2010-04-05 | CONFIDENT DENTEL EQUIPMENT LTD~BANGLUR. | OP | TNMSC | 9214/TNMSC/ENGG/2009 10.03.2010 | 2010-04-15 | 2013-04-05 | 109009 | working
7 | Cryo Surgery/Cryocautery Unit | B2 | CRYO 004B-ON-OFF SUPERDELUX |  | 2012-03-17 | SOLOKRAFTS INDUSTRIES WORK~ CHENNAI | LABOUR ROOM | TNHSP | TNHSP/TNMSC/AG30A/2011~14.10.2011 | 2013-03-17 | 2013-03-17 | 23172 | working
8 | Water Bath/Ultrasonic Water Bath | C | SM I-143 |  | 2014-06-02 | SM SCIENTIFIC INSTRUMENTS PVT LTD DELHI | STORE | TNHSP | TNHSP/TNMSC/AG87H9R0/2014 14.04.2014 |  |  | 8262 | working
9 | Multi Para Monitor | B2 | G3D | G3DL60029 | 2014-06-27 | TANSHEALTH CAR PVT LTD CHENNAI | OT | TNHSP | 17240/TNMSC/ENGG/2014-3 16/025/2014 | 2014-06-28 | 2017-06-26 | 60000 | working
10 | Multi Channel Pressure Monitor | B2 | G3D | G3DL60029 | 2014-06-27 | TANS HEALTHCAR INDIA PVT LTD CHENNAI | OT | TNMSC | 17240/TNMSC/ENGG/2014 16/05/2014 | 2014-06-28 | 2017-06-27 | 60000 | repeted entry
11 | Laproscope (Video) | B1 | LA37 |  | 2013-10-31 | FAMI ILY WELFARE TIRUNELVELI | OT | OTHERS |  | 2013-12-09 |  | 226200 | working
12 | VDRL Rotator/Shaker | C | BDI 140 | 2014080866 | 2014-09-22 | SOLOKRAFTS INDUSTRIES WORK PVT LTD CHENNAI | LAB | TNHSP | TNHSP/TNMSC/AG87F9R02014-2 DT19/05/2014 | 2014-09-26 | 2015-09-25 | 32200 | working
13 | Haemoglobinometer | C | BDI56 | 201439 | 2014-10-07 | SOLOKRAFTS INDUSTRIES WORK CHENNAI | LAB | TNHSP | TNHSP/TNMSC/ENGG/AG57b/2014 25/07/2014 | 2014-12-06 | 2015-12-05 | 9700 | working
14 | Phototherapy Unit | C |  |  |  |  | Ward |  |  |  |  | 10500 | working
15 | Radiant Warmer | C | NWS100 |  | 1996-03-15 |  | Ward | IPPV |  | 1996-03-15 |  | 14000 | not working
16 | Radiant Warmer | C | WS100 |  |  |  | L.Room |  |  |  |  | 14000 | not working
17 | Radiant Warmer | C |  |  |  | Datex ohmeda | Ward |  |  |  |  | 14000 | not working
18 | Foetal Doppler | C | NeoDop |  | 2003-08-21 | AssociateSurgicals | L.Room |  |  | 2003-08-21 |  | 4743 | not working
19 | Foetal Doppler | C | MWI-99 |  |  | AssociateSurgicals | L.WARD |  |  |  |  | 0 | condemed
20 | CTG Monitor | B2 | BT-300 |  | 2004-02-06 | MITI | L.Room |  |  | 2004-02-06 |  | 0 | condemed
21 | X-ray Machine 100 mA | B | Stallian100 |  | 1980-06-08 |  | X-RayRoom |  |  | 1980-06-08 |  | 0 | not identfied
22 | Ultra Sonogram -MOBILE | B | Sonata |  |  |  | Scan Room |  |  |  |  | 0 | working
23 | ECG machine ordinary | B | 108T |  | 2007-10-08 |  | Store |  |  | 2007-10-08 |  | 0 | condemed
24 | ECG machine computerized | B | 6108T |  |  |  | x ray | JDHS |  |  |  | 24500 | working
25 | ECG machine computerized | B | EKG2000 |  |  | MITI | x ray |  |  |  |  | 0 | condemed
26 | Multi Para Monitor | B |  |  |  | MITI | OT |  |  |  |  | 50000 | working
27 | Cardiac Monitor | C | ORBIT |  |  |  | Ward | TNHSP |  |  |  | 0 | not identfied
28 | Cardiac Monitor | C | Agenta |  |  |  | WARD | Ambulance |  |  |  | 35000 | working
29 | Pulse Oximeter | B | Nonin |  | 1999-04-01 | TransHealth | Store |  |  | 1999-04-01 |  | 25000 | working
30 | Pulse Oximeter | B | Cleo |  |  |  | OT | Ambulance |  |  |  | 30000 | working
31 | Infusion pump | C | infu300 |  | 2007-06-08 |  | Ward |  |  | 2007-06-08 |  | 30680 | working
32 | Alpha Bed with motor | C |  |  | 2007-06-28 | Jupiter | M.W |  |  | 2007-06-28 |  | 6600 | working
33 | Alpha Bed with motor | C |  |  | 2003-08-21 | AssociateSurgicals | F.W |  |  | 2003-08-21 |  | 6600 | working
34 | Alpha Bed with motor | C |  |  |  |  | F.W |  |  |  |  | 6600 | not working
35 | Alpha Bed with motor | C |  |  |  |  | Store |  |  |  |  | 0 | condemed
36 | Nebuliser Adult | C | FlowNeb |  |  | Jupiter | O.PandWard |  |  |  |  | 2400 | working
37 | Nebuliser Adult | C | Redymist |  | 2007-09-08 | Jupiter | O.PandWard |  |  | 2007-09-08 |  | 2400 | not working
38 | Nebuliser Adult | C | Microlux |  |  | AssociateSurgicals | C.W |  |  |  |  | 0 | condemed
39 | Dental Unit with motor for dental OP | B2 |  |  | 1976-08-03 |  | OP |  |  | 1976-08-03 |  | 118669 | working
40 | Dental Autoclave | C |  |  |  | Confident | Dental O.P |  |  |  |  | 0 | condemed
41 | Semi auto analyser | B2 | PreOnetouch |  | 2007-10-18 | Robonik | Lab | TNHSP |  | 2007-10-18 |  | 60690 | working
42 | Semi auto analyser | B2 |  |  |  | Ranbaksy | Lab | DMS |  |  |  | 0 | repeted entry
43 | Binocular Mircroscope | B2 |  |  | 1984-07-09 |  | Lab |  |  | 1984-07-09 |  | 9500 | working
44 | Mono cular Microscope | C |  |  |  |  | Lab |  |  |  |  | 9500 | working
45 | Electri centrifuger | C |  |  |  |  | Lab |  |  |  |  | 11000 | working
46 | Electri centrifuger | C |  |  |  |  | Lab |  |  |  |  | 11000 | working
47 | Electric Calorimeter | C |  |  | 1998-03-13 |  | Lab |  |  | 1998-03-13 |  | 9500 | working
48 | Glucometer | C |  |  | 2003-08-21 |  | Lab |  |  | 2003-08-21 |  | 4000 | not working
49 | VDRL Rotator / Mechanical Agitator | C |  |  |  |  | Lab |  |  |  |  | 1500 | working
50 | Hot Air oven | C |  |  |  |  | Lab |  |  |  |  | 11953 | working
51 | Lab Incubator | C |  |  |  |  | Lab |  |  |  |  | 11953 | working
52 | Lab Incubator | C |  |  |  |  | Lab |  |  |  |  | 11953 | working
53 | Operation Table Hydraulic Major | B2 |  |  |  | Jupiter | O.T. | TNHSP |  |  |  | 33000 | working
54 | Operation table Hydraulic Minor | B2 |  |  |  | Vibhsh | O.T. |  |  |  |  | 33000 | working
55 | Operation Table Hydraulic Major | B2 |  |  | 2009-05-01 |  | A.E-OT |  |  | 2009-05-01 |  | 0 | repeted entry
56 | Auto Clave HP Vertical (2 bin) | C |  |  |  |  | O.T. |  |  |  |  | 33000 | working
57 | Auto Clave HP Vertical (2 bin) | C |  |  |  |  | Ward |  |  |  |  | 33000 | working
58 | Auto Clave HP Vertical (2 bin) | C |  |  | 2009-01-17 | Solocraft | Store |  |  | 2009-01-17 |  | 33000 | working
59 | Autoclave vertical single bin | C |  |  |  |  | OP |  |  |  |  | 25000 | working
60 | Diathermy Machine (Electric Cautery) | B |  |  | 2007-06-28 | Jupiter | O.T |  |  | 2007-06-28 |  | 185000 | working
61 | Suction Apparatus - Electrical(Hivacuam) | B |  |  |  | Jupiter | Ward |  |  |  |  | 4400 | working
62 | Suction Apparatus - Electrical(Hivacuam) | B |  |  |  | Vishal | OT |  |  |  |  | 4400 | working
63 | Laproscope Double Puncture | C |  |  |  | Vishal | O.T |  |  |  |  | 226200 | working
64 | Laproscope Double Puncture | C |  |  |  | Vishal | O.T |  |  |  |  | 0 | condemed
65 | Boyles Apparatus with Fluotec and circle absorber | B |  |  |  | IOL | OT |  |  |  |  | 0 | working
66 | Boyles apparatus with out Circle Abosrber | B |  |  | 2008-03-01 |  | O.T |  |  | 2008-03-01 |  | 0
67 | R-8C-REMI CENTRALPURPOSEElectri centrifuger | C | R-8C |  | 2009-08-31 | RAJENDRA ELCTRICAL INDUSTRIES THANE | STORE | TNHSP | 05/NRHM/HSP/TNMSC/09 DT 05/07/2009 |  |  | 9936 | working
68 | X-ray Machine 100 mA | B2 |  |  | 2009-10-30 | MEDFORD MEDICAL SYSTEM JAIPUR | XRAY ROOM | TNMSC | 1/NRHM/TNHSP/TNMSC/2009/X-XRAY |  |  | 0 | not installed
69 | Electri centrifuger With 6buget | C | bdi 152 | 2011536 | 2012-03-14 | SOLOKRAFTS INTUSTRIES WORKES CHENNAI | STORE | TNHSP | TNHSP/TNMSC/AGE/2011 DT 04/10/2011 | 2012-03-17 | 2015-03-17 | 5345 | working
70 | Binocular Mircroscope | B2 | BDI-13 | 227714 | 2009-07-29 | SOLOKRAFTS INTUSTRIES CHENNAI | LAB | TNHSP | TNHSP/TNMSC/ICB/P3E2 2009 DT28/01/2009 | 2009-09-09 |  | 18796 | working
71 | Auto Clave Vertical (2 bin) | C | IN-EZ4 | 1)A09050318 2)a9050276 | 2008-04-05 | MANAGING DIRACETOR TNMSC CHENNAI | OPERATION THEATER | TNHSP | TNHSP/TNMSC/P2E11/07 DT 28/11/2007 |  |  | 33280 | working
72 | Generator (2.1KVA) | C | SRIRAM HONDA EBK280 | EBK2800 95 04240 | 2002-02-12 |  | OPERATION THEATER | JDHS |  |  |  | 44400 | working
73 | Lab Incubator | C | BDI-54 | 76581 | 2009-07-29 | SOLOKRAFTS INDUSTRIES WORKE CHENNAI | MAIN STORE | TNHSP | TNHSP/TNMSC/IOB/P3E2/2009 DT 28/01/2009 |  |  | 11800 | repeted entry
74 | Hot Aiir Oven | C | BDI-59 M.N.O | 73867 | 2009-07-29 | SOLOKRAFTS INDUSTRIES WORKES CHENNAI | LAB | TNHSP | TNHSP/TNMSC/ICB/P3E2/2009 DT 28/01/2009 | 2011-04-07 |  | 11953 | repeted entry
75 | Generator 40KVA | C | GS-4D-30-V-40-B | F080021 |  |  | NEAR KICHAN |  |  |  |  | 0 | working
76 | Lab Incubator | C | BDI-54 | 76138 | 2009-09-20 | SOLOKRAFTS INDUSTRIES WORKES CHENNAI | MAIN STORE | TNHSP | 05/NRHM/HSP/TNMSC/2009 DT 15/07/2009 |  |  | 12431 | repeted entry
77 | Auto Clave Vertical (2 bin) | C | IN-EZ4 |  | 2009-08-05 |  | MAIN STORE | JDHS |  |  |  | 33000 | repeted entry
78 | Blood Bank Refrigerator | B2 | HSR250 |  | 2009-01-23 | THERMOSCINTIFIC INTUSTRIES CHENNAI | STORE | TNHSP | TNHSP/TNMSC/ENGG/PSE15/08 DT11/08/2008 |  |  | 58100
79 | Focus lamp Ordinary | C | HOPITECH |  | 2010-07-28 | JUPITERMANUFACTURING WORKES COVAI | OPERATION THEATER | TNHSP |  | 2009-07-29 |  | 25896 | working
80 | ECG machine computerized | B | SE3 | 309035-M11801710072 | 2011-04-04 | MADRAS SURGICALS CHENNAI | OP | TNHSP | TNHSP/TNMSC/EGG/AG27/2011 DT 21/09/2011 | 2011-10-07 | 2012-10-04 | 38469 | working
81 | Blood Donor Couch | B2 |  |  | 2009-09-05 | SABERWAL SURGICAL COIMBATORE | STORE | TNHSP | 05/NRHM/TNHSP/TNMSC/2009-BDCDT 15/07/2009 |  |  | 66560 | working
82 | Ultra Sound Scanner - Portable | B2 | NO356460 |  | 2003-12-29 | LARSEN andamp;TOUBRO LTD | LABPUR WARD |  |  |  |  | 0 | repeted entry
83 | 300 M.A. X-ray machine Intensifer | B2 | 325FCFLOATEX VBS | 40230061 | 2004-04-12 | ALLENGEARS | XRAY ROOM | DMS |  | 2004-05-05 |  | 0 | working
84 | ECG machine computerized | B | CARDIART 6108T | ABMK7M 7884 | 2008-03-24 | JDHS TENKASI | FEMALE WARD | JDHS | A10-9362/09 DT 19/12/2007 | 2008-04-21 |  | 24960 | repeted entry
85 | Auto analyser | B | PRITEST TOUCH | A70650209RBK | 2009-04-27 | ROBONIC INDIA PVT LTD MUMBAI | LAB | TNHSP | TNHSP/TNMSC/PCB/P362/2009 DT 28/01/2009 | 2009-04-27 |  | 60690 | repeted entry
86 | Electri centrifugerMITH8BUGET | C | BD-154 | 75737 | 2009-07-29 | SOLOKRAFTSINDUSTRIES WORKES CHENNAI | LAB | TNHSP | TNHSP/TNMSC/ ICB/P3E2209 DT 20/01/2009 | 2009-09-06 |  | 10873 | working
87 | Walk In Cooler BLOOD TRASFORTING BOX | B2 |  |  | 2009-07-27 | ALEN MEDICAL LABPRODUCTS CHENNAI | STORE | TNHSP |  |  |  | 1430 | working
88 | Refrigerator | C | 8037 | INCO42711694 | 2007-02-12 | DEVAKI PHARMACEUTICALSandamp;SURGICAL VHENNAI | MAIN STORE | TNHSP | TNHSP/TNMSC/PSG5/2007 DT17/09/2007 |  |  | 10816 | working
89 | Magnavision Lamp | C | 8008 |  | 2011-05-12 | JUPITER MANUFACTURING WORKES COVAI | LABOUR WARD | TNHSP |  | 2011-05-12 |  | 4576 | working
90 | INFANT Radiant Warmer | C | NICE 2007S | 9100900064 | 2009-09-12 | MADRAS SURGICAL andamp;CHEMICALS CHENNAI | LABOUR WARD | TNHSP | 02/NRHM/HSP/TNMSC/2009 WAR DT01/09/2009 | 2009-09-26 |  | 16328 | working
91 | SYRUNGInfusion Pump/Insulin Syringe Pump | C | HP-50-BW | 911006 | 2010-02-06 | JUPITER MANUFACTURING WORKS~ COVAI | MAIN STORE | TNHSP | 02/NRHM/HSP/TNMSC/2009/DT25/06/2009 | 2010-02-06 |  | 0 | working
92 | Electricity Generator | B2 | EXK2800S | ARA/GNKTA/HSP/EXK2800S/2003-04/013 | 2010-03-15 | PREMIER ENGINEERING WORKS P LTD ; CHENNAI | BLOOD BANK | TNHSP | 18/NRHM/HSP/TNMSC/2010/DATE12.10.2010 | 2010-03-15 |  | 0 | working
93 | Washing Machine WITH EXTRACTOR | B2 | RVWE8 | RRVWE8 10051 | 2010-03-02 | SOLOKRAFT INDUSTRIES~ CHENNAI | MALE WARD | DRHM | 01/NRHM/HSP/TNMSC/2009-WM/DATE25/08/2009 | 2011-02-25 |  | 216216 | working
94 | Electricity Generator | B2 | B.E.W.15 |  | 2009-12-18 | EAKCON SYSTEM~ CHENNAI | OPERATION THEATER | TNHSP | 01/NRHM/HSP/TNMSC/2009.GEN.25/08/2009 | 2010-01-29 |  | 260624 | working
95 | Infusion Pump/ | C | LMP-50 | 1220-00-333 | 2010-04-01 | JUPITER MANUFACTURING WORKS~ COIMBATORE | STORES~AND FEMALE WARD | TNHSP | 02/NRHM/HSP/TNMSC/2009-IP/DATE 25/08/2009 | 2010-04-01 |  | 30680 | working
96 | Blood Bank Refrigerator | B2 | BR-70SR | BDI-1388 | 2010-03-29 | REMII ELECTRO TECHNIC LTD~ THANE | STORE | TNHSP | N.18R/NRHM/TNHSP/TNMSC/2010-BBR/DT 05/03/2010 |  |  | 69246 | working
97 | Electri centrifuger WITH 4BUGET | C | [9 empty] | 5345 | working
98 | NEEDLE DESTROYER | C | 8922 | 8922 | 2008-08-23 | GLOLIF CARE EQUIPMENT CHENNAI | FEMALE WARD | TNHSP | TNHSP/TNMSC/ENGG/BMWM/2007 DT 06/11/2007 |  |  | 755 | not working
99 | BABY WEIGHING MACHIN | C |  |  | 2009-10-06 | SOLOKARAFTS INDUSTRIES CHENNAI | MAIN STORE | TNHSP | 09-NRHM /HSP/TNMSC/ENGG/2009 DT 31/03/2009 |  |  | 4368 | working
100 | Foetal Monitor | B | BT-300 | BD 100VA/054 | 2003-11-19 | MITI ELECTRONIC PONDICHERY | LABOUR WARD |  |  |  |  | 86170 | repeted entry
101 | Refrigerator | C | ER180BPR | 733-5658 |  |  | LAB |  |  |  |  | 0 | repeted entry
102 | NEEDLE DESTROYER | C |  | 8921 | 2008-08-23 |  | LAB | TNHSP | TNHSP/TNMSC/ENGG/BMWM/2007 DT 06/11/2007 |  |  | 755 | condemed
103 | INFANT Radiant Warmer | C | NICE 2007 S | 09100900080~ 09100900073 | 2009-09-12 | MADRAS SURGICAL CHENNAI | POST NATAL WARD | TNHSP | 02/NRHM/HSP/TNMSC/2009 WAR DT 01/09/2009 |  |  | 16328 | working
104 | Refrigerator | C |  | 3381233 |  |  | OP |  |  |  |  | 0 | working
105 | NEEDLE DESTROYER | C |  | 8923 FEMALE OP 8919 MALE OP | 2008-08-23 | GLO LIFE CARE EQUIPMENTS CHENNAI | OP MALE FEMALE | TNHSP | TNHSP/TNMSC/ENGG/BMWM/2007 DT 06/11/2007 |  |  | 755 | condemed
106 | BABY WEIGHING MACHING | C |  |  | 2008-10-06 | JUPITER MANUFACTURING WORKES COVAI | OPERATION THEATER | TNHSP |  |  |  | 0 | working
107 | Nebuliser Adult | C | ITALIANA SRL | 111490 |  |  | OP |  |  |  |  | 0 | condemed
108 | BABY WEIGHING MACHING | C |  |  | 2009-05-25 | SABERWAL SURGICAL COVAI | LABOUR WARD | TNHSP |  |  |  | 738
109 | INFANT Radiant Warmer | C | NIDE 2007 S | 91009000072 | 2009-09-12 | MADRAS SURGICAL CHENNAI | OPERATION THEATER | TNHSP | 02/NRHM/HSP/TNMSC/2009 WAR DT 01/09/2009 |  |  | 16328 | transvered to kadyanualluar gh
110 | Laproscope Double Puncture | B2 |  |  | 2005-09-30 | DD OFFICE TIRUNELVELI (FAMILY WELFARE) | OPERATION THEATER |  |  |  |  | 0 | repeted entry
111 | Pulse Oximeter | B | Steller p |  | 2008-08-01 | L andamp; T | OT | TNHSP |  | 2008-08-01 |  | 33000 | working
112 | Operation Table Hydraulic Major | B2 |  |  | 2008-12-02 | Jupiter | OT | TNHSP |  | 2008-12-02 |  | 0 | repeted entry
3150371

## sankarankoil
DIRECTORATE OF MEDICAL AND RURAL HEALTH SERVICES
GOVERNMENT OF TAMIL NADU
REPORT : EQUIPMENT RECEIPT DETAILS REPORT-INSTITUTION WISE
PERIOD : 02/03/2000-02/03/2015
District : TIRUNELVELI
Institution : SANKARAN KOVIL
S.No. | Equipment Name | Equipment Category | Equipment Model No | Equipment Serial No | Date of Receipt | Manufacturer Name | Supplier Name | Location of Equipment | Source of Supply | Purchase Order No | Date of Installation | Warranty Valid Upto | Cost of the item | status
1 | Infusion Pump/Infusion Syringe Pump/Insulin Syringe Pump | C | INFU(510) | 1X01151341 | 2015-02-06 | AKAS MEDICAL | AKAS MEDICAL | NBSU | TNMSC | 114/TNMSC/2013-4 | 2015-02-19 | 2018-02-18 | 19750 | working
2 | Infusion Pump/Infusion Syringe Pump/Insulin Syringe Pump | C | SYRU410 | RX12140828 | 2015-02-06 | AKAS MEDICAL | AKAS MEDICAL | NBSU | TNMSC | 114/TNMSC/2013-4 | 2015-02-19 | 2018-02-18 | 20850 | working
3 | Infant Warmer / Neonatal Warmer/Infant Open Care system | B2 | NICE2007S MAKE-NICE NEOTECH |  | 2015-02-03 | MADRAS SURGICALSandamp;CHEMICALS | MADRAS SURGICALSandamp;CHEMICALS | NBSU WARD | TNMSC | 114/TNMSC/ENGG/2013-1DT08/12/2014 | 2015-02-17 | 2018-02-16 | 28300 | working
4 | Infant Warmer / Neonatal Warmer/Infant Open Care system | B2 | NICE2007S~MAKE-NEOTECH |  | 2015-02-03 | MADRAS SURGICALSandamp;CHEMICALS | MADRAS SURGICALSandamp;CHEMICALS | NBSU WARD | TNMSC | 114/TNMSC/ENGG/2013-1DT08/12/2014 | 2015-02-17 | 2018-02-16 | 28300 | working
5 | Pulse Oximeter | B2 | RAD8 | M78267 | 2015-01-07 | INDIAN MEDICAL SYSTEMSAND TEGHNOLOGIES | INDIAN MEDIGAL SYSTEM AND TECHNOLOGIES | NICU WARD | TNMSC | 114/TNMSC/ENGG/2013-2 | 2015-01-07 | 2020-01-06 | 68950 | working
6 | Elisa Washer | B2 | LAB019 | 102204 | 2014-11-19 | M.R.ENTERPRISES CHENNAI | M.R~ENTERPRISES CHENNAI | LAB | TNMSC | 63162/Sandamp;P/1/14-5/21/10/14 | 2014-12-30 | 2016-12-30 | 130000 | working
7 | Elisa Reader | B2 | LAB004 | 111306 | 2014-11-19 | M.R.ENTERPRISES CHENNAI | M.R.ENTERPRISES CHENNAI | LAB | TNMSC | 63162/Sandamp;P/1/2014-5DT21/10/2014 | 2014-12-30 | 2016-01-30 | 130000 | working
8 | Mannual Colposcope | C | 15ARI-11-1D |  | 2013-03-20 | M/S ARI TEC | SISCO | NCD ROOM | TNHSP | TNSHP/TNMSC/ENGG/AG3082011 | 2013-05-17 | 2013-03-22 | 130000 | working
9 | Pulse Oximeter | B2 | RAD-8 | M71706 | 2014-04-02 | GRACEMFGandamp;CODELHI | MASIMO | LABOURWARD | TNMSC | RCH-11/TNMSC/ENGG/E67/2014DT05/03/14 | 2014-04-02 | 2019-04-02 | 68968 | working
10 | Binocular Mircroscope | B2 | BDI 13A |  | 2014-01-31 | SOLOGRAFTS INDUSTRIES | SOLOGRAFTS INDUSTRIES | LAB | TNMSC |  | 2014-01-31 | 2015-01-30 | 55800 | working
11 | Binocular Mircroscope | B2 | BDI 13A | 22922 | 2014-01-31 | SOLOGRAFTS INDUSTRIES | SOLOGRAFTS INDUSTRIES | LAB | TNHSP | TNHSP/TNMSC/AG87C/2013/22/10/2013 | 2014-01-31 | 2015-01-30 | 55800 | working
12 | PH meter | C | rpa-1GRTIOANPN | 1300 | 2014-04-15 | RLT INSTRUMENTATION LTD | RLT INSTRUMENTATION PVT LTD | LAB | TNHSP | TNHSP/TNMSC/AG87B/2013-1 | 2014-04-15 | 2015-04-14 | 57353 | working
13 | Pulse Oximeter | B2 | innoava-IOCIR | CIPL1302BJ15 | 2013-03-06 | CONCEPT INTECRATION PVT LTD | CONCEPT INTECRATION PVT LTD | OPERATION THEATRE |  | TNHSP/TNMSC/AG14/2012 | 2013-03-06 |  | 56000 | working
14 | PH meter | C | RPA-1GRATIONPN | 1301 | 2014-04-15 | RLT INSTRUMENTATION PVT LTD | RLT INSTRUMENTATION PVT LTD | LAB | TNHSP | TNHSP/TNMSC/AG87B/2013-1 | 2014-04-15 | 2015-04-14 | 57353 | working
15 | Ringlens System | C | MAGNASCOPE |  | 2012-03-12 | SOLOGRAFTS INDUSTRIES | SOLOGRAFTS INDUSTRIES | LABOUR WARD | TNHSP |  | 2012-03-12 | 2013-03-11 | 6987 | working
16 | Infusion Pump/Infusion Syringe Pump/Insulin Syringe Pump | C | ST670 | 37743D | 2010-10-30 | TRANS HEALTHCARE INDIA LTD | TRANS HEALTH CARE INDIA PVT LTD | LABOUR WARD | RCH | TNMSC/ENGG/E38/2010-1/DT18/10/2010 | 2010-10-30 | 2011-10-29 | 21000 | working
17 | Automated Cell Counter | B2 | SYSMEX KX21 | B -8758 | 2012-03-23 | TRANSASIA | TRANSASIA | LAB | DMS | 52360/Sandamp;P/1/2011-12 | 2012-03-24 | 2014-03-13 | 404584 | working
18 | Binocular Mircroscope | B2 | BLS 118 ISI |  | 2011-04-08 | JUPITER MFG WORKS | JUPITER MFG WORKS | BLOOD BANK | RCH | RCH -2/TNMSC/ENGG/7146/2010-2 DT 08/10/2010 | 2011-04-08 | 2012-04-07 | 13000 | working
19 | Binocular Mircroscope | B2 |  |  | 2009-07-27 | SOLOKRAFTS | SOLOKRAFTS | LAB | TNHSP | TNHSP/TNMSC/ICP/P3E2/2009 DT 20/01/2009 | 2009-07-27 | 2010-07-26 | 18786 | working
20 | Hot Air Oven/Hot Air Oven Digital/Digital Oven | C |  |  | 2009-07-27 | SOLOKRAFTS | SOLOKRAFTS | LAB | TNHSP | TNHSP/TNMSC/CP P3E2/2009/DT 20/01/2009 | 2009-07-27 | 2010-07-26 | 11953 | working
21 | Infusion Pump/Infusion Syringe Pump/Insulin Syringe Pump | C | ST6000 |  | 2011-08-15 | TRANS HEALTH CARE INDIA LTD | TRANS HEALTH CARE INDIA LTD | LABOURWARD | TNHSP | TNHSP/TNMSC/AG/15/2011DT1/07/2011 | 2011-08-15 | 2012-08-14 | 25200 | working
22 | Blood Bank Refrigerator | B2 |  | srno bd1t-1391 | 2010-10-30 | reme electrotechnik ltd | reme electrotechnik ltd | blood bank | OTHERS | naco/mbbe/23/2009/dt15/04/2010 | 2010-10-30 | 2011-10-29 | 145000 | working
23 | Magnavision Lamp | C | 8008 |  | 2011-05-16 | JUPITER MFG WORKS | JUPITERMFG WORKS | OPERATION TEATRE | DRHM | 04R/NRHM/TNMSC/ENGG/2011 | 2011-05-16 | 2014-05-15 | 4400 | not working
24 | Alpha Bed with motor | C |  |  | 2007-06-27 |  |  | F.W | DMS |  | 2007-06-27 |  | 0 | working
25 | semi Auto analyser | B | RX -50 | TN10J035 | 2010-10-26 | M ICRO LAB INSTRUMENTS | M ICRO LAB INSTRUMENTS | LAB | RCH | RCH -2/TNMSC/E38/2010-2 | 2010-10-19 | 2011-10-26 | 44400 | working
26 | Centrifuge | C |  |  | 2009-07-27 | SOLOKRAFTS | SOLOKRAFTS | LAB | TNHSP | TNHSP/TNMSC/ICB/P3E2/2009/ DT20/01/2009 | 2009-07-27 | 2010-07-26 | 10873 | working
27 | Infusion Pump/Infusion Syringe Pump/Insulin Syringe Pump | C |  | MP1ALH392 | 2012-01-03 | SCHILLER HEALTH CARE INDIA LTD | SCHILLER HEALTH CARE INDIA PVT LTD | POISON WARD | TNHSP | TNHSP/TNMSC/AG16/2010/DT1/07/2011 | 2012-01-03 | 2014-01-02 | 25900 | working
28 | Blood Collection Monitor / Mechanical Agitator | C | CDCM-413 |  | 2010-06-09 | REMI ELECTROTECHNIK LTD | REMI ELEKTROTECHNIK LTD | BLOOD BANK | DRHM | 18R/NRHM/TNMSC/2010 | 2010-06-09 | 2011-06-08 | 31377 | working
29 | Blood Bank Refrigerator | B2 | br-300remi | SRNO-BD11-1392 | 2010-10-30 | REMI ELECTRO TECHNIK LTD | remi electro technik ltd | BLOOD BANK | OTHERS | NACO/MBBE/23/2009 | 2010-10-30 | 2011-10-29 | 145000 | working
30 | Defibrillator with Monitor | B2 | HEART START FRX | B12C-05611 | 2012-09-15 | philips electronics india ltd | philips electronics india ltd | labourward | TNMSC | TNHSP/TNMSC/ICB/AG17/2012/DT3/12/2012 | 2012-09-15 | 2013-09-14 | 58696 | working
31 | Diathermy Machine (Electric Cautery) | B | ELSY360M+ | ASGM+ 1406109 | 2014-06-10 | JBS MEDITECH INDIA PVT LTD | JBS MEDITECH INDIA PVT LTD | OPERATION TEATRE | TNMSC | 17240/TNMSC/ENGG/2014-2 | 2014-06-11 | 2017-06-10 | 218000 | working
32 | Defibrillator with Monitor | B2 | HEART START FRX | B12C-06033 | 2012-09-15 | PHILIPS ELECTRONICS INDIA LTD | PHILIPS ELECTRONICS INDIA LTD | OPD | TNHSP | TNHSP/TNMSC/ICB/AG17/2012/3/12/2012 | 2012-09-15 | 2012-09-14 | 58696 | working
33 | Multi Para Monitor | B2 | G3D | G3DL60121 | 2014-06-27 | TRANS HEALTH CARE INDIA PVT LTD | TRANS HEALTH CARE INDIA PVT LTD | OPERATIONTEATRE | TNMSC | 17240/TNMSC/ENGG/2014-3 | 2014-06-30 | 2017-06-29 | 60000 | working
34 | Shadowless Lamp stand model | B | HOSPITECH |  | 2008-02-11 | JUPITER MFG WORKS | JUPITET MFG WORKS | OPERATIONTHEATRE | TNHSP | TNHSP/TNMSC/P2E17/2007/DT30/10/2007 | 2008-11-02 | 2009-02-10 | 13220 | working
35 | Defibrillator with Monitor | B2 | HEART START FRX | B12C-05640 | 2012-09-15 | PHILIPS ELECTRONICS INDIA LTD | PHILIPS ELECTRONICS INDIA LTD | MMWARD | TNHSP | TNHSP/TNMSC/ICB/AG17/2012/DT3/12/2012 | 2012-09-15 | 2012-09-14 | 58696 | working
36 | Hematology analyser | B1 | sysmex | b8758 | 2012-03-23 | transasia | transasia | laboratory | TNHSP | 52360/stp/1/2011 | 2012-03-23 | 2014-03-22 | 404585 | working
37 | Shadowless Lamp stand model | B | HOSPITECH |  | 2008-11-02 | JUPITER MFG WORKS | JUPITER MFG WORKS | OPERATIONTEATRE | TNHSP | TNHSP/TNMSC/P2E17/2007/DT30/10/2007 | 2008-11-02 | 2009-11-01 | 13220 | working
38 | Multi Para Monitor | B2 | G3D | G3DL60057 | 2014-06-27 | TRANS HEALTH CARE INDIA PVT LTD | TRANS HEALTH CARE INDIA PVT LTD | CMCHIS WARD | TNMSC | 17240/TNMSC/ENGG/2014-3 | 2014-06-30 | 2017-06-29 | 60000 | working
39 | Anaesthesia Ventilators | B2 | compact ac 20 |  | 2008-01-28 | Landamp;T | Landamp;T | OPERATION TEATRE | TNHSP | TNHSP/TNMSC/P2E2/2007 | 2008-01-28 | 2009-01-27 | 284000 | working
40 | Shadowless Lamp stand model | B | HOSPITECH |  | 2008-11-02 | JUPITER MFG WORKS | JUPITER MFG WORKS | OPERATIONTEATRE | TNHSP | TNHSP/TNMSC/P2E17/2007/DT30/10/2007 | 2008-11-02 | 2009-11-01 | 13220 | working
41 | Multi Para Monitor | B2 | G3D | G3DL60032 | 2014-06-27 | TRANS HEALTH CARE INDIA PVT LTD | TRANS HEALTH CARE INDIA PVT LTD | POISON WARD | TNMSC | 17240/TNMSC/ENGG/2014-3 | 2014-06-30 | 2017-06-29 | 60000 | working
42 | Shadowless Lamp stand model | B | HOSPITECH |  | 2008-11-02 | JUPITER MFG WORKS | JUPITER MFG WORKS | OPERATIONTEATRE | TNHSP | TNHSP/TNMSC/P2E17/2007/DT30/10/2007 | 2008-02-11 | 2009-11-01 | 13220 | working
43 | Shadowless Lamp stand model | B | HOSPITECH |  | 2008-02-11 | JUPITER MFG WORKS | JUPITER MFG WORKS | OPERATIONTEATRE | TNHSP | TNHSP/TNMSC/P2E17/2007/DT30/10/2007 | 2008-02-11 | 2009-02-10 | 13220 | working
44 | Cryo Surgery/Cryocautery Unit | B2 | cryo 004b on-off super deluxe |  | 2012-03-12 | M/S SOLOGRAFTS INDUSTRIES | m/s solografts industries | OPERATION TEATRE | TNHSP | TNHSP/TNMSC/AG30A/2011/DT14/10/2011 | 2012-03-12 | 2013-03-11 | 23172 | working
45 | Lab Incubator | C |  |  | 2010-07-27 | SOLOGRAFTS INDUSTRIES | SOLOGRAFTS INDUSTRIES | LAB | TNHSP | TNHSP/TNMSC/ICB/P3E2/2009/DT20/01/2009 | 2009-07-27 | 2010-06-26 | 11953 | working
46 | Auto Clave HP Horizontal-RECTANGULAR | C |  |  | 2010-01-12 | SOLOGRAFTS INDUSTRIES LTD | SOLOGRAFTS INDUSTRIES LTD | OPERATION TEATRE | RCH | RCH/IITNMSC/ENGG/18/2009-08DT08/06/2009 | 2010-01-12 | 2011-01-11 | 137280 | working
47 | VDRL Rotator/Shaker | C | BDI 149 |  | 2014-08-13 | SOLOGRAFTS INDUSTRIES | SOLOGRAFTS INDUSTRIES | BLOOD BANK | TNHSP | TNHSP/TNMSC/AG87F(R)2014-2DT19/05/2014 | 2014-09-26 | 2015-09-25 | 32200 | working
48 | VDRL Rotator/Shaker | C | BDI 149 |  | 2014-08-13 | SOLOGRAFTS INDUSTRIES | SOLOGRAFTS INDUSTRIES | BLOOD BANK | TNHSP | TNHSP/TNMSC/AG87F(R)2014-2 DT07/08/2014 | 2014-09-26 | 2015-09-25 | 32200 | working
49 | Shadowless lamp ceiling type major | B | LED750/750 | 140008 | 2014-05-30 | M/S STAAN BIOMED ENGINEERING PVT LTD | M/S STAAN BIOMED ENGINEERING PVT LTD | OPERATION TEATRE | TNHSP | TNHSP/TNMSC/AG86B/2013/10/02/2014 | 2014-07-05 | 2017-07-04 | 614685 | working
50 | Phototherapy Unit | C |  |  |  | Phoenix |  | Ward |  |  |  |  | 10500 | working
51 | Phototherapy Unit | C |  |  |  | Betmedical |  | NICU |  |  |  |  | 10500 | working
52 | Radiant Warmer | C |  |  |  | Phoenix |  | Ward |  |  |  |  | 0 | not verfied
53 | Radiant Warmer | C |  |  |  | Phoenix | DatexOhmeda | L.Room |  |  |  |  | 0 | not verfied
54 | Foetal Doppler | C | NeoDop |  | 1998-08-13 |  | AssociateSurgicals | Store |  |  | 1998-08-13 |  | 4743 | working
55 | Foetal Doppler | C | Digitop |  | 2000-09-04 |  | BetMedical | L.Room |  |  | 2000-09-04 |  | 0 | condemed
56 | Foetal Doppler | C |  |  |  |  | MadrasSurgicals | L.Room |  |  |  |  | 0 | condemed
57 | Foetal Doppler | C |  |  | 2003-08-28 |  | AssociateSurgicals | L.Room |  |  | 2003-08-28 |  | 0 | condemed
58 | CTG Monitor | B2 |  |  |  | ContecMedical System | Madras Surgicals | L.Room |  |  |  |  | 0 | condemed
59 | Nebulizer baby | C | [5 empty] | C.W |  |  |  |  | 2300 | working
60 | Radiant Warmer | C |  |  | 2007-12-11 | NiceNeoTech | MadrasSurgicals | Nicu |  |  | 2007-12-11 |  | 21000 | working
61 | Radiant Warmer | C |  |  | 2007-12-11 | NiceNeoTech | MadrasSurgicals | Nicu |  |  | 2007-12-11 |  | 0 | repeted entry
62 | X-ray Machine 50 mA(Mobile) | B |  |  |  | Seimens |  | A.E.Block |  |  |  |  | 0 | not working
63 | Ultra Sonogram -MOBILE | B | UF4500N |  |  | Fakuda | Kodey | Store | IPPV |  |  |  | 0 | condemed
64 | Color Doppler | A | LOgicQ3 |  |  | WiproG.E. |  | O.P | TNHSP |  |  |  | 0 | repeted entry
65 | ECG machine ordinary | B | 108T |  |  | BPL |  | Store |  |  |  |  | 0 | condemed
66 | Auto Clave HP Vertical (2 bin) | C |  |  | 1997-11-18 | HP |  | Store |  |  | 1997-11-18 |  | 0 | repeted entry
67 | ECG machine computerized | B | Micro-R |  |  |  | Solocraft | Ward |  |  |  |  | 0 | condemed
68 | ECG machine computerized | B |  |  | 2005-06-30 |  | MITI | Ward |  |  | 2005-06-30 |  | 0 | repeted entry
69 | ECG machine computerized | B |  |  | 2008-03-25 |  |  | Ward | JDHS |  | 2008-03-25 |  | 0 | condemed
70 | ECG machine computerized | B | SE-300 |  |  |  | MadrasSurgicals | x ray | Edan Instruments |  |  |  | 36637 | working
71 | Cardiac Monitor | C | ORBIT |  | 2008-01-28 | LandT |  | O.T | TNHSP |  | 2008-01-28 |  | 0 | not identfied
72 | Cardiac Monitor | C | ORBIT |  | 2008-01-28 | Landamp;T |  | W | TNHSP |  | 2008-01-28 |  | 0 | not identfied
73 | Cardiac Monitor | C | Agenta |  |  | BPL |  | Store | Ambulance |  |  |  | 0 | not identfied
74 | Ventilators (Adult) | B | [5 empty] | Ward |  |  |  |  | 495000 | working
75 | Pulse Oximeter | B | Nonin |  | 1905-06-18 |  | TransHealth | Store |  |  | 1905-06-18 |  |  | condemed
76 | Multi Para Monitor | B | Planet50 |  |  | LandT |  | OT |  |  |  |  | 0 | not identfied
77 | Infusion pump | C | JMS-OT701 |  | 2007-09-20 |  | SISCO | W |  |  | 2007-09-20 |  | 30680 | working
78 | Infusion pump | C | ANS075 |  | 2007-09-26 | Akas |  | FW |  |  | 2007-09-26 |  | 24000 | working
79 | Infusion pump | C |  |  |  |  | Trivitron | NICU |  |  |  |  | 30680 | working
80 | Infusion pump | C | infu300 |  |  | Akas |  | NICU |  |  |  |  | 0 | repeted entry
81 | Alpha Bed with motor | C |  |  | 2007-06-27 |  |  | M.W | DMS |  | 2007-06-27 |  | 6600 | working
82 | Alpha Bed with motor | C |  |  | 1997-01-21 |  |  | F.W |  |  | 1997-01-21 |  | 0 | condemed
83 | Alpha Bed with motor | C |  |  | 2003-08-28 |  |  | MW |  |  | 2003-08-28 |  | 0 | condemed
84 | Alpha Bed with motor | C |  |  | 2003-08-28 |  |  | MW |  |  | 2003-08-28 |  | 6600 | working
85 | Nebuliser Adult | C | FlowNeb |  |  |  | Vibhsh | O.PandWard |  |  |  |  | 2400 | working
86 | Nebuliser Adult | C | Pro-E |  | 2007-09-20 |  | Jupiter | O.PandWard |  |  | 2007-09-20 |  | 0 | condemed
87 | Nebuliser Adult | C | Italian |  | 2003-08-28 |  |  | M.W |  |  | 2003-08-28 |  | 0 | condemed
88 | Short Wave Diathermy | B2 |  |  |  |  | Electrocare | PT.OP |  |  |  |  | 0 | condemed
89 | IR Lamp | C | [5 empty] | PT.OP |  |  |  |  | 0 | condemed
90 | Otoscope | C |  |  |  |  | Vibhsh | O.P |  |  |  |  | 0 | not identfied
91 | Opthalmoscope - Direct | C |  |  |  |  | Vibhsh | Store |  |  |  |  | 0 | working
92 | Dental Autoclave | C |  |  |  |  | Confident | Dental O.P |  |  |  |  | 0 | condemed
93 | Semi auto analyser | B2 | PreOnetouch |  |  |  | Robonik | Lab | TNHSP |  |  |  | 60690 | working
94 | Semi auto analyser | B2 | Erba |  |  | Transisa |  | lab | DMS |  |  |  | 0 | condemed
95 | Binocular Mircroscope | B2 | [5 empty] | lab |  |  |  |  | 9500 | working
96 | Mono cular Microscope | C | [5 empty] | lab |  |  |  |  | 0 | condemed
97 | Electri centrifuger | C | [5 empty] | Lab |  |  |  |  | 5345 | working
98 | Electri centrifuger | C |  |  | 2003-03-25 |  |  | Lab |  |  | 2003-03-25 |  | 5345 | working
99 | Electric Calorimeter | C |  |  |  |  | Systranics | Lab |  |  |  |  | 9500 | transvered to kalakadu gh
100 | Electric Calorimeter | C |  |  |  |  | SEI Products | Lab |  |  |  |  | 9500 | working
101 | Electric Calorimeter | C | [5 empty] | Lab |  |  |  |  | 0 | condemed
102 | Electric Calorimeter | C | [5 empty] | Lab |  |  |  |  | 9500 | working
103 | Boyles apparatus with Ventilator | B |  |  |  |  | Erkadi | Store |  |  |  |  | 0 | not identfied
104 | Operation Table Hydraulic Major | B2 |  |  |  |  | Reliance | O.T. |  |  |  |  | 55000 | working
105 | Operation Table Hydraulic Major | B2 |  |  | 2003-06-20 |  |  | O.T. | DDMedical |  | 2003-06-20 |  | 55000 | working
106 | Operation Table Hydraulic Major | B2 | [5 empty] | A.E-OT |  |  |  |  | 55000 | working
107 | Auto Clave HP Vertical (2 bin) | C | [5 empty] | O.T. |  |  |  |  | 0 | condemed
108 | Auto Clave HP Vertical (2 bin) | C | [5 empty] | A.E-OT |  |  |  |  | 0 | condemed
109 | Auto Clave HP Vertical (2 bin) | C | [5 empty] | Ward |  |  |  |  | 0 | condemed
110 | Auto Clave HP Vertical (2 bin) | C | [5 empty] | Store |  |  |  |  | 0 | working
111 | Autoclave vertical single bin | C | [5 empty] | OP |  |  |  |  | 0 | condemed
112 | Diathermy Machine (Electric Cautery) | B |  |  |  |  | SuryaSurgicals | O.T |  |  |  |  | 185000 | working
113 | Diathermy Machine (Electric Cautery) | B |  |  | 2007-06-27 |  | Jupiter | Store |  |  | 2007-06-27 |  | 185000 | working
114 | Diathermy Machine (Electric Cautery) | B | [5 empty] | Store |  |  |  |  | 0 | not identfied
115 | Suction Apparatus - Electrical(Hivacuam) | B |  |  |  |  | Jupiter | Ward |  |  |  |  | 4500 | working
116 | Suction Apparatus - Electrical(Hivacuam) | B |  |  |  |  | Vishal | OT |  |  |  |  | 4500 | working
117 | Laproscope Double Puncture | C |  |  |  |  | Vishal | O.T |  |  |  |  | 226200 | working
118 | Boyles Apparatus with Fluotec and circle absorber | B |  |  |  |  | IOL | A.E.-OT |  |  |  |  | 162354 | working
119 | Boyles apparatus with out Circle Abosrber | B | [5 empty] | OT |  |  |  |  | 0 | condemed
120 | Infusion pump | C | JMS-OT701 |  | 2007-09-20 |  | SISCO | W |  |  | 2007-09-20 |  | 33000 | working
121 | Ventilators (Adult) | B2 | LTV -1000 |  | 2011-06-22 |  | TRANS HEALTH CARE INDIA (P)LTD | POISON TREATEMENT WARD |  |  | 2011-10-12 |  | 420300 | repeted entry
122 | EEG Machine-Multichannel-Digital | B2 | CARDIPIA 400H | C400111199H | 2012-10-18 | M I TI ELECTRONICS CHENNAI | M I T I NO 1 CHERAN STREET MULLAI NAGAR ORLEANPET PONDICHEEY | POISON TREATEMENT WARD |  | TNHSP /TNMSC / ENGG / AG73b /2010 | 2012-10-17 | 2012-10-16 | 40000 | repeted entry
123 | Defibrillator with Monitor | B2 | 39776567 |  | 2012-10-18 |  | MI I T I ELETRENICS PONDYCHERY | POISON TREATEMENT WAED |  |  | 2012-10-17 | 2012-10-16 | 200000 | working
124 | Mannual Colposcope | C |  |  | 2009-08-26 |  | MADRASSURGICALS andamp;CHEMICALS NO-8 MADHAVANAVI AVENUE VELLACHERY CHENNAI -42 | LABOUR WARD | TNHSP |  | 2009-09-03 |  | 136500 | working
125 | Cardiac Monitor | C | MICROMON-NXT | X07I0117 andamp; X07I0053 |  | Landamp;T | Landamp;T | OPERATION THREATE | TNMSC | TNHSP/TNMSC/P2E9/2007/11.9.2007 |  | 2009-01-24 | 55620 | working
126 | Syringe Pump | B | ST670 | 37743D/28 andamp; 37750D/28 | 2010-10-30 | SAMTRONIC IND.E.COM LTD | TRANS HEALTH CARE INDIA PRIVATE LIMITED | LABOUR WARD | RCH | RCH-II/TNMSC/ENGG/E38/2010-1 | 2010-10-30 | 2011-10-29 | 44028 | working
127 | Baby Incubators | B2 | NICE-3010R | 3010R | 2007-11-19 | MADRAS SURIGALS andamp; CHEMICALS | MADRAS SURIGALS andamp; CHEMICALS |  | TNMSC | THHSP/TNMSC/P2E3/2007 |  |  | 99590 | working
128 | Auto Clave HP Vertical (2 bin) | C |  |  |  |  | JUPTIER MANUFACTURING WORKS |  | TNMSC | TNHSP/TNMSC/P2E11/2007/25.11.2007 |  | 2009-07-25 | 99840 | working
129 | Pulse Oximeter | B2 | MD200A |  | 2011-04-27 | BEIJING CHOICE ELECTRONIC | TRANSHEALTH CARE INDIA (P)LTD | POISON TREATEMENT WARD |  | TNHSP /TNMSC / ENGG / AG73D /2010 DT 01/03/2011 |  |  | 24000 | working
130 | ECG Machine-Multichannel/Page Writer | B2 | SLNOC400111199H |  | 2011-10-18 | M ITI ELECTRONICS (P) LTD | MII TI ELECTRONICS (P) LTD | POISON WARD | TNHSP | TNSHP / TNMSC /ENGG /AG736 /2010 DT 26/04/2011 | 2011-10-17 | 2012-10-16 | 0 | repeted entry
131 | Defibrillator with Monitor | B2 | 39776567 | 39776567 | 2011-10-18 | MI IT I ELETRONICS (P) LTD | M I T I ELETRONICS (P) LTD | POISON WARD | TNHSP | TNHSP/TNMSC/ ENGG /AG73b/2010 | 2011-10-17 | 2012-10-16 | 0 | repeted entry
132 | Suction Apparatus - Electrical | C | VISHAL- 035 |  | 2012-01-01 | VISHAL | VISHAL HOSPITAL FURNITURE MFG (P )LTD (11-12)CHENNAI | POISON WARD | TNHSP | TNHSP/TNMSC/ ENGG/AG37e/2010 |  | 2013-01-01 | 4400 | working
133 | X-ray Machine 100 mA | B2 |  |  | 2010-08-14 |  | ALLENGERS MEDICAL SYSTEMS | X-RAY DEPT | TNHSP | 101643/STP/01/2003-2 DT 06/11/2003 | 2010-08-14 |  | 126500 | working
134 | Alpha Bed with motor | C |  |  | 2006-06-27 |  | JUPITER | F W | DMS | DMS ORDER NO 32047/SbP/I/ 26/04/2007 |  |  | 6600 | condemed
135 | Auto analyser | B |  |  | 2007-09-10 |  | VIBASH SURGICAL | LAB | TNHSP |  |  |  | 0 | not identfied
136 | Baby Incubators | B2 | NICE3010R |  | 2007-10-17 |  | MADRAS SURGICALS | LABOUR WARD -1 andamp;TRANSFER TO HQ HOSPITAL TENKASI AS PER R NO 7070/U1/2011 DT 12/10/2011 | TNHSP |  | 2007-12-11 |  | 47880 | repeted entry
137 | Radiant Warmer | C | NICE 2007S andamp; |  | 2007-12-11 |  | MADRAS SURGICALS | LABAOUR --3 | TNHSP |  |  |  | 0 | repeted entry
138 | Radiant Warmer | C | NICE 2007S |  | 2007-12-11 |  | MADRAS SURGICALS | LABOUR WARD | TNHSP |  |  |  | 0 | repeted entry
139 | Cardiac Monitor | C | G3H | G3HKA0083 | 2013-12-05 | TRANS HEALTH CARE INDIA (P) LTD | TRANS HEALTH CARE INDIA (P) LTD | OPD andamp; MM WARD | TNHSP | P.O.NO.REF.TNHSP/TNMSC/AG73B(R)2013 PO.DT 25/09/2013 | 2013-12-05 | 2014-12-04 | 432000 | working
140 | Cardiac Monitor | C | G3H | G3HKA0117 | 2013-12-05 | TRANS HEALTH CARE INDIA (P) LTD | TRANS HEALTH CARE INDIA (P) LTD | OPD andamp;MM WARD | TNHSP | P.O.NO.REF.TNHSP/TNMSC AG73B(R02013 P.O.DT.25/09/2013 | 2013-12-05 | 2014-12-04 | 432000 | working
141 | Binocular Mircroscope | B2 | BDI 13A | 22103 | 2014-01-31 | SOLOKRAFTS INDUSTRIES | SOLOKRAFTS INDUSTRIES | LAB | TNHSP | TNHSP /TNMSC /AG 87C /2013 DT 22/10/2013 | 2014-01-31 | 2015-01-30 | 18600 | working
142 | Phototherapy Unit | C |  |  | 2007-12-11 | NiceNeoTech | MadrasSurgicals | NICU |  |  | 2007-12-11 |  | 0 | repeted entry
143 | Baby Incubators | C | 3010R |  | 2007-12-11 | NiceNeoTech | Madras surgicals andamp; chemicals | NICU |  |  | 2007-12-11 |  | 0 | repeted entry
144 | Baby Incubators | C | 3010R |  | 2007-12-11 | NiceNeoTech | MadrasSurgicals | NICU |  |  | 2007-12-11 |  | 0 | repeted entry
145 | Radiant Warmer | C | Nice 2007S |  | 2007-12-11 | NiceNeoTech | MadrasSurgicals | Nicu |  |  | 2007-12-11 |  | 0 | repeted entry
146 | Radiant Warmer | C | Nice 2007S |  | 2007-12-11 | NiceNeoTech | MadrasSurgicals | OT |  |  | 2007-12-11 |  | 0 | repeted entry
147 | Radiant Warmer | C | Nice 2007S |  | 2007-12-11 | NiceNeoTech | MadrasSurgicals | L.Room |  |  | 2007-12-11 |  | 0 | repeted entry
148 | Phototherapy Unit | C |  |  | 2007-12-11 | NiceNeoTech | MadrasSurgicals | NICU |  |  | 2007-12-11 |  | 0 | repeted entry
149 | Cardiac Monitor | C | MicromonNxT |  |  | Landamp;T | L andamp; T | O.T | TNHSP |  |  |  | 27000 | working
150 | Pulse Oximeter | B | Steller P |  | 2008-01-28 | Landamp;T | L andamp; T | NICU | TNHSP |  | 2008-01-28 |  | 33750 | working
151 | Pulse Oximeter | B | Steller P |  | 2008-01-28 | Landamp;T | L andamp; T | OT | TNHSP |  | 2008-01-28 |  | 33750 | working
152 | Cardiac Monitor with defibrillator | C | Philips Heart Start XL |  | 2008-01-18 | Philips | MadrasSurgicals | Casuality | TNHSP |  | 2008-01-18 |  | 140000 | working
153 | Dental Unit with motor for dental OP | B2 | Alpha |  | 2008-02-21 |  | S.S. Chemicals | Dental O.P |  |  | 2008-02-21 |  | 6600 | working
154 | Semi auto analyser | B2 | PreOnetouch |  | 2007-10-17 |  | Robonik | Lab | TNHSP |  | 2007-10-17 |  | 60690 | working
155 | Operation Table Hydraulic Major | B2 | Jupiter 205 |  | 2008-02-11 |  | Jupiter | O.T. | TNHSP |  | 2008-02-11 |  | 0 | repeted entry
156 | Operation Table Hydraulic Major | B2 | Jupiter 205 |  | 2008-02-11 |  | Jupiter | O.T. |  |  | 2008-02-11 |  | 0 | repeted entry
157 | Boyles apparatus with out Circle Abosrber | B |  |  | 2008-01-28 |  | Landamp;t | O.T |  |  | 2008-01-28 |  | 120000 | working
158 | Ultra Sound Scanner - Portable | B2 |  |  | 2012-09-08 | WIPRO GE HEALTHCASE | WIPRO GE HEALTHCASE |  | RCH | 537897 / 5501 |  | 2015-09-08 | 0 | working
159 | Bed Side Monitor/Cardiac Monitor/ECG Monitor | B2 |  | 1109040 andamp;1109028 | 2011-10-17 | M I TI ELECTRONICS | M I T I ELECTRONICS |  | TNHSP | TNHSP/TNMSC/ENGG/AG73b/2010 DATED 26/04/2011 | 2011-10-17 | 2012-10-16 | 60000 | working
160 | Defibrillator with Monitor | B2 | HEARTSTOCKXL | US00452262 | 2008-01-18 | MADRAS SURGICALS andamp; CHEMICALS | MADRAS SURGICALS andamp; CHEMICALS |  | TNMSC | TNHSP/TNMSC/P2E12/2007-1 |  |  | 176633 | repeted entry
161 | Operation Table Hydraulic Major | B2 | JUPITER205 |  | 2008-02-11 | JUPITER MANUFACTURING WORKS | JUPITER MANUFACTURING WORKS | OPERATION THREATE | TNMSC | TMHSP/TNMSC/P2ER/2007 |  |  | 55120 | repeted entry
162 | Shadowless Lamp stand model | B | STAND MODEL |  | 2008-02-11 | JUPITER MANUFACTURING WORKS | JUPITER MANUFACTURING WORKS | OPERATION THREATE | TNMSC | TNHSP/TNMSC/P2E17/2007 |  |  | 82493 | working
163 | Cardiac Monitor | C | 1109040 | 1109040 -/1109028 | 2011-10-18 | MI I T I ELETRONICS (P) LTD | M IT IELETRONICS(P)LTD | POISON WARD | TNHSP | TNHSP/TNMSC/ENGG /AG73b/2010 | 2011-10-17 | 2012-10-16 | 0 | repeted entry
164 | Pulse Oximeter | B2 | RAD-8 | M71897 | 2014-04-02 | MASIMO | GRACE MANUFACTURING andamp;TRADING CO.DELHI | LABOUR WARD | TNMSC | RCH-11/TNMSC/ENGG/E67/2014DT05/03/14 | 2014-04-02 | 2019-04-02 | 68968 | working
165 | Deep Freezer | B2 | JADF20 | DF -11121286 | 2012-04-09 | PAWAR ELECTRO SYSTEMS (P) LTD | PAWAR ELECTRO SYSTEMS (P) LTD | BLOOD BANK | RCH | RCH -II/TNMSC/ENGG/7146/2010 DT 10/02/2011 |  | 2012-04-08 | 84000 | working
166 | Nebuliser Adult | C | NEW LIFE |  | 2012-01-01 | VISHAL | VISHAL | OPD andamp;POISON | TNHSP |  |  | 2013-01-01 | 0 | condemed
8889583

## sivagiri
DIRECTORATE OF MEDICAL AND RURAL HEALTH SERVICES
GOVERNMENT OF TAMIL NADU
REPORT : EQUIPMENT RECEIPT DETAILS REPORT-INSTITUTION WISE
PERIOD : 02/03/2000-02/03/2015
District : TIRUNELVELI
Institution : SIVAGIRI
S.No. | Equipment Name | Equipment Category | Equipment Model No | Equipment Serial No | Date of Receipt | Manufacturer Name | Supplier Name | Location of Equipment | Source of Supply | Purchase Order No | Date of Installation | Warranty Valid Upto | Cost of the item | remarks
1 | Mannual Colposcope | C | AR II ID | R20130107 | 2013-03-06 | M/S ARI TECHNOLOGY GROUP CO LID CHENNAI | SOUTH INDIA SURGICAL CO LTD | NCD ROOM | TNMSC | TNHSP/TNMSC/ENGG/AG38/2011 | 2013-03-30 |  | 0 | transvered to medical colleage
2 | ECG machine computerized | B | EDAN SE3 | 309035 M11801710878 | 2010-10-07 | MADRAS SURGICALS~CHENNAI | TNHSP | WARD |  |  | 2011-10-07 |  | 36637 | working
3 | ECG machine computerized | B | 610877 | AVMK 7M7899 |  | BPL | JDHS | WARD | JDHS |  |  |  | 24500 | working
4 | Binocular Mircroscope | B2 | BDI13A |  | 2014-01-28 | SOLOKRAFTS | TNHSP | LAB | TNHSP |  | 2014-02-01 | 2015-01-18 | 37200 | working
5 | Pulse Oximeter | B2 | RAD-8 | M71830 | 2014-04-15 | GRACE MFC -TRADING CO | MSIMO COPORATION | WARD - | RCH |  | 2014-04-15 | 2019-04-14 | 68968 | working
6 | Pulse Oximeter | B2 | RAD-8 | M70799 | 2014-04-15 | GRACE MFG -TRADING -CO | MASIMO COPORATION | CASUALTY | RCH |  | 2014-04-15 | 2019-04-14 | 68968 | working
7 | PH meter | C | RPAIGRTOANPN |  | 2014-04-15 | RLT | RLT INSTRUMENTATION PVT LTD | LAB | TNHSP |  | 2014-04-15 |  | 60221 | working
8 | Electric Calorimeter | C | PRIETEST EASY LAB |  |  |  | robonik pvt ltd | lab | TNHSP |  | 2014-04-05 |  | 20302 | working
9 | Ringlens System | C | MAGNASCOPE |  |  |  | SOLOKRAFT INDUSTRIES | VIAVILLAI ROOM | TNHSP |  |  |  | 7337 | working
10 | Phototherapy Unit | C | [5 empty] | F/W |  |  |  |  | 0 | not identfied
11 | Radiant Warmer | C |  |  |  | Phoenix |  | Ward |  |  |  |  | 18000 | working
12 | Foetal Doppler | C | NeoDop |  |  |  |  | L/Room |  |  |  |  | 4600 | not working
13 | Foetal Doppler | C | MWI-99 |  |  |  |  | L/Room |  |  |  |  | 0 | condemed
14 | Nebulizer baby | C | [5 empty] | O/PandWard |  |  |  |  | 2400 | working
15 | X-ray Machine 100 mA | B | [5 empty] | X-RayRoom |  |  |  |  | 126500 | working
16 | Ultra Sonogram -MOBILE | B | UF4500N |  |  | Fakuda |  | Scan Room | IPP5 |  |  |  | 0 | condemed
17 | Color Doppler | A | Logic P3 |  |  | Wipro G/E/ |  | Scan Room | TNHSP |  |  |  | 688296 | working
18 | ECG machine ordinary | B | 108T |  |  | BPL | ADONIS | OP |  |  |  |  | 0 | condemed
19 | ECG machine ordinary | B | [5 empty] | Ward |  |  |  |  | 0 | repeted
20 | Cardiac Monitor | C | Agenta |  |  | BPL |  | Store |  |  |  |  | 0 | not working
21 | Cardiac Monitor | C | ORBIT |  |  | LandT |  | Ward | TNHSP |  |  |  | 0 | not identfied
22 | Pulse Oximeter | B | Cleo |  |  | BPL |  | Store |  |  |  |  | 33000 | working
23 | Infusion pump | C |  |  |  | Akas | Jmithra | Ward |  |  |  |  | 25000 | working
24 | Alpha Bed with motor | C | Dynacare |  |  |  | Solocraft | FW |  |  |  |  | 6600 | working
25 | Alpha Bed with motor | C |  |  |  |  | MadrasSurgicals | Ward |  |  |  |  | 6600 | working
26 | Semi auto analyser | B2 | [5 empty] | Lab | TNHSP |  |  |  | 60690 | working
27 | Binocular Mircroscope | B2 | [5 empty] | Lab |  |  |  |  | 9000 | working
28 | Electric Calorimeter | C | 101 |  |  |  |  | Lab |  |  |  |  | 9000 | working
29 | Electri centrifuger | C | [5 empty] | Lab |  |  |  |  | 5345 | working
30 | Auto Clave HP Vertical (2 bin) | C | [5 empty] | L/Room |  |  |  |  | 33000 | working
31 | Diathermy Machine (Electric Cautery) | B | [5 empty] | O/T |  |  |  |  | 0 | not identfied
32 | Suction Apparatus - Electrical(Hivacuam) | B |  |  |  |  | TransHealth | Ward |  |  |  |  | 4500 | working
33 | Sterilizer Medium (Instrument) | C | [5 empty] | OT |  |  |  |  | 2500 | not working
34 | Ultra Sound Scanner - Portable | B2 | logiqp3 |  | 2010-03-28 |  | wiprohealth care | scan room | TNHSP |  |  |  | 0 | repeted
35 | Dental X ray machine | C | UMT 70KV BLUE X | 2510TH8227 |  | CONFIDENT DENTAL EQUIPMENT LTD | CONFIDEN DENTAL EQUIPMENT | DENTAL ROOM | TNHSP |  | 2010-05-13 |  | 118000 | working
36 | Nebuliser Adult | C | 123485 |  |  |  | ASSOCIATED SURGICAL | MALEWARD | DMS |  |  |  | 2400 | working
37 | Alpha Bed with motor | C | [5 empty] | MALE WARD | DMS |  |  |  | 0 | repeted
38 | Alpha Bed with motor | C | GD220V |  |  |  |  | FEMALE WARD | DMS |  |  |  | 0 | repeted
39 | Suction Apparatus - Electrical | C |  |  |  |  | JUPITER MANUFACTURE | MALE WARD | DMS | 47975 S.P/1/2009 DT.04/02/2003 |  |  | 4500 | working
40 | Suction Apparatus - Electrical | C | [5 empty] | FEMAL WARD OP | TNHSP |  |  |  | 0 | repeted
41 | B.P.apparatus table model | C | [6 empty] | JDHS |  |  |  | 500 | working
42 | ECG machine computerized | B | EDAN SE 3 | 309035M11801710878 |  |  | MADRAS SURGICAL |  | TNHSP | TNHSP/TNMSC/ENGG/AG27/2011 | 2011-10-07 |  | 36637 | working
43 | ECG machine computerized | B | B.P.L | AVMK7M7899 |  |  |  | CASUALITY | JDHS |  |  |  | 0 | repeted
44 | ECG machine ordinary | B2 | B.P.L |  |  |  |  | NOT WORKING | JDHS |  |  |  | 0 | repeted
45 | B.P.apparatus stand model | C |  |  |  | JUPITER MANUFACTURE |  | FEMALE WARD / MALE WARD /OP | TNMSC |  |  |  | 0 | repeted
46 | Needle destroyer / Syringe Destroyer | C |  |  |  | LINCO SCIENTIFIC CHEMICALS LTD |  | FEMALE WARD-INJECTION OP LAB | DMS |  |  |  | 7050 | condemed
47 | Autoclave vertical single bin | C | 3KW |  |  | MUTHU MEENA SURGICAL |  | INJECTION OP | IPPV |  |  |  | 25000 | working
48 | Pulse Oximeter | B2 | CLEO | CMMD6M1697 |  |  |  | WA | TNHSP |  |  |  | 0 | repeted
49 | Ultra Sound Scanner - Portable | B2 | LOGIQ P3 | 563631055 9442636061/66220-240V50/60HZ |  | WIPRO | WIPRO HEALTH CARE | SCAN ROOM | TNHSP | 537897 | 2010-03-28 |  | 0 | repeted
50 | Nebuliser Adult | C |  |  |  |  | ASSOCIATED SURGICAL | FEMAL WARD | DMS |  |  |  | 4250 | repeted
51 | Autoclave vertical single bin | C | 5KW |  |  | MEENA SURGICAL |  | OLD MALE WARD | DMS |  |  |  | 21700 | repeted
52 | Electricity Generator | B2 | 1000K |  |  | BIRLA YAMAHA |  | NEW OP | IPPV |  |  |  | 44400 | working
53 | Needle destroyer / Syringe Destroyer | C |  |  |  |  | LIFE ONE EQUIPMENTS | WARD | TNHSP |  |  |  | 0 | condemed
54 | Auto Clave HP Vertical (2 bin) | C | 16.24 400 .600MM | 504 |  | SOIOKRAFTS |  | OT | JDHS |  |  |  | 0 | repeted
55 | Cardiac Monitor | C | B.P.L |  |  |  |  | CASUALITY | TNHSP |  |  |  | 0 | repeted
56 | X-ray Machine 100 mA | B2 | 100MA 100KVP | 4030209 |  | ALLENGERS | ALLENGERS MEDICAL SYS | X-RAY ROOM | TNHSP | 101643/S.P/1/2003-2 | 2008-10-23 |  | 177500 | repeted
57 | Binocular Mircroscope | B2 |  |  |  |  | SOIOKRAFTS | LAB | TNHSP |  |  |  | 9393 | repeted
58 | Weighing machine adult | C | PRESTIGE |  |  |  | AIAN MEDICAL |  | TNHSP |  |  |  | 555 | working
59 | Electri centrifuger | C |  |  |  |  | ASSOCIATED | LAB | DMS |  |  |  | 5035 | working
60 | Refrigerator | C |  |  |  |  | DAYEY PHARMA | LAB | TNHSP |  |  |  | 9400 | working
61 | Lab Incubator | C |  |  |  |  | SOLOKRAFTS | LAB | TNHSP |  |  |  | 11200 | working
62 | Magnavision Lamp | C |  |  |  |  | JUPITER MANUFACTURE | LABOUR ROOM | TNHSP |  |  |  | 4400 | working
63 | Refrigerator | C |  |  |  | SOUTH ASIAN | GE APPLIANCES | WARD | DMS |  |  |  | 9000 | working
64 | Electri centrifuger | C |  |  |  |  | SOIOKRFTS |  | TNHSP |  |  |  | 5400 | working
65 | Radiant Warmer | C | UCW100 | 2965 |  |  | PHOONIX MEDICAL I | LABOUR ROOM | TNHSP |  | 2008-12-17 |  | 18000 | repeted
66 | Electri centrifuger | C | BDI152 |  |  |  | SOIOKRAFTS |  | TNHSP |  |  |  | 0 | repeted
67 | Foetal Monitor | B | BATTERYOPERATED |  |  |  |  | LABOUR ROOM | DMS |  |  |  | 0 | condemed
68 | Suction Apparatus - Foot operated | C | [5 empty] | WARD | TNHSP |  |  |  | 0 | condemed
69 | RO Plant | B2 | [5 empty] | OP MALE WARD |  |  |  |  | 4000 | working
70 | Infusion Pump/Infusion Syringe Pump/Insulin Syringe Pump | C | ANS075 |  |  |  |  | WARD | DMS | 103928/S.P/1/2006 | 2008-08-19 |  | 33000 | repeted
71 | Weighing machine adult | C | [5 empty] | OP | OTHERS |  |  |  | 0 | repeted
72 | Refrigerator | C |  |  |  | SOUTH ASIAN | GE APPLIANCES | MAIN STORE | DMS |  |  |  | 0 | repeted
73 | Mono cular Microscope | C | [5 empty] | LAB | OTHERS |  |  |  | 0 | working
74 | Sterilizer big (Instrument) | C | [5 empty] | LABOUR ROOM.1 NOT WORKING 1 | TNHSP |  |  |  | 1400 | working
75 | Mono cular Microscope | C |  |  |  |  | ASSOCIATED | NOT WORKING | DMS |  |  |  | 0 | repeted
76 | Dental Chair(Electric/Hydraulic/Manual) | B2 | Excel-9 |  |  |  | CONFIDENT DENTAL EQUIPMENT | DENTAL OP | TNHSP |  | 2010-05-13 |  | 0 | repeted
77 | Glucometer | C |  |  |  |  | ASSOCIATATE SURGICAL | LAB | DMS |  |  |  | 0 | working
78 | Semi auto analyser | B2 | PRIETEST TOUCH |  |  |  | SOLOKRAFTS INDUSTRIES | LAB | TNHSP |  |  |  | 59 | working
79 | Hot Air Oven/Hot Air Oven Digital/Digital Oven | C | B.D .I.50 |  |  |  | SOLOKRAFTS |  | TNHSP |  | 2009-08-03 |  | 0 | repeted
80 | Haemoglobinometer | C | B.D.I.-56 S.NO.1431 |  | 2014-10-07 | .B.D.INSTRUMENTATION | solokrafts industries | lab | TNMSC | TNHSP/TNMSC/ENGG/AG8/2014 |  | 2015-10-07 | 10185 | working
1922128

## aykudi
DIRECTORATE OF MEDICAL AND RURAL HEALTH SERVICES
GOVERNMENT OF TAMIL NADU
REPORT : EQUIPMENT RECEIPT DETAILS REPORT-INSTITUTION WISE
PERIOD : 01/03/2000-02/03/2015
District : TIRUNELVELI
Institution : AYIKUDI
S.No. | Equipment Name | Equipment Category | Equipment Model No | Equipment Serial No | Date of Receipt | Manufacturer Name | Supplier Name | Location of Equipment | Source of Supply | Purchase Order No | Date of Installation | Warranty Valid Upto | Cost of the item | remarks
1 | Multi Para Monitor | B2 | G3D |  | 2014-07-01 | GENERAL MEDITECH INC CHINA | TRANSHEALTHCAREINDIAPVT LTD | LABOUR WARD | TNMSC | 17240/TNMSC/ENGG/2014-3 | 2014-07-01 | 2017-07-01 | 60000 | working
2 | Phototherapy Unit | C |  |  |  | NiceNeoTech | MadrasSurgicals | Ward |  |  |  |  | 0 | not identfied
3 | Radiant Warmer | C |  |  |  | Phoniex | Datex Ohmeda | L/R |  | TNHSP/TNMSC/P3E9/2008 DATED 16.06.08 |  |  | 18000 | working
4 | Nebulizer baby | C |  |  |  |  | Vibhsh | O/PandWard |  |  |  |  | 2400 | working
5 | Autoclave vertical single bin | C | [5 empty] | L/R |  |  |  |  | 25000 | working
6 | Auto Clave HP Vertical (2 bin) | C |  |  |  |  | Jupiter | OP | TNHSP |  |  |  | 33000 | working
7 | Suction Apparatus - Electrical(Hivacuam) | B |  |  |  |  | VinBioTech | Ward |  |  |  |  | 4500 | working
8 | Sterilizer Medium (Instrument) | C |  |  |  |  | Jupiter | Ward |  |  |  |  | 0 | CONDEMED
9 | B.P.apparatus table model | C | [5 empty] | OT |  |  |  |  | 500 | working
10 | Ultra Sonogram -MOBILE | B | Sonata |  |  | LandT |  | Scan Room |  |  |  |  | 0 | repeted
11 | ECG machine computerized | B |  |  |  | BPL |  | Scan room | OTHERS |  |  |  | 24500 | working
12 | Cardiac Monitor | C | Agenta |  |  | BPL |  | Ward | OTHERS |  |  |  | 34000 | not working
13 | Pulse Oximeter | B | Cleo |  |  | BPL |  | Ward | OTHERS |  |  |  | 33000 | working
14 | Infusion pump | C | Infu300 |  |  | Akas |  | Ward | DMS |  |  |  | 25000 | working
15 | Electric Calorimeter | C | [5 empty] | Lab |  |  |  |  | 9500 | working
16 | Electri centrifuger | C | [5 empty] | Lab |  |  |  |  | 4500 | working
17 | Glucometer | C | [5 empty] | Lab |  |  |  |  | 4000 | not working
18 | Binocular Mircroscope | B2 | [5 empty] | Lab |  |  |  |  | 9000 | working
19 | Alpha Bed with motor | C | [5 empty] | M/W |  |  |  |  | 6600 | working
20 | Cyto-Centrifuge | B2 | [10 empty] | 4500 | working
21 | Magnavision Lamp | C |  |  |  |  | jubiter | [5 empty] | 4500 | working
22 | Magnavision Lamp | C |  |  | 2011-05-12 |  | jupitor | labour ward |  |  |  |  | 0 | repeted
23 | B.P.apparatus table model | C |  |  |  | DIOMOND | 0.941~TENKASI CO OPP~ SOCIETY | [5 empty] | 4200 | working
24 | Ultra Sound Scanner - Portable | B2 | 2570 | 8 I 5455 | 2010-06-17 | landamp;t | landamp;t | iabour ward |  |  |  |  | 0 | working
25 | Blood Mixer/Blood Shaker | B2 | BDI149 |  | 2014-08-07 | BDI INSTRUMENTS | SOLOKRAFTS INDUSTRIES | LAB | TNHSP | TNHSP/TNMSC/AG8/T(R)2014-2 19/05/2014 | 2014-09-26 | 2015-08-06 | 33810 | working
26 | Water Bath/Ultrasonic Water Bath | C | SMI-143 |  | 2014-05-19 | JINDAL | S.M.SCIENTIFIC INSTRUMENTS PVT.LTD | LAB | TNHSP | TNHSP/TNMSC/AG87H(R)/2014 10/04/2014 | 2015-01-05 | 2016-06-01 | 8262 | working
27 | Haemoglobinometer | C |  | 201458 | 2014-10-10 | BD Instrumentation | Solokrafts Industries | LAB | TNHSP | TNHSP/TNMSC/ENGG/AG8/B/2014 25/07/2014 | 2014-12-05 | 2015-12-04 | 10185 | working
28 | Cryo Surgery/Cryocautery Unit | B2 | CRYO004B DELUX |  | 2012-03-12 | BASCO | SOLOKRAFT | WARD | TNHSP | TNHSP/TNMSC/AG30A/2011 DATED 14/10/2011 | 2012-03-12 | 2013-03-11 | 24331 | working
29 | Binocular Mircroscope | B2 | BDI -13A | 22107 | 2014-02-05 | B.D.I INSTRUMENTS | SOLOKRAFT | LAB | TNHSP | TNHSP/AG87C/2013 dated 22.10.2013 | 2014-02-05 | 2015-02-05 | 19530 | working
30 | Semi auto analyser | B2 | prietest touch | AT0880314RBK | 2014-04-14 | Robonik | robonik india pvt ltd | lab | TNMSC | 10072/TNMSC/ENGG/2013 | 2014-04-14 | 2017-04-13 | 55500 | working
31 | PH meter | C | RPA-1GRTIOANPN | SN1291 | 2014-04-21 | RLT INSTRUMENTS PVT LTD | RLT INSTRUMENTATION | LAB | TNHSP | TNHSP/TNMSC/AG87B/2013 DATED 28.11.2013 | 2014-04-21 | 2015-04-20 | 57353 | working
32 | Centrifuge | C | BDI154 |  | 2014-07-02 | B.D INTRUMENTATION | SOLOKAFTS INDUSTRIES | LAB | TNHSP | TNHSP/TNMSC/AG87F[R]/2014 | 2014-07-08 | 2014-09-02 | 19000 | working
33 | Ringlens System | C |  |  | 2011-03-07 | solokrafts industries | solokrafts industries | LW | TNHSP | tnhsp/tnmsc/icb/ag31/2011~19/10/2011 | 2012-03-12 | 2013-03-06 | 6987 | working
541658

## ambai
DIRECTORATE OF MEDICAL AND RURAL HEALTH SERVICES
GOVERNMENT OF TAMIL NADU
REPORT : EQUIPMENT RECEIPT DETAILS REPORT-INSTITUTION WISE
PERIOD : 01/03/2000-02/03/2015
District : TIRUNELVELI
Institution : AMBASAMUDRAM
S.No. | Equipment Name | Equipment Category | Equipment Model No | Equipment Serial No | Date of Receipt | Manufacturer Name | Supplier Name | Location of Equipment | Source of Supply | Purchase Order No | Date of Installation | Warranty Valid Upto | Cost of the item | remarks
1 | Blood Bank Refrigerator | B2 | HXC-608 |  | 2012-02-16 | RITES LIMITED GURGAON | HAEIR ELECTRICALS QINGDAO |  | TNHSP | RITES/MSM/NACP/07/2010/440/DATED 05/09/2011 |  |  | 288000 | working
2 | Pulse Oximeter with NIB.P | B2 | INNOVA-10CIR | CI-1302 BJ 46 | 2013-03-12 | CONCEPT INTEGRATIONS PVT LTD PUNE | CONCEPT INTEGRATIONS pvt ltd PUNE | MOT | TNHSP | TNHSP /TNMSC /AG 14/2012 | 2013-03-12 | 2014-04-12 | 56000 | working
3 | Mannual Colposcope | C | ARI 11 - 1D | R20130237 | 2013-03-05 | ARI TECHNOLOGY CHINA | SOUTH INDIA SURGICAL | NCD | TNHSP | TNHSP/TNMSC/ENGG/AG30/2011 | 2013-03-23 | 2014-03-22 | 136500 | working
4 | Phototherapy Unit | C |  |  | 1996-03-23 | Phoenix |  | Ward |  |  | 1996-03-23 |  | 18000 | working
5 | Phototherapy Unit | C |  |  |  | Betmedical |  | NICU |  |  |  |  | 10500 | working
6 | Baby Incubators | C | Nice3010R |  | 2007-06-12 | NiceNeoTech | MadrasSurgicals | NICU | TNHSP |  | 2007-06-12 |  | 0 | not identfied
7 | Baby Incubators | C | Nice3010R |  |  | NiceNeoTech | MadrasSurgicals | Ward | TNHSP |  |  |  | 0 | not identfied
8 | Radiant Warmer | C | NWS100 |  | 1996-03-15 | Phoenix |  | Ward | IPPV |  | 1996-03-15 |  | 18000 | working
9 | Radiant Warmer | C | WS100 |  |  | Phoenix |  | Nicu |  |  |  |  | 20000 | working
10 | Radiant Warmer | C |  |  |  | Phoenix | Datex ohmeda | Ward |  |  |  |  | 0 | repeted
11 | Foetal Doppler | C | NeoDop |  | 2003-08-21 |  | AssociateSurgicals | L.Room |  |  | 2003-08-21 |  | 0 | not working
12 | Foetal Doppler | C | MWI-99 |  |  |  | AssociateSurgicals | ward |  |  |  |  | 0 | condemed
13 | Foetal Doppler | C | NeoDop |  |  |  | AssociateSurgicals | L.Room |  |  |  |  | 0 | repeted
14 | CTG Monitor | B2 | BT-300 |  | 2004-02-06 | Biosys | MITI | L.Room |  |  | 2004-02-06 |  | 0 | condemed
15 | X-ray Machine 100 mA | B | Stallian100 |  | 1980-06-08 |  |  | X-RayRoom |  |  | 1980-06-08 |  | 0 | condemed
16 | ECG machine computerized | B | SE-300 |  |  |  | MadrasSurgicals | Ward | Edan Instruments |  |  |  | 36637 | working
17 | Cardiac Monitor | C | ORBIT |  |  | LandT |  | Ward | TNHSP |  |  |  | 0 | not identfied
18 | Cardiac Monitor | C | MicromonNxT |  | 2008-08-01 | LandT |  | Ward | TNHSP |  | 2008-08-01 |  | 27000 | working
19 | Cardiac Monitor | C | Agenta |  |  | BPL |  | Ward | Ambulance |  |  |  | 0 | condemed
20 | Pulse Oximeter | B | Nonin |  | 1999-04-01 |  | TransHealth | Store |  |  | 1999-04-01 |  | 25000 | working
21 | Pulse Oximeter | B | Cleo |  |  | BPL |  | OT | Ambulance |  |  |  | 33000 | working
22 | Auto Clave HP Vertical (2 bin) | C | [5 empty] | O.T. |  |  |  |  | 0 | repeted
23 | Infusion pump | C | OT-701 |  | 2007-09-21 |  | SISCO | Ward |  |  | 2007-09-21 |  | 33000 | working
24 | X-ray Machine 300 mA | B |  |  | 2004-02-03 | Allengers |  | X-RayRoom |  |  | 2004-02-03 |  | 280000 | working
25 | Infusion pump | C | OT-701 |  | 2007-09-21 |  | SISCO | FW |  |  | 2007-09-21 |  | 33000 | working
26 | Infusion pump | C | infu300 |  | 2007-06-08 | Akas |  | NICU |  |  | 2007-06-08 |  | 25000 | working
27 | Infusion pump | C | Diginfusa5010 |  |  |  | SISCO | NICU |  |  |  |  | 33000 | working
28 | Ultra Sonogram -MOBILE | B | UF4500N |  |  | Fakuda | Kodey | Store | IPPV |  |  |  | 0 | condemed
29 | Alpha Bed with motor | C |  |  | 2007-06-28 | DynaCare | Jupiter | M.W |  |  | 2007-06-28 |  | 6600 | working
30 | Alpha Bed with motor | C |  |  | 2003-08-21 |  | AssociateSurgicals | F.W |  |  | 2003-08-21 |  | 6600 | working
31 | Ultra Sonogram -MOBILE | B | Sonata |  |  | LandT |  | Scan Room |  |  |  |  | 0 | working
32 | Alpha Bed with motor | C |  |  |  | Apex |  | F.W |  |  |  |  | 0 | condemed
33 | Alpha Bed with motor | C | [5 empty] | ward |  |  |  |  | 6600 | not working
34 | Nebuliser Adult | C | FlowNeb |  |  |  | Jupiter | O.P |  |  |  |  | 2400 | working
35 | Nebuliser Adult | C | Redymist |  | 2007-09-08 |  | Jupiter | Ward |  |  | 2007-09-08 |  | 2400 | working
36 | Nebuliser Adult | C | Microlux |  |  |  | AssociateSurgicals | C.W |  |  |  |  | 0 | condemed
37 | Nebuliser Adult | C |  |  |  |  | AssociateSurgicals | M.W |  |  |  |  | 0 | condemed
38 | Dental Unit with motor for dental OP | B2 |  |  |  |  | Confident | Dental O.P |  |  |  |  | 118669 | working
39 | Dental Unit with motor for dental OP | B2 |  |  | 1976-08-03 |  |  | Store |  |  | 1976-08-03 |  | 0 | condemed
40 | Dental Autoclave | C |  |  |  |  | Confident | Dental O.P |  |  |  |  | 0 | condemed
41 | Short Wave Diathermy | B2 | Electrowave250 |  |  |  |  | Store |  |  |  |  | 0 | condemed
42 | Color Doppler | A | LOgicQ3 |  |  | WiproG.E. |  | L.Room | TNHSP |  |  |  | 0 | transvered to cheran gh
43 | IR Lamp | C | [5 empty] | Store |  |  |  |  | 0 | working
44 | Semi auto analyser | B2 | PreOnetouch |  | 2007-10-18 |  | Robonik | Lab | TNHSP |  | 2007-10-18 |  | 60693 | working
45 | Semi auto analyser | B2 | Erba |  | 1998-12-29 | Transisa |  | Lab | DMS |  | 1998-12-29 |  | 0 | condemed
46 | Binocular Mircroscope | B2 |  |  | 1984-07-09 |  |  | Store |  |  | 1984-07-09 |  | 9000 | working
47 | Mono cular Microscope | C | [5 empty] | Store |  |  |  |  | 0 | condemed
48 | Electri centrifuger | C | [5 empty] | Lab |  |  |  |  | 5400 | working
49 | Electri centrifuger | C | [5 empty] | Store |  |  |  |  | 5400 | working
50 | Electri centrifuger | C | [5 empty] | Lab |  |  |  |  | 5400 | working
51 | Electric Calorimeter | C |  |  | 1994-03-01 |  | Allen | Lab |  |  | 1994-03-01 |  | 9500 | working
52 | ECG machine ordinary | B | 108T |  | 2007-10-08 | BPL |  | Store |  |  | 2007-10-08 |  | 0 | condemed
53 | Electric Calorimeter | C |  |  | 1998-03-13 |  |  | Lab |  |  | 1998-03-13 |  | 9500 | working
54 | Glucometer | C |  |  | 2003-08-21 |  |  | Lab |  |  | 2003-08-21 |  | 4000 | not working
55 | VDRL Rotator / Mechanical Agitator | C | [5 empty] | Store |  |  |  |  | 1500 | working
56 | Hot Air oven | C | [5 empty] | Store |  |  |  |  | 11500 | working
57 | Lab Incubator | C | [5 empty] | Store |  |  |  |  | 11500 | working
58 | Lab Incubator | C | [5 empty] | Store |  |  |  |  | 11500 | working
59 | Boyles apparatus with Ventilator | B |  |  |  |  | L&T | Store |  |  |  |  | 120000 | working
60 | Operation Table Hydraulic Major | B2 |  |  | 2008-12-02 |  | Jupiter | O.T. | TNHSP |  | 2008-12-02 |  | 55000 | working
61 | Operation Table Hydraulic Major | B2 |  |  |  |  | Reliance | O.T. |  |  |  |  | 55000 | repeted
62 | ECG machine computerized | B | 6108T |  |  | BPL |  | X-RayRoom | JDHS |  |  |  | 24500 | working
63 | Operation table Hydraulic Minor | B2 |  |  |  |  | Vibhsh | O.T. |  |  |  |  | 24500 | working
64 | Operation Table Hydraulic Major | B2 |  |  | 2009-05-01 |  |  | A.E-OT |  |  | 2009-05-01 |  | 0 | condemed
65 | Auto Clave HP Vertical (2 bin) | C | [5 empty] | Ward |  |  |  |  | 33000 | working
66 | Auto Clave HP Vertical (2 bin) | C |  |  | 2009-01-17 |  | Solocraft | Store |  |  | 2009-01-17 |  | 33000 | working
67 | Autoclave vertical single bin | C | [5 empty] | OP |  |  |  |  | 0 | condemed
68 | Diathermy Machine (Electric Cautery) | B |  |  | 2007-06-28 |  | Jupiter | O.T |  |  | 2007-06-28 |  | 185000 | working
69 | Diathermy Machine (Electric Cautery) | B |  |  |  |  | Jupiter | Store |  |  |  |  | 185000 | working
70 | Diathermy Machine (Electric Cautery) | B | [5 empty] | Store |  |  |  |  | 0 | repeted
71 | Suction Apparatus - Electrical(Hivacuam) | B |  |  |  |  | Jupiter | Ward |  |  |  |  | 4500 | working
72 | ECG machine computerized | B | Micro-R |  | 2006-06-20 | Marks | Solocraft | X-RayRoom |  |  | 2006-06-20 |  | 26000 | repeted
73 | Suction Apparatus - Electrical(Hivacuam) | B |  |  |  |  | Vishal | Ward |  |  |  |  | 0 | condemed
74 | Laproscope Double Puncture | C |  |  |  |  | Vishal | O.T |  |  |  |  | 0 | repeted
75 | Laproscope Double Puncture | C |  |  |  |  | Vishal | O.T |  |  |  |  | 226200 | working
76 | Boyles apparatus with out Circle Abosrber | B |  |  | 1996-11-03 |  | BOC | O.T |  |  | 1996-11-03 |  | 0 | repeted
77 | Boyles Apparatus with Fluotec and circle absorber | B |  |  | 2002-02-24 |  | ESAB | A.E.-OT |  |  | 2002-02-24 |  | 0 | repeted
78 | Boyles Apparatus with Fluotec and circle absorber | B |  |  |  |  | IOL | L.Room |  |  |  |  | 0 | repeted
79 | ECG machine computerized | B | [5 empty] | X-RayRoom |  |  |  |  | 0 | not identfied
80 | Shadowless Lamp stand model | B |  |  | 2008-02-12 | jupitar | jupitar | mot | TNHSP | tnhsp/tnmsc/p2e17/2007dt31/10/2007 | 2008-02-12 | 2009-02-12 | 53880 | working
81 | Operation Table Hydraulic Major | B2 | jupitar 205 |  | 2008-02-12 | jupitar | jupitar | mot | TNHSP | tnhsp/tnmsc/p2e6/2007/dt 11/09/2007 | 2008-02-12 | 2009-02-12 | 53000 | repeted
82 | Suction Apparatus - Electrical(Hivacuam) | B2 | 7A-23D |  | 2008-02-14 | JIANGSU YUE MEDICAL EQUIP. CHINA | BIOTECH -CH-59 | MOT-2~ LWD-1~ F WD 1 | TNHSP | THHSP/TNSMC/P2E18/2007DT 30/10/2007 | 2008-04-01 | 2009-03-31 | 16592 | working
83 | Obstetrics Delilvery Bed | C |  |  | 2008-04-07 | jupiter | jupiter | LWD-4 | TNHSP | TNHSP/TNMSC/P2E15/2007/DT 30/10/2007 |  |  | 42440 | working
84 | Auto Clave HP Vertical (2 bin) | C |  |  | 2008-04-05 | JUPITER | JUPITER | MOT-2 | TNHSP |  |  | 2009-02-25 | 64000 | working
85 | Weighing machine infant | C |  |  | 2008-10-10 | JUPITER | JUPITER |  | TNHSP |  |  |  | 1346 | working
86 | Sterilizer Medium (Instrument) | C | 12*9*6.5 |  | 2008-10-10 | JUPITER | JUPITER | OPD-1~ LWD -1 | TNHSP |  |  |  | 2800 | condemed
87 | B.P.apparatus stand model | C | STAND MODEL |  | 2008-12-08 | CE MARKED | JUPITAR | FW-2MW-1FPO-1LW-1 | TNHSP | TNHSP/TNMSC/P3E16/2008/DT 29/08/2008 |  |  | 5450 | working
88 | Shadowless lamp ceiling type major | B |  |  | 2008-12-19 | JUPITAR | JUPITAR | MOT | TNHSP | TNHSP/TNMSC/P3E3/2008/DT 29/08/2008 | 2008-12-19 | 2009-12-10 | 25400 | working
89 | Operating table non-hydraulic field type | B | ORT481 |  | 2009-01-05 |  | VIBASH COIMBATOORE | MOT | DMS | 51190/Sandamp;P/1/2008 DT 10-11-2008 | 2009-01-05 |  | 157950 | repeted
90 | Obstetrics Delilvery Bed | C | [10 empty] | 0 | repeted
91 | Needle destroyer / Syringe Destroyer | C |  | ND40/53 | 2010-07-22 | LINCO -SCIENTIFIC -AMBALA | LINCO -SCIENTIFIC -AMBALA |  | TNMSC | 892-4 /GFAIM -R2 /TANSAC /TNMSC /2009 -01 | 2010-07-22 |  | 1700 | working
92 | Weighing machine paed | C |  |  | 2009-01-22 | SURYA SURGICAL CHENNAI | SURYA SURGICAL CHENNAI | LW | DMS |  |  |  | 10500 | repeted
93 | Auto Clave HP Vertical (2 bin) | C |  |  | 2009-02-22 | solokraft chennai | solokraft chennai | mot | TNHSP | TNHSP /TNMSC /P3E10/2008 DT 10-09-2008 | 2009-02-22 | 2010-02-21 | 29800 | working
94 | Suction Apparatus - Electrical(Hivacuam) | B2 | HEAVY DUTY CABINET TYPE |  | 2009-03-25 | VISHAL CHENNAI | VISHAL CHENNAI | MOT -2 | TNHSP | TNHSP /TNMSC /P3 E8 /2008 DT 10-09-2008 | 2009-03-25 |  | 19500 | working
95 | Emergency Lamp | C |  |  | 2009-03-21 | UNI- PHARM CHENNAI | UNI- PHARM CHENNAI | OPD -2 | DMS | 78102/Sandamp;P/1 /2007 /DT 03-02-2009 |  |  | 3936 | working
96 | Auto Clave HP Horizontal-RECTANGULAR | C |  |  | 2010-01-31 | SOLOKRAFT ~ CHENNAI | SOLOKRAFT ~CHENNAI | MOT | RCH | RCH- 2 - /TNMSC /ENNG /E 18 /2009 /DT 08 /06 /2009 | 2010-01-13 | 2010-09-05 | 132000 | working
97 | Deep Freezer | B2 |  |  | 2009-11-21 | solokraft ~chennai | solokraft ~ chennai | BB | TNMSC | EQPTS /CEMONC -09 /TANSAC /TNMSC /2009 /DT 15-06-2009 | 2009-11-21 | 2010-02-14 | 109500 | not working
98 | Semi auto analyser | B2 | RX -50 | TN10J36 | 2010-10-25 | MICRO LAB AHAMADABAD | MICROLAB AHAMADABAD | LAB | RCH | RCH -2 /TNMSC /E38 /2010-2 DT 19-08-2010 | 2010-10-25 |  | 44400
99 | Auto Clave HP Vertical (2 bin) | C |  |  | 2009-01-17 | SOLOKRAFTS INDUSTRIES CHENNAI | SOLOKRAFTS INDUSTRIES CHENNAI | MOT | DMS | 51190/Sandamp;P /1 /2008 /DT10-11-2008 | 2009-01-17 |  | 18600 | repeted
100 | Suction Apparatus - Electrical | C | CABINET |  | 2009-03-25 | VISHAL CHENNAI | VISHAL CHENNAI |  | DMS | 51190 /Sandamp;P /1/2008-2 | 2009-03-25 |  | 4410 | repeted
101 | Auto Clave HP Vertical (2 bin) | C | 16X24 |  | 2009-03-25 | VISHAL CHENNAI | VISHAL CHENNAI |  | DMS | 51190 /Sandamp;P/2008 DT 10-11-2008 |  |  | 16300 | repeted
102 | Blood Bank Refrigerator | B2 | JAR 5 | R10071193 | 2010-10-12 | JOVE AUTOMATION | PAWER ELECTRO SYSTEM NASIK | BB | RCH | RCH -2 /TNMSC /ENNG /7146 /2010- 1 DT 26-07-2010 | 2010-10-12 |  | 59750 | working
103 | Obstetrics Delilvery Bed | C |  |  | 2009-03-25 | VISHAL CHENNAI | VISHAL CHENNAI |  | TNHSP | TNHSP /TNMSC /P3E6 /2008 DT 29-08-2008 |  |  | 34800 | working
104 | Infusion Pump/Infusion Syringe Pump/Insulin Syringe Pump | C | ST670 | 3768 3D /28 3768 1D /28 | 2010-11-01 | SAMTRONIC IND. E CON. LTD | TRANS HEALTH CARE CHENNAI | LW 1 MOT 1 | RCH | RCH 2 /TNMSC /ENNG /E38 /2010-1 19-08-2010 | 2010-11-01 | 2011-10-31 | 43200 | working
105 | Suction Apparatus - Electrical(Hivacuam) | B2 |  |  | 2009-06-23 | GENERAL SURGICALS CHENNAI | GENERAL SURGICAL CHENNAI |  | DMS | 51190/Sandamp;P /1/2008 DT10-11-2008 OF DMS CHENNAI | 2009-06-20 |  | 22000 | repeted
106 | Weighing Machine Electronic | C |  |  | 2011-01-29 | JUPITAR ~COIMBATORE | jupitar ~coimbatoore |  | RCH | RCH -2 /TNMSC /ENNG /4538 /2010 -3 DT 06-10-2010 | 2011-01-29 | 2014-01-29 | 4600
107 | Ultra Sound Scanner - Colour | B2 | LOGIQP3 | 56347WS8 | 2009-07-21 | WIPRO GE BANGALORE | WIPRO GE BANGALOORE | LW | TNHSP | TNHSP /TNMSC /ICB/P3E24/2009DT 20-05-2009 | 2009-07-21 | 2010-07-21 | 674800 | working
108 | Blood Collection Monitor / Mechanical Agitator | C |  |  | 2010-03-31 | REMI -ELECTRO -TECHNIK | remi- electro technik -vasai | BB | TNHSP | 18 R /NRHN /HSP / TNMSC /2010 BCM DT 12- 02-2010 | 2010-03-31 |  | 30786 | working
109 | Ceiling Suspended Shadowless Lamp | B2 |  |  | 2009-03-04 | JUPITAR~ COIMBATOORE | JUPITAR ~COIMBATORE | MOT | DMS | 47975 /Sandamp;P /1/ 2008 /04-02-2009 | 2009-03-04 |  | 66000 | not identfied
110 | Photo Calorie Meter - Analog / Digital | C |  |  | 2011-03-26 | JUPITAR ~ COIMBATOORE | JUPITAR ~COIMBATORE | LAB | RCH | RCH 2 /TNMSC /ENGG /4538 /2010-5 DT 06-10-2010 | 2011-03-26 |  | 5300 | working
111 | Focus lamp Ordinary | C |  |  | 2011-03-17 | GENERAL SURGICAL COMPANY CHENNAI -84 | GENERAL SURGICAL COMPANY ~ CHENNAI -84 | MOT -2 LW -2 | RCH | RCH -2 / TNMSC /ENNG /4538 /2010 -2 DT 06 -10-2010 | 2011-03-17 |  | 19000 | working
112 | Suction Apparatus - Electrical(Hivacuam) | B2 |  |  | 2009-03-24 | JUPITAR ~ COIMBATOORE | JUPITAR ~ COIMBATOORE | OPD -1 | DMS | 47975 /Sandamp;P /1 /2008 / DT 04 -02 -2009 | 2009-03-24 |  | 5500 | repeted
113 | B.P.apparatus stand model | C |  |  | 2011-04-29 |  | JEYAM ENTERPRISES ~CHENNAI -53 | WARD | RCH | RCH -2 /TNMSC /ENNG /4538 /2011 /DT 10 -02 -2011 | 2011-04-29 |  | 6000 | repeted
114 | Magnavision Lamp | C |  |  | 2011-05-11 | JUPITAR ~ COIMBATOORE | JUPITAR ~ COIMBATOORE | OPD | TNMSC | 04R /NRHM /TNMSC /ENNG /2011 /DT12 -02-2011 | 2011-05-11 | 2014-05-11 | 4400
115 | Infusion Pump/Infusion Syringe Pump/Insulin Syringe Pump | C | ST -6000 |  | 2011-08-09 | TRANS HEALTH CARE ~ CHENNAI -78 | TRANS HEALTH CARE ~ CHENNAI 78 | LW | TNHSP | TNHSP /TNMSC /AG15 /2011 /DT 01 -07 -2011 | 2011-08-09 | 2012-08-08 | 25200 | working
116 | ECG machine ordinary | B2 | EDAN -SE 3 | 309035M11801710076 309035M11801710077 | 2011-10-03 | EDAN INSTRUMENTS INC | MADRAS SURGICALS ~ CHENNAI -42 | MW -1 OPD -1 | TNHSP | TNHSP /TNMSC /ENGG /AG27 /2011 DT04 -07-2011 | 2011-10-03 | 2012-10-03 | 73275 | working
117 | Infusion Pump/Infusion Syringe Pump/Insulin Syringe Pump | C | EVA DROP MP-1000 | MP1ALH394 | 2011-10-28 | DAIWHA CORPORATION LTD | SCHILLER HEALTH CARE ~PONDICHERRY | LW -1 | TNHSP | TNHSP /TNMSC /AG 16 /2010 DT01/07/2011 | 2011-10-28 | 2014-10-27 | 25900
118 | Haemoglobinometer | C |  |  | 2011-09-06 | SOLOKRAFTS ~ CHENNAI -18 | SOLOKRAFT ~ CHENNAI -18 | LAB | RCH | RCH -2 /TNMSC /ENNG /4538 /2010-6 DT 06-10-2010 | 2011-09-06 |  | 17200 | transvered to kodankulam gh
119 | Ultra Sound Scanner - Colour | B2 | LOGIQ C2 | 206493WX9 | 2011-11-16 | WIPRO GE HEALTH CARE ~ BANGALOORE | WIPRO GE HEALTH CARE ~BANGALOORE | LW | RCH | RCH -2 /TNMSC /ENGG /E44 /2010 DT 05/07 /2011 | 2011-11-16 | 2012-11-15 | 323800 | working
120 | Deep Freezer | B2 | JR DF20 | DF11121287 | 2012-03-26 | JOVE AUTOMATION | PAWER ELECTRO SYSTEM NASIK | BLOOD BANK | RCH | RCH -2 /TNMSC /ENGG / 7146 /2010 / DT10 /02/2011 | 2012-03-26 | 2013-03-25 | 51750 | working
121 | Weighing machine adult | C | PRESTIGE |  | 2012-02-17 | HARDICK MEDITECH DELHI | ALAN MEDICAL ~ CHENNAI |  | TNHSP | TNHSP /TNMSC / ENGG /AG 24/ 2011 /DT 09 /12/ 2011 |  | 2012-02-17 | 598 | working
122 | Ultra Sound Scanner - Colour | B2 | 600A |  | 2012-03-29 | CHISON MEDICAL IMAGING | SURYA SURGICAL ~ CHENNAI | LW | DMS | 2684 /TNMSC /ENGG /2011 /DT 11 /11 /2011 | 2012-03-29 | 2015-03-28 | 272950 | Transvered to sengotai gh
123 | Defibrillator with Monitor | B2 | HEART START FRX PHILIPS | B12 C05625 | 2012-08-09 | PHILIPS ~KOLKATTA | PHILIPS ~ KOLKOTTA | OPD | TNHSP | TNHSP /TNMSC / KB /AG 17 /2012 DT 12/03/2012 | 2012-08-27 |  | 58696 | working
124 | B.P.apparatus dial model | C | ANEROID |  | 2011-05-02 | SOUTH INDIA SURGICAL ~ CHENNAI | south india surgical chennai | LW -1 | RCH | RCH -TNMSC / ENNG / 7146 /2010 -2 DT 06 -10-2010 | 2011-05-02 |  | 590 | repeted
125 | Hematology analyser | B1 | SYSMEX KX21 | B8184 | 2011-11-21 | TRASASIA ~ PUTHUCHERI | TRANSASIA ~ PUTHUCHERI | LAB | DMS | 52360 /Sandamp;P /1/2011 DT28 /10 /2011 | 2011-11-21 |  | 385319 | Transvered to kadyanualluar gh
126 | Ringlens System | C | MAGNASCOPE |  | 2012-03-13 | SOLOKRAFTS ~ CHENNAI | SOLOKRAFTS CHENNAI |  | TNHSP | TNHSP /TNMSC /ICB /AG 31 /2011 DT19/10/2011 | 2012-03-13 | 2015-03-12 | 6987 | working
127 | Electricity Generator | B2 | 40KVA - GPW 40 | 3208031206391 | 2012-10-18 | GREAVES ~ PUNE 410501 | SPAIN ELECTRONICS DELHI |  | TNMSC | 5405/NRHM/TNMSC/EGG/2012 DT28/02/2012 | 2012-11-17 | 2014-11-16 | 480821 | working
128 | Phototherapy Unit | C | 4000CFL |  | 2007-06-12 | NiceNeoTech | MadrasSurgicals | Store | TNHSP |  | 2007-06-12 |  | 0 | repeted
129 | Phototherapy Unit | C | 4000CFL |  |  | NiceNeoTech | MadrasSurgicals | NICU | TNHSP |  |  |  | 0 | repeted
130 | Radiant Warmer | C | 2000B |  | 2007-06-12 | NiceNeoTech | MadrasSurgicals | OT |  |  | 2007-06-12 |  | 20000 | working
131 | Radiant Warmer | C | 2000B |  | 2007-06-12 | NiceNeoTech | MadrasSurgicals | L.Room |  |  | 2007-06-12 |  | 20000 | working
132 | Cardiac Monitor | C | Microman-Nxt |  |  | Landamp;T | L andamp; T | OT | TNHSP |  |  |  | 0 | repeted
133 | Pulse Oximeter | B | Steller P |  | 2008-08-01 | Landamp;T | L andamp; T | OT | TNHSP |  | 2008-08-01 |  | 33000 | working
134 | Cardiac Monitor with defibrillator | C | Philips Heart Start XL |  | 2007-12-31 | Philips | Madras Surgicals | MW | TNHSP |  | 2007-12-31 |  | 125000 | working
135 | Semi auto analyser | B2 | PreOnetouch |  |  |  | Robonik | Lab | TNHSP |  |  |  | 60673 | repeted
136 | Operation Table Hydraulic Major | B2 |  |  |  |  | Jupiter | O.T. | TNHSP |  |  |  | 0 | repeted
137 | Boyles apparatus with out Circle Abosrber | B |  |  | 2008-03-01 | L andamp; T | Landamp;t | O.T |  |  | 2008-03-01 |  | 0 | repeted
138 | Binocular Mircroscope | B2 | BDI -13A | 11207 | 2014-02-03 | BDI INSTRUMIENTS | SOLOKRAFT INDUSTRIES | LAB | TNHSP | TNHSP/TNMSC/AG87C/2013~22.10.2013 | 2014-02-05 | 2015-02-05 | 18600 | working
139 | Pulse Oximeter | B2 | RAD-8 | M71926 M71960 | 2014-04-01 | GRACE MFG.AND TRADING CO.(DELHI) | M/S MASIMO CORPORATION | LABOUR WARD AND OPERATION THEATRE | OTHERS | RCH-II/TNMSC/ENGG/E67/2014/05/03/2014 | 2014-03-24 | 2019-03-31 | 140695 | working
140 | PH meter | C | RPA-1GRTIOANPN | 1292 | 2014-04-11 | RLT INSTRUMENTATION PVT LTD | RLR INSTRUMENTATION PVT LTD | LAB | TNHSP | TNHSP/TNMSC/AG87B/2013-1 |  | 2015-05-11 | 60221 | working
141 | Electric Calorimeter | C | UV-1800 |  | 2014-03-06 | ROBONIK (INDIA) PVT LTD ~MUMBAI | ROBONIK(INDIA)PVT LTD MUMBAI | LAB | TNHSP | TNHSP/TNMSC/AG87AB/2013-2 | 2014-03-11 | 2015-03-11 | 20708 | working
142 | Electri centrifuger | C | BDI 154 |  | 2014-07-01 | SOLOKRAFTS INDUSTRIES ~CHENNAI.31 | SOLOKRAFTS INDUSTRIES ~CHENNAI.31 | LAB | TNHSP | TNHSP/TNMSC/AG871(r)2014~19/03/2014 | 2014-07-07 | 2015-07-07 | 19950 | working
143 | Pulse Oximeter | B2 | RAD8 | M81739 | 2015-01-06 | MASIMO CORPORATION | INDIAN MEDICAL SYSTEMS AND TECHNOLOGIES | MOT | TNMSC | 114/TNMSC/ENGG/2013-2 | 2015-01-06 | 2020-05-05 | 72398 | working
144 | Pulse Oximeter | B2 | RAD-8 | M71926~ M71760 | 2014-04-01 | MASIMO | GRACE MFG.andamp;TRADING CO.(DELHI) | MOT | RCH | RCH-II/TNMSC/ENGG/E67/2014 DT 05/03/2014 | 2014-04-01 | 2019-03-31 | 68968 | working
145 | Needle destroyer / Syringe Destroyer | C |  | SI 8832TO 8841 | 2008-08-23 | GLO LIFE CARE EQUIPMENT | GLO LIFE CARE EQUIPMENT | MOT-1~MWD-1~ LWD-1~ OPD-1 | TNHSP | TNHSP/TNMSC ENGG/BMWM1/2008 DT 8/2/2008 |  |  | 7550 | condemed
146 | Radiant Warmer | C | OCW100 | 2960/2961 | 2008-12-02 |  | DATEX -OHMEDA CH -17 | LWD-2 | TNHSP | TNHSP/TNMSC/P3E9/2008/29/8/2008 | 2008-12-02 |  | 36000 | repeted
6548988

## cheran
DIRECTORATE OF MEDICAL AND RURAL HEALTH SERVICES
GOVERNMENT OF TAMIL NADU
REPORT : EQUIPMENT RECEIPT DETAILS REPORT-INSTITUTION WISE
PERIOD : 01/03/2000-02/03/2015
District : TIRUNELVELI
Institution : CHERANMADEVI
S.No. | Equipment Name | Equipment Category | Equipment Model No | Equipment Serial No | Date of Receipt | Manufacturer Name | Supplier Name | Location of Equipment | Source of Supply | Purchase Order No | Date of Installation | Warranty Valid Upto | Cost of the item | remarks
1 | Mannual Colposcope | C | ARI II-1D COLPOSCPE | R 20130257 | 2013-03-05 | ARI Technology(Group)Co.~Ltd.Chinna | SOUTH INDIA SURGICAL CO.LTDNEW.NO.117~OLD NO.65 WALLAJAH ROAD~CHENNAI-600002 |  | TNHSP |  | 2013-03-23 | 2014-03-04 | 136500 | working
2 | Pulse Oximeter | B2 |  |  | 2014-03-18 |  | SREE RAM AGENCIES | LABOUR WARD | OTHERS |  | 2014-03-18 |  | 1800 | working
3 | PH meter | C | RPA-1GRTIOANPN | RPA-1GRTIOANPN | 2014-03-24 | RLT INSTRUMENTATION PVT LTD | RLT INSTRUMENTATION PVT LTD | LABORATORY | TNHSP | TNHSP/TNMSC/AG87B/2013-1 | 2014-04-23 |  | 57353 | working
4 | Centrifuge | C | BDI 152 |  | 2012-03-13 |  | SOLOKRAFTS INDUSTRIES MADRAS | LAB | TNHSP |  | 2012-03-13 |  | 5090 | working
5 | Phototherapy Unit | C |  |  |  | Betmedical |  | NICU |  |  |  |  | 0 | not identfied
6 | Phototherapy Unit | C |  |  |  | NiceNeoTech | MadrasSurgicals | NICU |  |  |  |  | 0 | not identfied
7 | Radiant Warmer | C |  |  | 1994-01-09 | Phoenix |  | Ward |  |  | 1994-01-09 |  | 14000 | working
8 | Radiant Warmer | C |  |  | 1998-11-19 | Phoenix |  | L/Room |  |  | 1998-11-19 |  | 14000 | not working
9 | Radiant Warmer | C |  |  |  | Phoenix |  | L/Room |  |  |  |  | 0 | repeted
10 | Foetal Doppler | C | NeoDop |  | 1999-02-01 |  | AssociateSurgicals | L/Room |  |  | 1999-02-01 |  | 4600 | working
11 | Foetal Doppler | C |  |  |  |  | MadrasSurgicals | L/Room |  |  |  |  | 0 | condemed
12 | Nebulizer baby | C | Microlux |  | 1999-06-01 |  | AssociatSurgicals | G.WARD |  | 29550/CP-II/1/99 DMandamp;RHS Dt.07/05/1999 | 1999-06-01 |  | 4590 | working
13 | X-ray Machine 100 mA | B | [5 empty] | x ray |  |  |  |  | 0 | working
14 | Ultra Sonogram -MOBILE | B | UF4500N |  | 1996-08-06 | Fakuda |  | O/P | IPP5 |  | 1996-08-06 |  | 0 | transvered to kalakadu gh
15 | ECG machine computerized | B | 6108T |  | 2008-03-25 | BPL | Medi India | OP | OTHERS |  | 2008-03-25 |  | 24500 | working
16 | ECG machine ordinary | B | 108T |  | 1997-06-03 | BPL |  | Ward |  |  | 1997-06-03 |  | 0 | not identfied
17 | Cardiac Monitor | C | Agenta | CLMC6J1837 |  | BPL |  | Ward | OTHERS |  |  |  | 0 | not working
18 | Pulse Oximeter | B | Nonin8600 |  |  |  | TRANS HEALTHCARE INDIA P.LTD PONDICHERRY | OT | TNMSC |  |  |  | 34000 | working
19 | Pulse Oximeter | B | Cleo | CMMB6K1471 |  | BPL |  | Ward | OTHERS |  | 2009-03-25 |  | 0 | working
20 | Infusion pump | C | Infu300 |  | 2007-03-08 | Akas |  | Ward |  |  | 2007-03-08 |  | 0 | not working
21 | Alpha Bed with motor | C | Apex |  | 2007-06-28 |  |  | M/W |  |  | 2007-06-28 |  | 6600 | working
22 | Dental Unit with motor for dental OP | B2 |  |  |  |  | Associated Surgicals Chennai | Dental Op |  | 52103/CP2/1/95 DMS..DT.19/07/1995 |  | 1997-11-01 | 46636 | not working
23 | Binocular Mircroscope | B2 | [5 empty] | Lab |  |  |  |  | 9000 | working
24 | Glucometer | C |  |  | 2003-08-25 |  |  | Lab |  |  | 2003-08-25 |  | 4000 | not working
25 | Electric Calorimeter | C | 101 |  | 1998-03-13 |  | AlanMedical | Lab |  |  | 1998-03-13 |  | 9400 | working
26 | Electri centrifuger | C | [5 empty] | Lab |  |  |  |  | 4500 | working
27 | Operation Table Hydraulic Major | B2 |  |  |  |  | AssociatSurgicals | OT | TNHSP |  |  |  | 55000 | working
28 | Operation Table Hydraulic Major | B2 |  |  |  |  | Vibhsh | OT |  |  |  |  | 0 | repeted
29 | Operation table Hydraulic Minor | B2 |  |  |  |  | Vibhsh | OT |  |  |  |  | 0 | repeted
30 | Auto Clave HP Vertical (2 bin) | C |  |  | 2008-04-04 |  | Jupiter | OT |  |  | 2008-04-04 |  | 33000 | working
31 | Autoclave vertical single bin | C | [5 empty] | OT |  |  |  |  | 25000 | working
32 | Diathermy Machine (Electric Cautery) | B |  |  | 2007-06-28 |  | Jupiter | O/T |  |  | 2007-06-28 |  | 185000 | working
33 | Suction Apparatus - Electrical(Hivacuam) | B |  |  |  |  | Jupiter | Ward |  |  |  |  | 4500 | working
34 | Sterilizer Medium (Instrument) | C | [5 empty] | OT |  |  |  |  | 0 | condemed
35 | Laproscope Double Puncture | C |  |  |  |  | Vishal | O/T |  |  |  |  | 0 | condemed
36 | Boyles Apparatus with Fluotec and circle absorber | B |  |  | 2001-06-07 |  |  | O/T |  |  | 2001-06-07 |  | 160000 | working
37 | Ringlens System | C |  |  | 2012-03-13 |  | SOLOKRAFTS INDUSTRIES 69 Mc NICHOLAS ROAD CHETPET CHENNAI-600031 |  | TNHSP |  |  | 2013-02-13 | 7337 | working
38 | Cyto-Centrifuge | B2 | CENTRIFUGE MACHINE WITH 6 BUCKETS |  | 2012-03-13 | SOLOKRAFTS INDUSTRIES No.69 McNICHOLAS ROAD.~ CHETPET CHENNAI-600031 | SOLOKRAFTS INDUSTRIES No.69 McNICHOLAS ROAD.~ CHETPET CHENNAI-600031 | LAB | TNHSP |  |  | 2013-02-13 | 5345 | working
39 | Semi auto analyser | B2 | RX50 | TN10J036 | 2010-10-25 | M ICROLAB INSTUMENTS | M ICROLAB INSTUMENTS..3~AKSHAYA APARTMENTS~Nr.SANSKRUT~..B/H POPULAR HOUSE ASHRAM ROAD AHMEDABAD_380009 | LAB | RCH | RCH-II/TNMSC/ENGG/E38/2010-2 MD.Dt.19/08/2010 | 2010-10-29 | 2010-10-24 | 0
40 | Cryo Surgery/Cryocautery Unit | B2 | CRYO00B ON_OFF SUPER DELUX |  | 2012-03-15 | BASCO INDIA CHENNAI | SOLOKRAFTS INDUSTRIES CHENNAI_31 |  | TNHSP |  | 2012-03-15 | 2013-03-14 | 24331
41 | Glucometer | C | ACCU-CHEK GO |  | 2011-11-02 | ROCHE DIAGNOSTICS GmbH GERMANY | ROCHE DIAGNOSTICS GmbH | GEN WARD | OTHERS |  | 2009-11-02 | 2010-01-01 | 0 | repeted
42 | Shadowless Lamp stand model | B | SURGI+SUN | 085-210 | 2009-03-03 | SWASTIK SURGICAL INDUSTRIES BHIWANI_085-210 | JUPITER MANUFACTURING R.S.PURAM COIMBATORE | OT | DMS |  | 2009-03-03 |  | 40000 | working
43 | Ultra Sound Scanner - Colour | B2 | logicP3 | 56437WS8 | 2009-07-21 | WIPRO GE HEALTHCARE P.LTD | WIPRO GE HEALTHCARE P.LTD BANGALORE-17 | SCAN ROOM` NEW X RAY BLOCK | OTHERS | TNHSP/TNMSC/ICB/P3E24/2009 DT.20/05/2009 M.D..~TNMSC CHENNAI-8 | 2011-10-07 | 2010-07-20 | 688296 |  | working
44 | Foetal Doppler | C | A100C | A100C | 2014-02-21 |  | MIDHUN SURGICAL TIRUNELVELI | NEW BORN STERLISATIN UNIT | OTHERS | 1/S/2014 | 2014-02-21 |  | 7500
45 | Suction Apparatus - Electrical | C | plegu 7 E.B |  | 2014-03-10 |  | midhun surgical tirunelveli |  | OTHERS |  |  |  | 9500 | repeted
46 | Electric Calorimeter | C | PEL1261213RBK | PEL1261213RBK | 2014-02-26 | ROBINIK | ROBONIK(INDIA) PVT LTD NAVI MUMBAI | LABORATORY | TNHSP | TNHSP/TNMSC/AC87b/2013-2 DATE-28/11/2013 | 2014-04-23 |  | 20302 | working
1641680

## melapalyam
DIRECTORATE OF MEDICAL AND RURAL HEALTH SERVICES
GOVERNMENT OF TAMIL NADU
REPORT : EQUIPMENT RECEIPT DETAILS REPORT-INSTITUTION WISE
PERIOD : 01/03/2000-02/03/2015
District : TIRUNELVELI
Institution : MELAPALAYAM
S.No. | Equipment Name | Equipment Category | Equipment Model No | Equipment Serial No | Date of Receipt | Supplier Name | Location of Equipment | Source of Supply | Purchase Order No | Date of Installation | Warranty Valid Upto | Cost of the item | status
1 | PH meter | C | RPL-1GRT10ANPN | 1296 | 2014-03-24 | RLT INSTRUMENT PVT LTD | LAB | TNMSC | TNHSP/TNMSC/AG878/2013-1 |  | 2015-06-23 | 57363 | working
2 | Water Bath/Ultrasonic Water Bath | C | SMII -143 | SMI-143 |  | S.M.SCIENTIFIC INSTRUMENTS PVT.LTD | LABORATORY | TNMSC | TNHSP/TNMSC/AG87H(R)2014 DATE 10/04/2014 |  | 2016-05-05 | 8262 | working
3 | Phototherapy Unit | C |  |  |  |  | NICU |  |  |  |  | 0 | repeted
4 | Phototherapy Unit | C |  |  |  | MadrasSurgicals | NICU |  |  |  |  | 10500 | working
5 | Radiant Warmer | C |  |  | 1994-01-09 |  | Ward |  |  | 1994-01-09 |  | 0 | condemed
6 | Radiant Warmer | C | Nice 2007S |  | 1998-11-19 |  | L.Room |  |  | 1998-11-19 |  | 0 | repeted
7 | Radiant Warmer | C |  |  | 2008-11-18 | Detax Ohmeda | L.Room | TNHSP | TNHSP/TNMSC/P3E9/2008/12.11.2008 |  |  | 20000 | working
8 | Foetal Doppler | C | NeoDop |  | 1999-02-01 | AssociateSurgicals | L.Room |  |  | 1999-02-01 |  | 4500 | working
9 | X-ray Machine 100 mA | B |  |  | 2008-02-07 | ALLENGERS MEDICAL SYSTEMS LTD | X-Ray Room | DMS | 101643/Sandamp;P/1/2003-2004 |  |  | 126500 | working
10 | Ultra Sonogram -MOBILE | B | LOGICP3 |  | 2009-06-22 | WIPRO G.E | Scan Room | TNHSP | TNHSP/TNMSC ICB/P3E24/2009 |  |  | 688296 | working
11 | Ultra Sonogram -MOBILE | B | UF4500N |  | 1996-08-06 |  | O.P | IPPV |  | 1996-08-06 |  | 0 | condemed
12 | ECG machine computerized | B | 6108T |  | 2008-03-25 | Medi India | OP | JDHS |  | 2008-03-25 |  | 24000 | working
13 | ECG machine ordinary | B | 108T |  | 1997-06-03 |  | Ward | DMS |  | 1997-06-03 |  | 11100 | condemed
14 | Cardiac Monitor | C | Agenta |  |  |  | Ward | Ambulance |  |  |  | 0 | condemed
15 | Pulse Oximeter | B | Nonin8600 |  | 1999-01-03 | TRANS HEALTH CARE INDIA PLTD | OT | DMS | 14262/PO/TNMSC/EQUP/98/14.11.1998 |  |  | 0 | not identfied
16 | Pulse Oximeter | B | Cleo |  |  |  | Ward | Ambulance |  |  |  | 0 | working
17 | Infusion pump | C | Infu300 |  | 2007-03-08 |  | Ward |  |  | 2007-03-08 |  | 24400 | working
18 | Alpha Bed with motor | C | Apex |  | 2007-06-28 | JUPITER MANUFACTURING COMPANY | M.W | DMS |  | 2007-06-28 |  | 27200 | working
19 | Binocular Mircroscope | B2 |  |  |  | SOLOKRAFTS INDUSTRIES | Lab | TNHSP |  |  |  | 18786 | working
20 | Semi auto analyser | B2 | Pre touch |  | 2009-05-05 | Robonick | Lab | TNHSP | TNHSP/TNMSC/CP/P3E2/2009/28.01.2009 |  |  | 60793 | working
21 | Glucometer | C |  |  | 2003-08-25 |  | Lab |  |  | 2003-08-25 |  | 4000 | not working
22 | Electric Calorimeter | C | 101 |  | 1998-03-13 | AlanMedical | Lab |  |  | 1998-03-13 |  | 9000 | working
23 | Electri centrifuger | C |  |  |  |  | Lab |  |  |  |  | 4500 | working
24 | Operation Table Hydraulic Major | B2 |  |  |  | AssociatSurgicals | O.T. | TNHSP |  |  |  | 55000 | working
25 | Operation table Hydraulic Minor | B2 | ORT481 |  | 2009-01-15 | Vibhsh | O.T. | DMS |  |  |  | 157950 | working
26 | Auto Clave HP Vertical (2 bin) | C |  |  | 2008-04-04 | Jupiter | OT |  | TNHSP/TNMSC/P2E11/ | 2008-04-04 |  | 33000 | working
27 | Autoclave vertical single bin | C |  |  |  |  | OT |  |  |  |  | 25000 | working
28 | Diathermy Machine (Electric Cautery) | B |  |  | 2007-06-28 | Jupiter | O.T |  |  | 2007-06-28 |  | 185000 | working
29 | Suction Apparatus - Electrical(Hivacuam) | B |  |  |  | VISHAL HOSPITAL | Ward |  |  |  |  | 4500 | working
30 | Sterilizer Medium (Instrument) | C |  |  |  |  | OT |  |  |  |  | 0 | condemed
31 | Laproscope Double Puncture | C |  |  |  | Vishal | O.T |  |  |  |  | 226200 | working
32 | Boyles Apparatus with Fluotec and circle absorber | B |  |  | 2001-06-07 |  | O.T |  |  | 2001-06-07 |  | 98000 | repeted
33 | Dental Chair(Electric/Hydraulic/Manual) | B2 | 90184900 |  | 2010-04-01 | CONFIDENT DENTAL EQUIP LTD |  | TNMSC | 9214/TNMSC/ENGG/2009/01.03.2010 | 2010-04-01 |  | 109009 | working
34 | Iopa X-Ray Machine - Dental | B2 | BLUE X 70KV |  | 2010-04-01 | CONFIDENT DENTAL EQUIP | DENTAL BLOCK | TNMSC | 9214/TNMSC/ENGG/2009/01.03.2010 | 2010-04-01 |  | 77429 | working
35 | Hot Air Oven/Hot Air Oven Digital/Digital Oven | C |  |  |  | SOLOKRAFTS INDUSTRIES | LAB | TNHSP |  |  |  | 11953 | working
36 | Electri centrifuger | C |  |  | 2012-03-20 | solokrafts ind |  | TNHSP | TNHSP/TNMSC/AG29E/2011/04.10.2011 |  |  | 5090 | working
37 | Fumigation Chamber | C |  |  | 1997-03-12 | SOUTH INDIA SURGICAL |  | DMS | 67990/CP2/1/96/H72/11.01.97 |  |  | 5450 | working
38 | Foetal Monitor | B |  |  | 1999-03-16 | GOVT HOSP SHENCOTTAI |  | OTHERS |  |  |  | 0 | working
39 | Magnavision Lamp | C |  |  | 2011-05-16 | JUPITER |  | OTHERS | 04R/NRHM/TNMSC/ENGR/2011/12.02.2011 |  |  | 4400 | working
40 | Electri centrifuger | C |  |  |  | SOLOKRAFTS INDUSTRIES |  | TNHSP |  |  |  | 10873 | working
41 | Shadowless Lamp stand model | B |  |  | 2001-06-23 |  | 0T | JDHS |  | 2001-06-23 |  | 13000 | working
42 | Suction Apparatus - Electrical(Hivacuam) | B2 | 7A/23D |  |  | vin bio tech sestem ltd | 0.T | TNHSP |  |  |  | 4148 | working
43 | Lab Incubator | C |  |  |  | SOLOKRAFTS INDUSTRIES | [5 empty] | 11953 | working
44 | Shadowless Lamp stand model | B | ANS034 |  | 2009-03-03 | JUPITER |  | DMS | 47975/Sandamp;P/1/2008/04.02.2009 | 2009-02-16 |  | 13000 | working
45 | FORMALINE DISPENSAR | C | GOLEY |  | 2007-08-08 | VIBASH COIMBATORE SURGICAL |  | TNHSP | TNHSP/*TNMSC/ENGG/P2E25/2007 |  |  | 4450 | repeted
46 | Defibrillator with Monitor | B2 |  | B12C-06050 | 2012-08-12 | PHILIPS ELECTRONICS INDIA LTD | SCAN ROOM | TNHSP | TNHSP/TNMSC/ICB/AG17/2012 | 2012-09-21 | 2013-09-21 | 58696 | working
47 | Mannual Colposcope | C | 15ARI II-1D |  | 2013-03-22 | SOUTH INDIA SURGICAL CO.LTD | NCD CLINIC | TNHSP | TNHSP/TNMSC/ENGG/AG30/2011 | 2013-03-23 | 2014-03-22 | 130000 | working
48 | Binocular Mircroscope | B2 | 22403~22135~22104 (BDI-13A) |  | 2014-06-03 | SOLOKRAFT INDUSTRIES | LAB | TNMSC | TNHSP/TNMSC/AG87c/2013 | 2014-05-28 | 2015-05-28 | 186000 | working
49 | Radiant Warmer | C | Nice 2007S |  |  | Madras Surgicals andamp; Chemicals | NICU |  |  |  |  | 17680 | working
50 | Nebulizer baby | C | Microlux |  | 1999-01-06 | AssociatSurgicals | OP |  | 29550/CP2/1/99/07.05.1999 | 1999-01-06 |  | 4250 | working
51 | Operation Table Hydraulic Major | B2 |  |  |  | Jupiter | O.T. | TNHSP |  |  |  | 55000 | working
52 | Boyles apparatus with out Circle Abosrber | B |  |  |  | L andamp; T | OT |  |  |  |  | 0 | repeted
53 | Electri centrifuger | C | BDI-152 |  | 2012-03-20 | Solocraft Industries | Lab | TNHSP | TNHSP/TNMSC/AG29E/2011 Dt-4/10/2011 | 2012-03-30 | 2015-03-20 | 5344 | working
54 | Blood Mixer/Blood Shaker | B2 | BDI 149 | 2014080820 | 2014-10-08 | SOLOKRAFTS INDUSTRIES | LABORATRY | TNMSC | 252 | 2014-10-01 | 2015-10-01 | 32200 | working
55 | Electric Calorimeter | C | PEL1271213RBK | PEL1271213RBK | 2014-03-27 | ROBONIK (INDIA) PVT LTD | LABORATORY | TNMSC | TNHSP/TNMSC/AG87b/2013 | 2014-03-27 | 2015-03-27 | 20302 | working
2664077

## nanguneri
DIRECTORATE OF MEDICAL AND RURAL HEALTH SERVICES
GOVERNMENT OF TAMIL NADU
REPORT : EQUIPMENT RECEIPT DETAILS REPORT-INSTITUTION WISE
PERIOD : 01/03/2000-02/03/2015
District : TIRUNELVELI
Institution : NANGUNERI
S.No. | Equipment Name | Equipment Category | Equipment Model No | Equipment Serial No | Date of Receipt | Supplier Name | Location of Equipment | Source of Supply | Purchase Order No | Date of Installation | Warranty Valid Upto | Cost of the item | Remarks
1 | Mannual Colposcope | C | ARI 11-1D |  | 2012-04-21 | ARI TECHNOLGY(GROUP)CO.LTD.~CHINA | NCD | TNHSP |  | 2013-03-22 | 2014-03-22 | 130000 | working
2 | Defibrillator with Monitor | B2 | HEART STAT FRX | B12D-00697 |  | MADRAS SURGICALS | CASUALITY |  |  |  |  | 58696 | working
3 | Pulse Oximeter | B2 | INNOAVA-10CIR |  | 2014-03-04 | CONCEPT INTEGRATIONS 9I0 PVT . LTD. | OT |  |  | 2013-03-07 | 2014-03-07 | 56000 | working
4 | Blood Bank Refrigerator | B2 | BR-70SR |  | 2010-03-24 | REMI ELEKTROTECHNIK LTD |  | DRHM |  |  |  | 67888 | working
5 | Multi Para Monitor | B2 | G3D | G3DL60062 | 2014-06-23 | TRANS HEALTH CARE INDIA | OT | TNMSC | 1724/TNMSC/ENGG/2014-3 | 2014-07-01 | 2017-06-30 | 60000 | working
6 | Pulse Oximeter | B2 | 9190 |  | 2014-03-26 | GRACE MANUFACTURING andamp; TRADING CO | LBW | TNMSC |  | 2014-07-07 | 2019-07-06 | 137936 | working
7 | Phototherapy Unit | C | bet medicals |  |  |  | NICU |  |  |  |  | 10500 | working
8 | Phototherapy Unit | C |  |  |  | MadrasSurgicals | NICU |  |  |  |  | 0 | repeted entry
9 | Baby Incubators | C |  |  |  | MadrasSurgicals | NICU |  |  |  |  | 0 | not identfied
10 | Radiant Warmer | C | 100WS |  |  |  | Lroom |  |  |  |  | 14000 | working
11 | Radiant Warmer | C |  |  |  |  | L.Room |  |  |  |  | 0 | repeted entry
12 | Radiant Warmer | C |  |  |  | DatexOhmeda | L.Room |  |  |  |  | 0 | repeted entry
13 | Foetal Doppler | C | NeoDop |  | 1998-08-08 | AssociateSurgicals | L.Room |  |  | 1998-08-08 |  | 0 | working
14 | Foetal Doppler | C |  |  |  | MadrasSurgicals | L.Room |  |  |  |  | 0 | repeted entry
15 | Nebulizer baby | C |  |  |  |  | Store |  |  |  |  | 2400 | working
16 | Nebulizer baby | C |  |  |  | Vibhsh | O.PandWard |  |  |  |  | 2400 | working
17 | X-ray Machine 100 mA | B | Simplex |  | 1999-06-09 |  | X-RayRoom |  |  | 1999-06-09 |  | 0 | transvered to valliyoour gh
18 | X-ray Machine 60 mA(Mobile) | B |  |  | 1960-02-06 |  | scan room |  |  | 1960-02-06 |  | 0 | comdemed
19 | Color Doppler | A | LOgicQ3 |  |  |  | O.P | TNHSP |  |  |  | 0 | repeted entry
20 | ECG machine ordinary | B | 108T |  | 2008-03-25 |  | OP | JDHS |  | 2008-03-25 |  | 0 | comdemed
21 | ECG machine ordinary | B | 6108t | bpl | 1997-07-03 |  | x ray | DMS |  | 1997-07-03 |  | 24500 | working
22 | ECG machine computerized | B | Micro-R |  | 2006-06-19 | Solocraft | OP | TNMSC |  | 2006-06-19 |  | 26000 | working
23 | ECG machine computerized | B | SE-300 |  | 2008-11-25 | MadrasSurgicals | Store | Edan Instruments |  | 2008-11-25 |  | 37000 | working
24 | Cardiac Monitor | C | ORBIT |  |  |  | ward | TNHSP |  |  |  | 0 | not identfied
25 | Cardiac Monitor | C | Agenta |  |  |  | Ward | Ambulance |  |  |  | 0 | not identfied
26 | Pulse Oximeter | B | Nonin |  | 1999-06-01 | TransHealth | Store |  |  | 1999-06-01 |  | 0 | comdemed
27 | Pulse Oximeter | B | Cleo |  |  |  | Store | Ambulance |  |  |  | 35000 | working
28 | Pulse Oximeter | B |  |  |  |  | OT | NRHM |  |  |  | 25000 | repeted entry
29 | Infusion pump | C | Infu300 |  | 2007-06-08 |  | Ward |  |  | 2007-06-08 |  | 33000 | working
30 | Alpha Bed with motor | C |  |  | 2003-08-16 |  | M.W |  |  | 2003-08-16 |  | 6600 | working
31 | Alpha Bed with motor | C |  |  | 2003-08-16 |  | FW |  |  | 2003-08-16 |  | 6600 | working
32 | Alpha Bed with motor | C |  |  | 2007-06-22 | Jupiter | Store |  |  | 2007-06-22 |  | 0 | condemed
33 | Alpha Bed with motor | C |  |  | 2001-11-08 | Jupiter | Store |  |  | 2001-11-08 |  | 0 | not working
34 | Nebuliser Adult | C |  |  |  |  | Store |  |  |  |  | 2400 | working
35 | Dental Unit with motor for dental OP | B2 |  |  | 1998-05-06 |  | dental op |  |  | 1998-05-06 |  | 118000 | working
36 | Dental Autoclave | C |  |  |  |  | Dental O.P |  |  |  |  | 0 | condemed
37 | Semi auto analyser | B2 |  |  |  | Robonik | Lab | TNHSP |  |  |  | 60793 | working
38 | Glucometer | C |  |  |  | AssociateSurgicals | Lab |  |  |  |  | 4000 | working
39 | Binocular Mircroscope | B2 |  |  |  |  | Lab |  |  |  |  | 9000 | working
40 | Electric Calorimeter | C |  |  | 1998-03-13 |  | Lab |  |  | 1998-03-13 |  | 9000 | working
41 | Electri centrifuger | C |  |  |  |  | Lab |  |  |  |  | 4500 | working
42 | Hot Air oven | C |  |  |  |  | Lab |  |  |  |  | 11000 | working
43 | Lab Incubator | C |  |  | 2009-07-29 | Solocraft Industries | Lab | TNHSP | TNHSP/TNMSC/ICB/P3E2/2009 |  |  | 11000 | working
44 | Electri centrifuger | C |  |  | 2009-07-29 | Solocraft Industries | Lab | TNHSP | TNHSP/TNMSC/ICB/P2E2/2009 |  |  | 10873 | working
45 | Operation Table Hydraulic Major | B2 |  |  | 1997-04-07 | GESCO | O.T. |  |  | 1997-04-07 |  | 55000 | working
46 | Operation table Hydraulic Minor | B2 |  |  |  | Vibhsh | O.T. |  |  |  |  | 55000 | working
47 | Operation Table Hydraulic Major | B2 |  |  |  |  | Store |  |  |  |  | 55000 | working
48 | Auto Clave HP Vertical (2 bin) | C |  |  |  | Jupiter | O.T. | TNHSP |  |  |  | 33000 | working
49 | Diathermy Machine (Electric Cautery) | B |  |  | 2007-06-22 | Jupiter | O.T. | DMS |  | 2007-06-22 |  | 180000 | working
50 | Diathermy Machine (Electric Cautery) | B |  |  |  | DOTT | O.T |  |  |  |  | 0 | not identfied
51 | Suction Apparatus - Electrical(Hivacuam) | B |  |  |  | Jupiter | Ward |  |  |  |  | 4500 | working
52 | Suction Apparatus - Electrical(Hivacuam) | B |  |  |  | VinBioTech | WardandOT |  |  |  |  | 45000 | working
53 | Laproscope Double Puncture | C |  |  | 2007-10-01 | Vishal | O.T |  |  | 2007-10-01 |  | 226200 | working
54 | Boyles Apparatus with Fluotec and circle absorber | B |  |  |  | IOL | O.T |  |  |  |  | 162354 | working
55 | Boyles apparatus with out Circle Abosrber | B |  |  |  | IOL | O.T |  |  |  |  | 0 | repeted entry
56 | Infusion Pump/Infusion Syringe Pump/Insulin Syringe Pump | C | EVADROP MP1000 | MP1ALH393 |  | Schiler~ chennai |  | TNHSP | TNHSP/TNMSC/AG16/2010 Dt-01/07/2011 | 2011-10-31 | 2014-10-30 | 25900 | working
57 | Infusion Pump/Infusion Syringe Pump/Insulin Syringe Pump | C | LPM 50 |  |  | Jupiter Manufacture |  | TNHSP | 02/NRHM/HSP/TNMSC/2009 Dt-25/08/2009 |  |  | 30680 | working
58 | Radiant Warmer | C |  |  | 2009-09-14 | Madras Surgicals andamp; Chemicals |  | DRHM | 02/NRHM/HSP/TNMSC/2009 Dt-26/2/2009 |  |  | 15700 | working
59 | Hot Air Oven/Hot Air Oven Digital/Digital Oven | C |  |  | 2010-07-29 | Solocraft INdustries |  | TNHSP | TNHSP/TNMSC/ICB/P3E2/2009 |  |  | 11953 | working
60 | Washing Machine | B2 |  |  | 2010-02-27 | Solocraft Industries | OP | DRHM |  |  |  | 0 | working
61 | Infusion Pump/Infusion Syringe Pump/Insulin Syringe Pump | C | LP50BW |  | 2010-02-04 | Jupiter Manufacturing |  | DRHM | 02/NRHM/HSP/TNMSC/2009-S1 Dt-25.06.2009 |  |  | 29500 | working
62 | Weighing machine infant | C |  |  | 2010-01-07 | Solocraft Industries |  | DRHM | 09/NRHM/HSP/TNMSC/ENGG/2008 Dt-31/08/2009 |  |  | 4200 | working
63 | X-ray Machine 100 mA | B2 | 100RS/FC/Horizon |  | 2009-08-18 | Allagers Medi Systems | X-Ray Dept. | TNHSP | TNHSP/TNMSC/ICB/P3E1/2009 Dt- | 2010-09-17 |  | 270710 | working
64 | Phototherapy Unit | C |  |  | 2009-09-12 | Jupiter Manufacturing Works |  | DRHM | 02/NRHM/HSP/TNMSC/2009 Dt-25/06/2009 |  |  | 10500 | working
65 | Pulse Oximeter | B2 |  |  | 2009-07-30 | Madras Surgicals andamp; Chemicals | OT | DRHM | 02/NRHM/HSP/TNMSC/2009 Dt-25/06/2009 | 2009-09-29 |  | 23700 | working
66 | Electri centrifuger | C | R-8c |  | 2010-02-09 | REMI Industries | Lab | DRHM | 05/NRHM/HSP/TNMSC/2009 Dt-15/07/2009 |  |  | 4500 | working
67 | Dental Unit with motor for dental OP | B2 | Alpha |  |  | S.S. Chemicals | Op | TNHSP |  |  |  | 0 | repeted entry
68 | Operation Table Hydraulic Major | B2 |  |  | 2008-02-13 | Jupiter | O.T. | TNHSP |  | 2008-02-13 |  | 0 | repeted entry
69 | Magnavision Lamp | C | 8008 |  |  | Jupiter Manufacturing | Labour Ward | OTHERS | 04R/NRHM/TNMSC?ENGG/2011 Dt-12/02/11 | 2011-05-07 |  | 4400 | working
70 | Dental Chair(Electric/Hydraulic/Manual) | B2 |  |  |  | S.S CHEMICALS | DENTAL OP | TNMSC | TNHSP/TNMSC/P2andamp;30/07/28/11/07 | 2009-06-11 |  | 117000 | working
71 | PH meter | C | 1297 | 1297 | 2014-03-24 | RLT IINSTRUMENTATION PVT LTD | LAB | TNHSP | TNHSP/TNMSC/AG87B/2013-1 | 2014-06-05 | 2015-06-06 | 57353 | working
72 | Ultra Sound Scanner - Portable | B2 | 2819612 |  | 2009-06-19 | TAMIL NADU MEDICAL SERVICE | SCAN ROOM | TNHSP |  |  |  | 674800 | repeted entry
3071036

## valliyoour
District : TIRUNELVELI
Institution : VALLIYUR
S.No. | Equipment Name | Equipment Model No | Equipment Serial No | Date of Receipt | Supplier Name | Location of Equipment | Source of Supply | Purchase Order No | Date of Installation | Cost of the item | status
1 | Binocular Mircroscope | BDI-13A |  | 2014-01-29 | SOLOKRAFTS INDUSTRIES | LAB | TNHSP | TNHSP/TNMSC/AG87C/2013 22.10.2013 |  | 18600 | working
2 | Auto analyser | PRIETEST TOUCH | AT0870314RBK | 2014-04-08 | POBONIK PVT LTD | LAB | TNMSC | 10072/TNMSC/ENGG/2013 DT05/03/2014 | 2014-04-08 | 48426 | working
3 | PH meter |  | 1306 | 2014-06-05 | RLTINSTRUMENTATION | LAB | TNHSP | TNHSP/TNMC/AG87B/2013 | 2014-06-05 | 57353 | working
4 | Phototherapy Unit |  |  |  | MadrasSurgicals | Ward |  |  |  | 10500 | working
5 | Weighing machine infant |  |  | 2008-12-15 | Jupiter | O/Pandamp;Ward | TNHSP | TNHSP/TNMSC/Engg/P3E17/2008 Dt-11/08/2008 | 2008-12-15 | 500 | working
6 | Dental Unit with motor for dental OP |  |  | 2010-07-05 | Confident | Dental OP | OTHERS | 9214/TNMSC/ENGG/2009 Dt-01/03/2010 andamp; 10/03/2010 | 2010-07-05 | 113500 | working
7 | Color Doppler | LogicP3 |  | 2009-09-04 | Wipro G.E | O/P | TNHSP | TNHSP/TNMSC/ICB/P3E24/2004 Dt-2/1/09 |  | 688296 | working
8 | ECG machine ordinary | 6108T |  | 2008-03-25 | Medi India ~ Chennai | OP | JDHS | A10/9362/2005 Dt-19/02/2007 | 2008-03-25 | 24500 | working
9 | Cardiac Monitor | Agenta |  |  |  | Ward |  |  |  | 35000 | working
10 | Pulse Oximeter | Cleo |  | 2009-03-20 |  | Ward | JDHS |  |  | 33000 | not working
11 | Infusion pump | Infu300 |  | 2007-08-04 |  | Ward | DMS |  | 2007-04-08 | 18000 | working
12 | Electric Calorimeter |  |  |  |  | LAB |  |  |  | 9000 | working
13 | Electri centrifuger |  |  | 2008-10-28 | Ragu Sergicals | LAB | OTHERS |  | 2008-10-28 | 4500 | working
14 | Glucometer |  |  |  |  | LAB |  |  |  | 0 | not working
15 | Binocular Mircroscope |  |  |  |  | LAB |  |  |  | 9000 | working
16 | Alpha Bed with motor |  |  | 2007-06-22 | Jupiter | M/W | DMS |  | 2007-06-22 | 6600 | working
17 | Autoclave vertical single bin |  |  |  | Co-operative Store~Tirunelveli | OT | OTHERS |  |  | 25000 | working
18 | Auto Clave HP Horizontal-CYLINDRICAL |  |  |  | Solokraft Industries | OT | JDHS |  |  | 33000 | working
19 | Suction Apparatus - Electrical |  |  | 2008-03-24 | VinBioTech | Ward |  | TNHSP/TNMSC/P2E18/2007 Dt- 5/2/2008 | 2008-03-24 | 4500 | working
20 | Sterilizer Medium (Instrument) |  |  | 2008-04-06 | Jupiter | Ward | TNHSP | TNHSP/TNMSC/P2E20/2007 Dt-30/07/2008 | 2008-04-06 | 0 | condemed
21 | Magnavision Lamp |  |  | 2011-05-11 | Jupiter | L.Ward | DRHM | 04R/NRHM/TNMSC/ENGG/2011 Dt-12/02/2011 | 2011-05-11 | 4400 | working
22 | Magnavision Lamp |  |  | 2012-03-14 | Solocraft Industries | OT | TNHSP | TNHSP/TNMSC/ICB/AG31/2011 Dt-19/10/2011 | 2012-03-14 | 6987 | working
23 | Weighing machine adult |  |  |  | Alan Medicals andamp; Lab Products~ Chennai |  | TNHSP | TNHSP/TNMSC/AG24/2011 Dt-24/10/2011 |  | 598 | working
24 | Shadowless Lamp stand model |  |  | 2008-12-18 | Jupiter |  | TNHSP | TNHSP/TNMSC/P3E3/2008 DT- | 2008-12-18 | 0 | working
25 | Electri centrifuger | BDI 152 |  | 2012-03-14 | Solokrafts Industries | Lab | TNHSP | TNHSP/TNMSC/Ag29E/2011 Dt-04/10/2011 | 2012-03-14 | 5090 | working
26 | Electric Calorimeter |  |  | 2008-10-28 | Ragu Surgicals | Lab | OTHERS |  | 2008-10-28 | 9000 | working
27 | ECG machine computerized | EDAN SE 3 |  | 2011-10-14 | Madras Surgicals andamp; Chemicals~ Chennai | OT | TNHSP |  | 2011-10-14 | 37000 | working
28 | Formaline dispenser |  |  | 2007-08-09 | VIBASH COIMBUTOOR | OT | TNHSP | P2E25/07DT29.06.2007 | 2007-08-20 | 4628 | working
29 | Pulse Oximeter with NIB.P | steller |  | 2010-09-08 | GOVT HEAD QUTER HOSPITAL TENKASI | OT |  |  | 2010-09-20 | 33000 | working
30 | Bed Side Monitor/Cardiac Monitor/ECG Monitor | edanse3 | M11801710073 | 2011-10-14 | edan | O T | TNHSP |  | 2011-10-14 | 38469 | working
31 | Cardiac Monitor | G3D | G3DL60106 | 2014-06-23 | TRANS HEALTH CARE INDIA PVLD | OT | TNMSC | 17240/TNMSC/ENGG | 2014-07-02 | 60000 | working
32 | Diathermy Machine (Electric Cautery) | elsy360M+ | 1405095 | 2014-06-09 | JBS MEDITECH COIMBATORE | O T | TNMSC | 17240/TNMC/ENGG/2013DT06.03.2013 | 2014-06-09 | 218000 | working
33 | Radiant Warmer | 200B |  | 2007-12-05 | MadrasSurgicals | L/R | TNHSP | TNHSP/TNMSC?P2E1/2007 dt19/9/2007 | 2007-12-05 | 0 | working
34 | Baby Incubators | 3010R |  | 2007-12-05 | Madras Surgicals andamp; Chemicals | Store | TNHSP | TNHSP/TNMSC/P2E3/2007Dt-11/09/2007 | 2007-12-05 | 0 | not identfied
35 | Dental Unit with motor for dental OP |  |  | 2008-08-26 | S.S. Chemicals | Trf to Gh.Sengottai | TNHSP | TNHSP/TNMSC/P2E30/2007 Dt-28/11/2007 | 2009-02-01 | 117000 | working
36 | Cardiac Monitor | MicromonNxT |  | 2008-01-26 | L andamp; T | OT | TNHSP | TNHSP/TNMSC/O2E9/2007 Dt-11/09/2007 | 2008-01-26 | 27000 | working
37 | Operation Table Hydraulic Major |  |  | 2008-02-13 | Jupiter | OT | TNHSP | TNHSP/TNMSC/P2E6/2007 Dt-2/2/2008 | 2008-02-13 | 55000 | working
38 | Boyles apparatus with out Circle Abosrber | Compact AC20 |  | 2008-01-26 | Landamp;t | OT | TNHSP | TNHSP/TNMSC/P2E9/2007 Dt-11/09/2007 | 2008-01-26 | 98000 | working
39 | Mannual Colposcope |  |  | 2013-03-05 | south india surgical ltd chennai | NCD | TNHSP | TNHSP/TNMSC/ENGG/AG30/2011 |  | 136500 | working
40 | X-ray Machine 100 mA |  |  | 2010-09-24 | MEDFORD | X RAY ROOM | TNMSC |  | 2010-09-24 | 126500 | working
2116447

## radapuram
DIRECTORATE OF MEDICAL AND RURAL HEALTH SERVICES
GOVERNMENT OF TAMIL NADU
REPORT : EQUIPMENT RECEIPT DETAILS REPORT-INSTITUTION WISE
PERIOD : 02/03/2000-02/03/2015
District : TIRUNELVELI
Institution : RADHAPURAM
S.No. | Equipment Name | Equipment Category | Equipment Model No | Equipment Serial No | Date of Receipt | Supplier Name | Location of Equipment | Source of Supply | Purchase Order No | Date of Installation | Warranty Valid Upto | Cost of the item | remarks
1 | Multi Para Monitor | B2 | A3 | G3FK40091 | 2013-07-16 | M/S STAR DIAGNOSTICS SUPPLIESandamp;SURGICALS~NGL | OPD | OTHERS | KKNPP/CMM/10034/PO7971DT03/05/2013 | 2013-07-24 | 2014-07-24 | 90000 | working
2 | Semi auto analyser | B2 | BA-88A/ MIINDARY | WR-33010395 | 2013-07-16 | M/SGOLDEN HARVEST INDUSTRIES~CHEENI | LABORTORY | OTHERS | KKNP/CMM/10032/PO-8166 DT28/06/2013 | 2013-07-20 |  | 60693 | working
3 | ECG machine computerized | B | 12ULTRA | 2013050086 | 2013-07-16 | M/SSTAR DIAGNOSTIC SUPPLIESandamp;SURGICALS~NGL24 | OPD | OTHERS | KKNPP/CMM/10034/PO;7971DT03/05/2013 | 2013-07-24 | 2014-07-24 | 85000 | working
4 | Cell Counter Electronic (AUTOMATIC) | B | BC--3600/MINDARY | SF-2C000958 | 2013-07-20 | M/SGOLDEN HARVEST INDUSTRIES~ CHENNAI | LABORTORY | OTHERS | KKNOP/CMM/10032/PO-8166/28/06/2013 | 2013-07-20 |  | 250000 | working
5 | ECG machine ordinary | B |  |  |  | BPL | x ray |  |  |  |  | 24500 | working
6 | Pulse Oximeter | B2 | RAD - 8 |  | 2014-05-14 | GRACE MFG andamp; TRADING CO.(DELHI) | LABOUR WARD | TNMSC | RCH-II/TNMSC/ENGG/E67/2014 DT 05.03.2014. | 2014-05-14 | 2019-05-13 | 68950 | working
7 | PH meter | C | RPA-IGRTIOANPN | SN1299 | 2014-05-22 | RLT INSTRUMENTATION PVT.LTD | LAB | TNMSC |  |  | 2016-01-22 | 57353 | working
8 | Water Bath/Ultrasonic Water Bath | C |  |  | 2014-05-31 |  |  |  | TNHSP/TNMSC/AG87H(R)/2014 DT 10/4/2014 | 2014-05-31 | 2016-05-31 | 8262 | working
9 | Binocular Mircroscope | B2 | BDI-13 A |  |  | SOLOCRAFT | LAB | TNHSP |  | 2014-01-28 |  | 37200 | working
10 | Phototherapy Unit | C |  |  |  | MadrasSurgicals | F.W |  |  |  |  | 0 | not identfied
11 | Radiant Warmer | C |  |  |  |  | Ward |  |  |  |  | 0 | repeted entry
12 | Radiant Warmer | C |  |  |  | MadrasSurgicals | Lroom |  |  |  |  | 20000 | working
13 | Foetal Doppler | C | NeoDop |  | 2003-08-19 | AssociateSurgicals | L.Room | DMS | 45036/Sandamp;P/1/2003 Dt-11/08/2003 | 2003-08-19 |  | 5150 | working
14 | Foetal Doppler | C | Neo Dop |  |  | Associat surgicals | L.Room |  |  |  |  | 0 | repeted entry
15 | Nebulizer baby | C |  |  | 2003-08-19 | Associat surgicals | M.Ward | DMS | 45036/Sandamp;P/1/03 Dt-12/06/2003 | 2003-08-19 |  | 2400 | working
16 | X-ray Machine 100 mA | B | MXD1000 |  | 2006-01-04 |  | X-RayRoom | TNMSC | 15161/TNMSC/ENGG/2004Dt-09/07/2004 | 2006-01-04 |  | 85000 | working
17 | Ultra Sonogram -MOBILE | B | UF4500N |  |  | Kodey | L.Room | IPPV |  |  |  | 0 | condemed
18 | ECG machine ordinary | B | 108T |  |  | Madi India | x ray | JDHS |  |  |  | 0 | condemed
19 | Cardiac Monitor | C | Agenta |  |  |  | Store | Ambulance |  |  |  | 35000 | working
20 | Cardiac Monitor | C | ORBIT |  |  |  | Ward | TNHSP |  |  |  | 0 | not identfied
21 | Pulse Oximeter | B | Nonin |  |  | TransHealth | OT |  |  |  |  | 0 | working
22 | Infusion pump | C |  |  | 2007-06-08 |  | Ward |  |  | 2007-06-08 |  | 0 | working
23 | Alpha Bed with motor | C | Dynacare |  | 2007-08-19 | AssociateSurgicals | FW |  | 45036/Sandamp;P/1/2003 | 2007-08-19 |  | 7760 | working
24 | Alpha Bed with motor | C |  |  | 2007-06-22 | Jupiter | Ward | DMS | 3547/Sandamp;P/1/2007 Dt-26/7/2007 | 2007-06-22 |  | 6600 | working
25 | Air Rotor/Air Rotor-DENTAL | C |  |  | 2007-04-20 | Confident Dental | Dental OP | DMS | 100134/Sandamp;P/1/2006 Dt-26/07 | 2007-04-20 |  | 16500 | working
26 | Counting chamber | C |  |  |  |  | Lab | DMS |  |  |  | 690 | working
27 | Binocular Mircroscope | B2 |  |  |  |  | Lab |  |  |  |  | 9000 | working
28 | Electric Calorimeter | C | 101 |  |  |  | Lab |  |  |  |  | 9000 | working
29 | Electri centrifuger | C |  |  |  |  | Lab |  |  |  |  | 4500 | working
30 | Suction Apparatus - Electrical | C |  |  | 2009-03-21 | Jupiter | ward | DMS | 47975/Sandamp;P/1/2008 Dt-4/02/2009 | 2009-03-21 |  | 5500 | working
31 | Shadowless Lamp stand model | B |  |  | 2008-12-19 | Jupiter | Ward | TNHSP | TNHSP/TNMSC/P3E3/2008 Dt-29/08/2008 | 2008-12-19 | 2009-12-18 | 25400 | working
32 | Suction Apparatus - Electrical | C |  |  | 2009-03-31 | Vishal Surgicals | Ward | TNHSP | TNHSP/TNMSC/P3E8/2008 Dt-10/09/2008 | 2009-03-31 |  | 3900 | working
33 | Suction Apparatus - Electrical | C |  |  | 2009-03-31 | Vishal | Ward | DMS | 51190/Sandamp;P/1/2008 Dt-10/11/2008 | 2009-03-31 |  | 4410 | working
34 | Suction Apparatus - Foot operated | C |  |  |  |  | Ward |  |  |  |  | 4500 | working
35 | Suction Apparatus - Foot operated | C |  |  | 2009-03-20 |  | Ward | JDHS |  | 2009-03-20 |  | 0 | repeted entry
36 | Magnavision Lamp | C | 8008 |  | 2011-05-07 | Jupitar manufacturing works combatore | Labour ward | TNMSC |  | 2012-01-30 | 2014-05-06 | 4400 | working
37 | Cyotherapy unit | C | CRYO 004B ON-OFF SUPER DELUXE |  | 2012-03-14 | Solokrafts industries | Labour waard | TNMSC | TNHSP/TNMSC/AG 30A/2011/14.10.2011 | 2012-03-14 | 2013-03-13 | 23172 | working
38 | Refrigeratorandamp;STABILIZER | C | ELECTROLUX |  | 2007-12-12 | DAVEY PHARMA andamp;SURGICALSEL | MAIN STORE | TNMSC | TNHSP/TNMSCP2G5/2007 17/09/2007 | 2007-12-12 |  | 10400 | working
39 | Dental Chair(Electric/Hydraulic/Manual) | B2 |  |  | 2007-09-28 | CONFIDENT DENTALEQU LTD | DENTAL UNIT |  |  |  |  | 99507 | working
40 | Compressor-Dental | C | DEN174 |  | 2007-10-18 | CONFIDENTAL DENTAL EQU. LTD | OPD/DENTAL |  |  | 2009-10-05 |  | 0 | repeted entry
41 | Suction Apparatus - Electrical | C |  |  | 2009-03-21 | jJUPITER MFG WORKS | FEMALE WARD | DMS | 47975/Sandamp;P/1/2008 04/02/2009 | 2009-03-25 |  | 5500 | repeted entry
42 | Alpha Bed with motor | C | ORT 123 |  | 2007-06-22 | JUPITER MFG WORKS | WARD | DMS | 35047/Sandamp;p/1/2007 26/04/2007 |  |  | 6600 | repeted entry
43 | Suction Apparatus - Electrical | C |  |  | 2009-03-31 | VISHALHOSPITALSTEEL MFG COM | FEMALE WARD | TNHSP | TNHSP/TNMSC/P3E8/2008 | 2009-03-31 |  | 11700 | repeted entry
44 | Air Rotor/Air Rotor-DENTAL | C |  |  | 2007-04-20 | CONFIDENTALDENTALEQU~LTD | OPD/DENTAL | DMS |  | 2009-10-04 |  | 16500 | repeted entry
45 | 100 M.A. X-ray machine Mobile | B2 |  |  | 2004-09-03 | MEDFORD MEDICAL SYSTEM | OPD X-RAY UNIT | TNMSC | 15161/TNMSC/ENGG/2004 09/07/2004 |  |  | 85000 | repeted entry
46 | Suction Apparatus - Electrical | C |  |  | 2009-03-31 | VISHALHOSPITALSTEEL MFG CO | FEMALE WARD | DMS | 51190/Sandamp;P/1/2008 DT10/11/2008 | 2009-03-31 |  | 4410 | repeted entry
47 | Micromotor - Dental | C |  |  | 2007-04-20 | CONFIDENTAL DENTAL EQU.LTD | DENTAL O.P | DMS |  |  |  | 18500 | repeted entry
48 | ECG machine ordinary | B2 | 6108T |  | 2008-03-26 | MEDIC INDIA | OPD ECG ROOM | JDHS | DRDATIRUNELVELI A10--9362-2005 | 2008-03-26 |  | 24000 | working
49 | Shadowless Lamp stand model | B | HOSPITECH |  | 2008-12-19 | M/S JUPITER MFGWORKS | MAIN STORE | TNHSP | TNHSP/TNMSC/P3E3/2008 DT29/08/2008 | 2008-12-19 |  | 25400 | working
50 | Weighing machine adult | C |  |  | 2012-02-29 | ALAN MEDICAL LAB PRODUCTS | MAIN STORE | TNMSC | TNHSP/TNMSC/AG24/2011DT09/12/2011 |  | 2014-01-28 | 598 | working
51 | Weighing machine paed | C | DOCBELL |  | 2008-10-10 | M/SJUPITER MFG WORKS | MAIN STORE | TNMSC | TNHSP/TNMSC/ENGG/P3E17/2008 DT11/08/2008 |  |  | 1346 | working
52 | Ultrasound scanner system B and W | B2 | SONATA |  | 2012-06-21 | M/S Landamp;T MYSORE | OPD SCAN ROOM | JDHS |  | 2012-06-21 |  | 277306 | working
53 | Binocular Mircroscope | B2 |  |  | 1998-03-12 | ASSOCIATED SURGICALS | LABORTORY | JDHS | JDHSORDERNO1548/S2/98 23/02/98 | 1998-07-16 |  | 5500 | repeted entry
54 | Glucometer | C |  |  | 2003-08-19 | ASSOCIATED SURGICALS | LABORTORY | DMS | 45036/SPS/1/03 DT.12/06/2003 | 2003-08-19 |  | 6400 | not working
55 | Auto Clave HP Vertical (2 bin) | C |  |  | 2009-08-15 | M/SSOLOKRAFTS INDUSTRIES | OPD | JDHS |  |  |  | 30500 | working
56 | Nebuliser Adult | C |  |  | 2003-08-19 | ASSOCIATED SURGICALS | OPD andamp;MALE WARD | DMS | 45036/SPS/1/03 DT.12/06/2003 |  |  | 10600 | repeted entry
57 | Ultra Violet Lamp | C |  |  | 2000-09-21 | M/S ALAL MEDICAL andamp;SURGICALS LTD | OPD | DMS |  |  |  | 990 | not working
58 | Micro Centrifuge/Microliter Centrifuge | C |  |  | 2012-03-14 | Solokrafts Industries | Lab | TNMSC |  | 2012-03-15 | 2015-03-13 | 5090 | working
59 | Foetal Monitor | B |  |  | 2003-08-19 | ASSOCIATED SURGICALS | LABOUR WARD | DMS | 45036/SPS/1/2003 DT.12/06/2003 |  | 2006-08-11 | 5150 | repeted entry
60 | Needle destroyer / Syringe Destroyer | C |  |  | 2008-08-26 | M/SGIO LIFE CARE EQUPIMENTS | OPD/WARD/LABORTORY | TNMSC | TNHSP/TNMSC/ENG/BWW1/2008 DT08/02/2008 |  |  | 4530 | not working
61 | Semi auto analyser | B2 | AT1441013RBK | AT1441013RBK | 2014-02-27 | ROBONIK INDIA PVT LTD | LAB | TNMSC | TNHSP/TNMSC/AG87H/2013 | 2014-02-27 | 2017-02-27 | 49356 | transvered to nanguneri gh
62 | Mannual Colposcope | C | ARI-II-ID |  | 2013-03-04 | SOUTH INDIA SURGICAL CO LTD | NCD CLINIC/MATERNITY WARDI/ | TNHSP | TNHSP/TNMSC/ENGG/AG30/2011 | 2013-03-28 | 2014-03-28 | 130000 | working
63 | Water Bath/Ultrasonic Water Bath | C | SMI-143 |  | 2014-05-19 | SM Scientific Instruments Pvt Ltd | Lab | TNMSC | TNHSP/TNMSC/Ag87H(R) 2014 Dt. 10/04/2014. | 2014-05-19 | 2016-05-19 | 8262 | repeted entry
1797985

## kallakadu GH
DIRECTORATE OF MEDICAL AND RURAL HEALTH SERVICES
GOVERNMENT OF TAMIL NADU
REPORT : EQUIPMENT RECEIPT DETAILS REPORT-INSTITUTION WISE
PERIOD : 02/03/2015
District : TIRUNELVELI
Institution :Kallakadu GH
S.No. | Equipment Name | Equipment Category | Equipment Model No | Equipment Serial No | Date of Receipt | Supplier Name | Location of Equipment | Source of Supply | Purchase Order No | Date of Installation | Warranty Valid Upto | Cost of the item | remarks
1 | Semi auto analyser | B2 | rebonik |  |  | Robonik | Lab | TNHSP |  |  |  | 60793 | working
2 | ECG machine ordinary | B | marks |  |  | solokraft | x ray |  |  |  |  | 24500 | working
3 | Water Bath/Ultrasonic Water Bath | C |  |  | 2014-05-31 |  |  |  | TNHSP/TNMSC/AG87H(R)/2014 DT 10/4/2014 | 2014-05-31 | 2016-05-31 | 8262 | working
4 | Binocular Mircroscope | B2 | BDI-13 A |  |  | SOLOCRAFT | LAB | TNHSP |  | 2014-01-28 |  | 9000 | working
5 | Ultra Sonogram -MOBILE | B | UF4500N |  |  | Kodey | L.Room | IPPV |  |  |  | 300000 | working
6 | Counting chamber | C |  |  |  |  | Lab | DMS |  |  |  | 690 | working
7 | Electric Calorimeter | C | 101 |  |  |  | Lab |  |  |  |  | 9000 | working
8 | Electri centrifuger | C |  |  |  |  | Lab |  |  |  |  | 4500 | working
9 | Suction Apparatus - Foot operated | C |  |  | 2009-03-20 |  | Ward | JDHS |  | 2009-03-20 |  | 0 | repeted entry
10 | Weighing machine adult | C |  |  | 2012-02-29 | ALAN MEDICAL LAB PRODUCTS | MAIN STORE | TNMSC | TNHSP/TNMSC/AG24/2011DT09/12/2011 |  | 2014-01-28 | 598 | working
11 | Auto Clave HP Vertical (2 bin) | C |  |  | 2009-08-15 | M/SSOLOKRAFTS INDUSTRIES | OPD | JDHS |  |  |  | 30500 | working
12 | Nebuliser Adult | C |  |  | 2003-08-19 | ASSOCIATED SURGICALS | OPD andamp;MALE WARD | DMS | 45036/SPS/1/03 DT.12/06/2003 |  |  | 10600 | repeted entry
13 | Haemoglobinometer | C |  |  | 2011-09-06 | SOLOKRAFTS ~ CHENNAI -18 | SOLOKRAFT ~ CHENNAI -18 | LAB | RCH | RCH -2 /TNMSC /ENNG /4538 /2010-6 DT 06-10-2010 | 2011-09-06 | 17200 | working
475643

## kudankulam GH
Kudan Kulam Government Hospital
S.No | Equipment Name | Make | Model | Serial Number | Date of installation | Rate | status
1 | Cell Counter | Transasia | Sysmex xp-100 | A4780 | 2015-01-01 | 350000 | working
2 | Semi Auto analyser | Transasia | Chem 5X | N1403189 | 2015-01-01 | 145000 | working
3 | Ultrasound Scan | Sivi | cts 500 plus | 63190141024 | 2015-01-01 | 35000 | working
4 | Ultrasound Scan | Sivi | cts 500 plus | 63190132147 | 2015-01-01 | 35000 | working
5 | Dual Para Monitor | traze Duo | Abd | 12140107 | 2015-01-01 | 19000 | working
6 | Dual Para Monitor | traze Duo | Abd | 1210144 | 2015-01-01 | 19000 | working
7 | Syringe Pump | Akash | TraxRx 410 | 12140804 | 2015-01-01 | 18000 | working
8 | Syringe Pump | Akash | TraxRx 410 | 12140836 | 2015-01-01 | 18000 | working
9 | Syringe Pump | Akash | TraxRx 410 | 12140777 | 2015-01-01 | 18000 | working
10 | Syringe Pump | Akash | TraxRx 410 | 12140768 | 2015-01-01 | 18000 | working
11 | Syringe Pump | Akash | TraxRx 410 | 12140801 | 2015-01-01 | 18000 | working
12 | Syringe Pump | Akash | TraxRx 410 | 12140831 | 2015-01-01 | 18000 | working
13 | Syringe Pump | Akash | TraxRx 410 | 12140830 | 2015-01-01 | 18000 | working
14 | Syringe Pump | Akash | TraxRx 410 | 12140825 | 2015-01-01 | 18000 | working
15 | Syringe Pump | Akash | TraxRx 410 | 12140847 | 2015-01-01 | 18000 | working
16 | Syringe Pump | Akash | TraxRx 410 | 12140839 | 2015-01-01 | 18000 | working
17 | Pulse Oximeter | Akash | CMS 5000 | 140720006 | 2015-01-01 | 19000 | working
18 | Pulse Oximeter | Akash | CMS 5000 | 140720019 | 2015-01-01 | 19000 | working
19 | Pulse Oximeter | Akash | CMS 5000 | 140720014 | 2015-01-01 | 19000 | working
20 | Pulse Oximeter | Akash | CMS 5000 | 140720001 | 2015-01-01 | 19000 | working
21 | Pulse Oximeter | Akash | CMS 5000 | 140720015 | 2015-01-01 | 19000 | working
22 | Pulse Oximeter | Akash | CMS 5000 | 140720011 | 2015-01-01 | 19000 | working
23 | Pulse Oximeter | Akash | CMS 5000 | 140720017 | 2015-01-01 | 19000 | working
24 | Pulse Oximeter | Akash | CMS 5000 | 1407200 | 2015-01-01 | 19000 | working
25 | Ventrilator | Trans Health Care | Vela | Bet06064 | 2015-01-01 | 420300 | working
26 | Multi Para Monitor | Trans Health Care | G3h | G3hl80038 | 2015-01-01 | 60300 | working
27 | Multi Para Monitor | Trans Health Care | G3h | G3hl80104 | 2015-01-01 | 60300 | working
28 | Baby Warmer | Mesco | mesco | 5020 | 2015-01-01 | 18000 | working
29 | Fetel doppler | Mehra | Mehra | 02-2014fq1003 | 2015-01-01 | 4500 | working
30 | Fetel doppler | Mehra | Mehra | 02-2014fq100 | 2015-01-01 | 4500 | working
31 | CTG Monitor | cardio Tocogram | Tocogram | 1412c003 | 2015-01-01 | 143463 | working
32 | CTG Monitor | cardio Tocogram | Tocogram | 1412c004 | 2015-01-01 | 143463 | working
33 | ECG Machine | Bionet | Cardiocare 200 | E00800606 | 2015-01-01 | 44800 | working
34 | ECG Machine | Bionet | Cardiocare 200 | E00800607 | 2015-01-01 | 44800 | working
35 | ECG Machine | Bionet | Cardiocare 200 | E00800608 | 2015-01-01 | 44800 | working
36 | ECG Machine | Bionet | Cardiocare 200 | EEN0400270 | 2015-01-01 | 44800 | working
37 | Alpha Bed -1 | alpha | general |  | 2015-01-01 | 6600 | working
38 | Alpha Bed -2 | alpha | general |  | 2015-01-01 | 6600 | working
39 | Alpha Bed -3 | alpha | general |  | 2015-01-01 | 6600 | working
40 | Alpha Bed -4 | alpha | general |  | 2015-01-01 | 6600 | working
41 | Alpha Bed -5 | alpha | general |  | 2015-01-01 | 6600 | working
42 | Bp Apparatus -1 | Diamound | Auto |  | 2015-01-01 | 1850 | working
43 | Bp Apparatus -2 | Diamound | Auto |  | 2015-01-01 | 1850 | working
44 | Bp Apparatus -3 | Diamound | Auto |  | 2015-01-01 | 1850 | working
45 | Bp Apparatus -4 | Diamound | Auto |  | 2015-01-01 | 1850 | working
46 | Bp Apparatus -5 | Diamound | Auto |  | 2015-01-01 | 1850 | working
47 | Weing Machine | Adult - Automatic | General | 1 | 2015-01-01 | 1500 | working
48 | Weing Machine | Adult - Analog | General | 8 Nos | 2015-01-01 | 550 | working
49 | Weing Machine | Pead - automatic | National Digital | 1 | 2015-01-01 | 1500 | working
50 | Glucometer -1 | Gluco | General |  | 2015-01-01 | 4000 | working
51 | Glucometer -2 | Gluco | General |  | 2015-01-01 | 4000 | working
52 | Glucometer -3 | Gluco | General |  | 2015-01-01 | 4000 | working
53 | Glucometer -4 | Gluco | General |  | 2015-01-01 | 4000 | working
54 | Glucometer -5 | Gluco | General |  | 2015-01-01 | 4000 | working
55 | boyles apparatus | trans | mediaid | 1 | 2015-01-01 | 82000 | working
56 | boyles apparatus | trans | mediaid | 1 | 2015-01-01 | 82000 | working
57 | Autoclave | solojraft |  |  | 1905-06-22 | 25000 | working
2223826