## Sheet1
DIRECTORATE OF MEDICAL AND RURAL HEALTH SERVICES
GOVERNMENT OF TAMIL NADU
REPORT : EQUIPMENT RECEIPT DETAILS REPORT-INSTITUTION WISE
District : Thoothukudi
S.No. | Institution Name | Equipment Name | Equipment Category | Equipment Model No | Equipment Serial No | Date of Receipt | Supplier Name | Location of Equipment | Source of Supply | Purchase Order No | Date of Installation | Warranty Valid Upto | Cost of the item | Working Status
1 | KALANGUDIYIRUPPU | X-ray Machine 100 mA | B | 100mA |  | 2004-02-21 |  | X-rayroom |  |  | 2004-02-21 | 2005-02-21 | 280000 | yes
2 | KALANGUDIYIRUPPU | Infusion pump | C | infu300 |  | 2007-08-06 |  | Ward |  |  | 2007-08-06 | 2008-06-08 | 0 | No
3 | KALANGUDIYIRUPPU | Alpha Bed with motor | C | Apex |  | 2007-06-29 |  | Ward |  |  | 2007-06-29 | 2008-06-29 | 10500 | yes
4 | KALANGUDIYIRUPPU | Electri centrifuger | C |  |  |  |  | Lab |  |  |  |  | 11000 | yes
5 | KALANGUDIYIRUPPU | Suction Apparatus - Electrical | C |  |  |  |  | Store |  |  |  |  | 5633 | yes
6 | KALANGUDIYIRUPPU | Needle destroyer / Syringe Destroyer | C |  |  |  |  | Ward |  |  |  |  | 1200 | yes
7 | KALANGUDIYIRUPPU | Inverter | C |  |  | 2011-04-30 | BANU ELECTRONICS | OFFICE ROOM | OTHERS |  | 2011-04-30 |  | 36500 | yes
8 | KALANGUDIYIRUPPU | Binocular Mircroscope | B2 | BDI-13A |  | 2014-01-25 | SOLOKRAFTS INDUSTRIES~ CHENNAI | LAB | TNHSP | TNHSP/TNMSC/AG87C/2013 DT. 22/10/2013 | 2014-02-26 |  | 18600 | yes
9 | KALANGUDIYIRUPPU | Diathermy Machine (Electric Cautery) | B | Elsy 360 M+ | ASG-M+1406153 | 2014-06-30 | JBSMEDIITEE INDIA PVT. LTD.~ COIMBATORE | OPERATION THEATRE | TNMSC | 17240/TNMSC/ENGG/2014-2 DATED 16.05.2014 | 2014-06-30 | 2017-06-30 | 218000 | yes
10 | KALANGUDIYIRUPPU | Water Bath/Ultrasonic Water Bath | C | SMI-143 |  | 2014-05-31 | S.M.SCIENTIFIC INSTRUMENTS PVT. LTD.~ DELHI |  | TNMSC |  |  |  | 8262 | yes
11 | KALANGUDIYIRUPPU | Phototherapy Unit | C |  |  | 1998-12-22 | PHOENIX | LABOUR WARD | DMS |  |  |  | 7500 | yes
12 | KALANGUDIYIRUPPU | B.P.apparatus stand model | C |  |  | 2008-11-08 | JUPITER MANUFACTURING COIMBATORE | OPERATION THEATRE | TNHSP |  | 2010-01-05 |  | 2180 | yes
13 | KALANGUDIYIRUPPU | UPS | C |  |  | 2011-03-02 | UNILINE ENERGY SYSTEMS PVT. LTD~NEW DELHI | O.T. RECEPTION ROOM | TNHSP |  |  |  | 0 | yes
14 | KALANGUDIYIRUPPU | Printer | C | TVSE HD 250 GOLD PRINTER |  | 2011-08-13 | HCL |  | TNHSP |  | 2012-03-06 | 2014-08-12 | 0 | yes
15 | KALANGUDIYIRUPPU | Computer | C |  |  | 2010-12-27 | HCL |  | TNHSP |  | 2011-08-13 |  | 433344 | yes
16 | KALANGUDIYIRUPPU | RO Plant | B2 |  |  | 2008-03-31 | NAYAGARA WATER SOLUTIONS PVT.LTD~CHENNAI | LABOUR WARD | OTHERS |  | 2008-09-27 | 2009-03-27 | 47000 | yes
17 | KALANGUDIYIRUPPU | Inverter | C |  |  | 2008-03-31 | SANTHOSH ELECTRONICS | LABOUR ROOM | OTHERS |  | 2008-04-21 |  | 12470 | yes
18 | KALANGUDIYIRUPPU | Inverter | C |  |  | 2009-12-03 | BANU ELECTRONICS | OPERATION THEATRE | OTHERS |  | 2009-12-03 | 2011-12-03 | 32000 | yes
19 | KALANGUDIYIRUPPU | ECG machine computerized | B |  |  | 2011-09-03 | VISCO SURGICAL COMPANY~TIRUNELVELI | WARD | OTHERS |  | 2011-09-03 |  | 23000 | yes
20 | KALANGUDIYIRUPPU | Stethoscope | C | 225 |  | 2010-05-08 | VISCO SURGICAL COMPANY~ TIRUNELVELI | OPERATION THEATRE | OTHERS |  | 2010-05-26 |  | 500 | yes
21 | KALANGUDIYIRUPPU | Stethoscope | C | 225 |  | 2010-06-17 | VISCO SURGICAL COMPANY~TIRUNELVELI | WARD | OTHERS |  | 2010-06-17 |  | 1000 | yes
22 | KALANGUDIYIRUPPU | WEIGHING MACHINE ADULT |  |  |  | 2008-02-21 | KMS.SURGICALS AND DRUGS TIRUNELVELI | WARD | OTHERS |  | 2008-02-22 |  | 1500 | yes
23 | KALANGUDIYIRUPPU | B.P.apparatus table model | C |  |  | 2009-03-16 | VISCO SURGICAL COMPANY~TIRUNELVELI | WARD | OTHERS |  | 2009-03-20 | 2010-03-16 | 2019 | yes
24 | KALANGUDIYIRUPPU | Inverter | C |  |  | 2010-12-13 | BANU ELECTRONICS~ UDANKUDI | OUT PATIENT BLOCK | OTHERS |  | 2010-12-13 | 2012-12-13 | 26000 | yes
25 | KALANGUDIYIRUPPU | B.P.apparatus table model | C | DIAMOND REGULAR |  | 2011-01-22 | VISCO SURGICAL COMPANY~TIRUNELVELI | OP | OTHERS |  | 2011-01-27 |  | 1105 | yes
26 | KALANGUDIYIRUPPU | Stethoscope | C |  |  | 2011-01-22 | VISCO SURGICAL COMPANY~TIRUNELVELI | OP | OTHERS |  | 2011-01-27 |  | 480 | yes
27 | KALANGUDIYIRUPPU | Shadowless Lamp stand model | B |  |  | 8/112008 |  |  | OTHERS |  |  |  | 12700 | yes
28 | KALANGUDIYIRUPPU | Operation Table Hydraulic Major | B2 |  |  | 2008-08-11 | JUPITER MANUFACTURING~COIMBATORE | OPERATION THEATRE | TNHSP |  |  |  | 51400 | yes
29 | KALANGUDIYIRUPPU | Suction Apparatus - Electrical | C |  |  | 2009-03-19 |  | OPERATION THEATRE |  |  |  |  | 8112 | yes
30 | KALANGUDIYIRUPPU | MAGNAVISION LAMP |  |  |  | 2011-05-07 | JUPITER MANUFACTURE COIMBATORE |  | TNHSP | 04R/NRHM/TNHSP/ENG/2011/DT.12/02/2011 |  |  | 4400 | yes
31 | KALANGUDIYIRUPPU | Refrigerator | C | electrolux |  |  | davey pharma |  | TNHSP |  |  |  | 10000 | yes
32 | KALANGUDIYIRUPPU | ANAESTHESIA MACHINE |  |  |  | 2009-01-08 | SOLOKRAFTS INDUSTRIES CHENNAI | OPERATION THEATRE | TNHSP |  | 2010-02-01 |  | 85280 | yes
33 | KALANGUDIYIRUPPU | BABY WARMER |  |  |  | 2008-11-18 | DATEX-OBMEDA INDUSTRIES PVT.LTD CHENNAI | LABOUR WARD | TNHSP |  | 2008-11-18 |  | 18000 | yes
34 | KALANGUDIYIRUPPU | Auto Clave HP Vertical (2 bin) | C |  |  | 2008-04-04 | JUPITER MANUFACTURE COIMBATORE | INJECTION OP | TNHSP |  | 2008-06-27 |  | 32000 | yes
35 | KALANGUDIYIRUPPU | Auto Clave HP Vertical (2 bin) | C |  |  | 2009-02-27 | SOLOKRAFT INDUSTRIES CHENNAI | OPERATION THEATRE | TNHSP | Pandamp;E 10/2008 DT.10/09/2008/TNHSP/TNMSC | 2010-01-05 |  | 59600 | yes
36 | KALANGUDIYIRUPPU | Auto Clave HP Vertical (2 bin) | C |  |  | 2009-12-29 |  | WARD | OTHERS |  |  |  | 59600 | yes
37 | KALANGUDIYIRUPPU | CENTRIFUGE MACHINE WITH 6BUCKETS |  |  |  | 2012-04-11 | SOLOKRAFTS INDUSTRIES |  |  | TNHSP/TNMSC/AG29E/2011/DT 04/10/2011 |  | 2015-04-10 | 5090 | yes
38 | KALANGUDIYIRUPPU | Electric Calorimeter | C | PRITEST EASYLAP | PEL1161213RBK | 2014-04-10 | ROBONIK (INDIA) PVT. LTD.~ NAVI MUMBAI- 400710 | LABORATORY | TNHSP | TNHSP/TNMSC/AG87B/2013-2 DT.21.08.2013 | 2014-04-10 |  | 20302 | yes
39 | KALANGUDIYIRUPPU | PH meter | C | RPA-IGRTIOANPN | SN1282 | 2014-04-21 | RLT INSTRUMENTATION PVT. LTD.~ | LABORATORY | TNHSP | TNHSP/TNMSC/AG87B/2013/1 DT 21/8/2013 | 2014-04-21 | 2015-04-20 | 57353 | yes
40 | KALANGUDIYIRUPPU | Ultra Sonogram -MOBILE | B | Logiq P3 |  | 2009-12-26 | Wipro GE | SCAN ROOM | TNHSP |  | 2010-03-19 |  | 688296 | yes
41 | KALANGUDIYIRUPPU | RINGLENS SYSTEM WITH ILLUMINATION |  |  |  | 2012-04-11 | SOLOKRAFTS INDUSTRIES~CHENNAI | OPERATION THEATER | TNHSP | TNHSP/TNMSC/ICB/AG31/2011/DT.19.102011 |  | 2015-04-10 | 6987 | yes
42 | ETTAIYAPURAM | Air-Conditioner | C |  |  | 1996-07-12 | KODY~ELCOT ~LTD~MADRAS | SCAN ~ROOM | IPPV |  | 1997-07-25 | 1997-07-12 | 345665 | WORKING
43 | Ottapidaram | Alpha Bed with motor | C | ORT123 |  | 2007-06-29 | Jupiter Mfg | MALE WARD | DMS | 35047/Sandamp;P/1/2007 | 2007-06-29 | 2008-06-29 | 6864 | yes
44 | KAYALPATTINAM | Alpha Bed with motor | C |  |  | 2001-10-08 | Associate Surgicals | MW |  |  | 2001-10-08 | 2002-08-10 | 6864 | Working
45 | KAYALPATTINAM | Alpha Bed with motor | C |  |  | 2004-06-21 | JUPITER MANUFACTURING WORKING PREMIUM HOSPITAL FURNITURE FACTORY 22 VINAYAGAR KOVIL ST VADAVALLI COVAI | MALE WARD~FEMALE WARD | DMS |  |  |  | 6864 | Working
46 | Ottapidaram | Auto Clave HP Vertical (2 bin) | C |  |  | 2008-04-03 | JUPITER MFG | Store | TNHSP | TNHSP/TNMSCP2E11/2007 | 2008-04-03 |  | 33280 | No
47 | Ottapidaram | Auto Clave HP Vertical (2 bin) | C |  |  | 2009-03-18 | VISHAL HOSPITAL STEEL FURNITURE MANUFACTRING CO | Store | DMS | 51190/Sandamp;P/1/2008 | 2009-03-25 |  | 16952 | yes
48 | Ottapidaram | Auto Clave HP Vertical (2 bin) | C | LAB724 |  | 2009-03-07 | SOLOKRAFTS INDUSTRIES | OT | DMS | 51190/S7P/1/2008 |  |  | 19240 | No
49 | SRIVAIKUNDAM | Alpha Bed with motor | C |  |  | 1999-04-13 | Associate Surgicals | MW |  |  | 1999-04-13 | 2000-04-13 | 10500 | yes
50 | SRIVAIKUNDAM | Alpha Bed with motor | C |  |  | 2003-07-08 | Associate Surgicals | FW |  |  | 2003-07-08 | 2004-08-07 | 10500 | yes
51 | SRIVAIKUNDAM | Alpha Bed with motor | C |  |  | 2007-06-29 | Jupiter Mfg | Store |  |  | 2007-06-29 | 2008-06-29 | 10500 | yes
52 | SRIVAIKUNDAM | Alpha Bed with motor | C |  |  | 2007-06-29 | JUPITER MANUFACTURING WORKS | OP | DMS | 35047/S AND P/1/ 2007 | 2007-06-29 | 2010-06-29 | 10500 | yes
53 | ETTAIYAPURAM | Auto Clave HP Vertical (2 bin) | C |  |  | 2009-03-07 | SOLOKRAFTS INDUSTRIES~ NO.105-ANGALAMMAN KOIL STREET~ CHOOLAI~ CHENNAI-112 | O . T . | DMS |  | 2012-07-07 | 2010-03-07 | 18600 | WORKING
54 | ETTAIYAPURAM | Auto Clave HP Vertical (2 bin) | C |  |  | 2009-03-07 | SOLOKRAFTS INDUSTRIES | O.T | DMS | 1165 | 2009-03-07 | 2010-03-07 | 18600 | WORKING
55 | Ottapidaram | B.P.apparatus stand model | C |  |  | 2008-12-10 | JUPITER | FEMALE WARD | TNHSP | HSP/TNMSC/P3E16/2008 | 2008-12-10 | 2009-12-10 | 1090 | yes
56 | KAYALPATTINAM | Auto Clave HP Vertical (2 bin) | C |  |  | 1996-06-15 |  | OP~ OT | TNHSP |  |  |  | 4925 | Working
57 | Ottapidaram | B.P.apparatus table model | C |  |  | 2004-08-11 | RASI SURGICALS | WARD | OTHERS |  | 2004-08-11 | 2005-08-11 | 820 | yes
58 | SRIVAIKUNDAM | Auto Clave HP Vertical (2 bin) | C | LAB 724 |  | 2009-03-07 | SOLOKRAFTS INDUSTRIES | OPERATION THEATER | DMS | 51190/S andamp; P/1/2008 | 2009-03-07 | 2012-03-07 | 33000 | yes
59 | SRIVAIKUNDAM | Auto Clave HP Vertical (2 bin) | C | LAB 724 |  | 2009-03-07 | SOLOKRAFTS INDUSTRIES | O.T | DMS | 51190/Sandamp;P/1/2009 | 2009-03-07 | 2012-03-07 | 33000 | yes
60 | ETTAIYAPURAM | Auto Clave HP Vertical (2 bin)~5~KV~ [SUPPLIED BY D.M.S~[ 1 ]~SUPPLIED BY NRHM [ 2 ] | C |  |  | 2009-03-17 | VISHAL HOSPITAL STEEL FURNITURE MANUFACTURING-CO-NO--23~PERAMPUR~CHENNAI-12 | OT-1~~A.EWARD-2 | DMS |  | 2009-03-17 | 2010-03-17 | 48900 | WORKING
61 | ETTAIYAPURAM | Autoclave Vertical~3kv |  |  |  |  | Solokraft industries~chennai |  | DMS |  |  |  | 19345 | WORKING
62 | ETTAIYAPURAM | B.P.apparatus stand model | C |  |  | 2008-12-10 | JUPITERMANUFACTURING WORKS ~NO.564-Candamp;D~M.S~ -COMPLEX~ D.B;ROAD~ R.S.PURAM~ COIMBATORE-2 | L .WARD~ M.WARD ~O.P.D | TNHSP | 6651 | 2008-12-10 | 2009-12-10 | 1150 | WORKING
63 | Ottapidaram | Binocular Mircroscope | B2 |  |  | 2009-07-30 | SOLOKRAFTS | LAB | TNHSP | TNHSP/TNMSCICB/P3E2/2009 | 2009-09-04 | 2010-07-30 | 9393 | yes
64 | Ottapidaram | Binocular Mircroscope | B2 |  |  | 2009-07-30 | SOLOKRAFTS | LAB | TNHSP | TNHSP/TNMSC/ICB/P3E2/2009 | 2009-09-04 | 2010-07-30 | 9393 | yes
65 | KAYALPATTINAM | B.P.apparatus stand model | C |  |  | 2008-11-08 |  | OT | TNHSP |  |  |  | 1500 | Working
66 | ETTAIYAPURAM | B.P.apparatus table model | C |  |  | 2011-09-09 | ALPHA MEDICAL SYSTEM~ VASANTHAPURAM SOUTH STREET~ KURICHI~ MELAPALAYAM ~TIRUNELVELI-5 | O. T ~ LABOUR WARD~OPD | OTHERS |  | 2011-09-09 | 2012-09-09 | 3000 | WORKING
67 | KAYALPATTINAM | B.P.apparatus table model | C |  |  | 2004-06-21 |  | LABOUR WARD~ MALE WARD~FEMALE WARD~OP~RESERVE |  |  |  |  | 1500 | Working
68 | Ottapidaram | Boyles apparatus with out Circle Abosrber | B |  |  |  |  | OT |  |  |  |  | 41450 | yes
69 | Ottapidaram | Boyles apparatus with out Circle Abosrber | B |  |  | 2003-05-24 | IOL | OT | IPPV |  | 2003-05-24 | 2004-05-24 | 41450 | yes
70 | ETTAIYAPURAM | Baby Warmer |  | ocw 100 |  |  | m/s Datex -Ohmeda |  | TNHSP |  |  |  | 18720 | WORKING
71 | ETTAIYAPURAM | Baby weighing machine |  | pae026 |  | 2009-01-31 | Surya surgical~chennai |  | DMS |  |  |  | 10920 | WORKING
72 | ETTAIYAPURAM | BED SIDE SCREEN |  |  |  | 2008-05-08 | GENARAL SURGICAL COMPANY | M.WARS~O.P. | DMS |  | 2008-05-08 |  | 3800 | WORKING
73 | ETTAIYAPURAM | Binocular Mircroscope | B2 |  |  | 1998-10-10 | D . D ~MEDICAL~ [T.B] | LABORATORY | OTHERS |  | 1998-10-10 |  | 9500 | WORKING
74 | ETTAIYAPURAM | Binocular Mircroscope | B2 | BDI-13A | 22148 | 2014-01-24 | SOLOKRAFTS INDUTRIES~NO-69~NICHOLS~ ROAD~CHETPET~CHENNAI-31 | LABORATORY | TNHSP | TNHSP/TNMSC/AG8/c/2013 ~d.t22-10-2013 | 2014-01-27 | 2015-01-24 | 18600 | WORKING
75 | Ottapidaram | Cardiac Monitor | C | Agenta |  | 2009-05-04 | GOVT.H.Q. HOSPITAL~ KOVILPATTI | W | TNHSP | 1049/HSP/A1/OF TNHSP~ THOOTHUKUDI | 2010-02-15 |  | 0 | No
76 | KAYALPATTINAM | Binocular Mircroscope | B2 | BDI-13A |  | 2014-01-27 | TAMIILNADU MEDICAL SERVICES LTD | LABORATORY | TNHSP | TNHSP/TNMSC/AG87C/2013DATE 2231032013 | 2014-01-27 | 2015-01-26 | 39060 | Working
77 | SRIVAIKUNDAM | Binocular Mircroscope | B2 |  |  | 2009-09-22 | SOLOKRAFTS INDUSTRIES | BLOOD BANK | TNHSP | 05/NRHM/HSP/TNMSC/2009-BM | 2009-09-22 | 2012-09-22 | 18600 | yes
78 | SRIVAIKUNDAM | Binocular Mircroscope | B2 | BDI-13A | 22168 | 2014-01-28 | SOLOKRAFTS INDUSTRIES~ CHENNAI 31 | lab | TNMSC | TNHSP/TNMSC/AG87C/2013~22.10 | 2014-01-18 | 2017-01-28 | 19530 | yes
79 | ETTAIYAPURAM | BIOPSY FORCEPS~ENDOCERVICAL CURRETTE~ENDOCERVICALSPECULUM |  |  |  | 2012-05-08 | SolokraftsIndustries | LABOUR~WARD | TNHSP | TNHSP/TNMSC/AG33/2011~DT-03/02/2012 | 2012-05-08 | 2013-05-08 | 7160 | WORKING
80 | ETTAIYAPURAM | BIPOLAR andamp; unipolar~ cautory | B2 |  |  | 2007-06-30 | jupiter manufacturing works~ r.s puram~ coimbatore | O. T ~ | DMS | 1009/2006-07 | 2007-06-30 | 2009-06-30 | 18000 | WORKING
81 | SRIVAIKUNDAM | Blood Bank Refrigerator | B2 | REMII - BR- 70SR | BDT - 1414 | 2010-04-05 | REMII ELEKTRO TECHNIK LTD | BLOOD BANK | TNHSP | 18R/NRHM/HSP/TNMSC/2010-BBR | 2010-04-05 | 2013-04-05 | 59750 | yes
82 | ETTAIYAPURAM | Boyles apparatus with out Circle Abosrber | B | IOL |  | 1996-03-03 | Birla Yamaha | OT |  |  | 1996-03-03 | 1997-03-03 | 41450 | WORKING
83 | SRIVAIKUNDAM | Boyles apparatus with out Circle Abosrber | B | IOL |  |  |  | OT |  |  |  |  | 41450 | yes
84 | Ottapidaram | Compressor-Dental | C | OIL FREE 1Hp | 102 | 2007-10-11 | CONFIDENT DENTAL | DENTAL ROOM | DMS | 100134/Sandamp;P/1/2006 | 2007-10-11 | 2009-10-11 | 20248 | yes
85 | Ottapidaram | Computer | C |  | C101AA535038 | 2010-12-29 | HCL | LAB | TNHSP | TNHSP/ELCOT/ICB/COMP | 2011-08-17 | 2014-08-16 | 27084 | yes
86 | Ottapidaram | Computer | C |  | C101AA541797 | 2010-12-29 | HCL INFOSYSTEMS LTD | PHARMACY | TNHSP | TNHSP/ELCOT/ICB/COMP | 2011-08-17 | 2014-08-16 | 27084 | yes
87 | Ottapidaram | Computer | C |  | C101AA541848 | 2010-12-29 | HCL | OP | TNHSP | TNHSP/ELCOT/ICB/COMP | 2011-08-17 | 2014-08-16 | 27084 | yes
88 | Ottapidaram | Computer | C |  | C101AA541852 | 2010-10-29 | HCL | MAIN STORE | TNHSP | TNHSP/ELCOT/ICB/COMP | 2011-08-17 | 2014-08-16 | 27084 | yes
89 | Ottapidaram | Computer | C |  | C101AA541715 | 2010-12-29 | HCL | POST OPERATIVE WARD | TNHSP | TNHSP/ELCOT/ICB/COMP | 2011-08-17 | 2014-08-16 | 27084 | No
90 | Ottapidaram | Computer | C |  | C101AA541775 | 2010-12-29 | HCL | MEDICAL OFFICER ROOM | TNHSP | TNHSP/ELCOT/ICB/COMP | 2011-08-17 | 2014-08-16 | 27084 | yes
91 | Ottapidaram | Computer | C |  | C101AA541005 | 2010-12-29 | HCL | DOCTOR ROOM | TNHSP | TNHSP/ELCOT/ICB/COMP | 2011-08-17 | 2014-08-16 | 27084 | yes
92 | Ottapidaram | Computer | C |  | C101AA541800 | 2010-12-29 | HCL | SCAN ROOM | TNHSP | TNHSP/ELCOT/ICB/COMP | 2011-08-17 | 2014-08-16 | 27084 | yes
93 | Ottapidaram | Computer | C |  | C101AA541853 | 2010-12-29 | HCL | INJ OP | TNHSP | TNHSP/ELCOT/ICB/COMP | 2011-08-17 | 2014-08-16 | 27084 | yes
94 | Ottapidaram | Computer | C |  | C101AA540806 | 2010-12-29 | HCL | DENTAL ROOM | TNHSP | TNHSP/ELCOT/ICB/COMP | 2011-08-17 | 2014-08-16 | 27084 | yes
95 | Ottapidaram | Computer | C |  | C101AA542288 | 2010-12-29 | HCL | OT | TNHSP | TNHSP/ELCOT/ICB/COMP | 2011-08-17 | 2014-08-16 | 27084 | yes
96 | Ottapidaram | Computer | C |  | C101AA541679 | 2010-12-29 | HCL | CASUALITY | TNHSP | TNHSP/ELCOT/ICB/COMP | 2011-08-17 | 2014-08-16 | 27084 | yes
97 | Ottapidaram | Computer | C |  | C101AA540735 | 2010-12-29 | HCL | WARD | TNHSP | TNHSP/ELCOT/ICB/COMP | 2011-08-17 | 2014-08-16 | 27084 | yes
98 | Ottapidaram | Computer | C | ACER DESKTOP |  | 2009-03-28 | BROADLINE COMPUTER SYSTEMS | OFFICE | TNHSP | TNHSP/TNMSC/P1H1/2009 | 2009-03-28 | 2010-03-28 | 25885 | yes
99 | KAYALPATTINAM | Boyles apparatus with out Ventilator | B |  |  | 2008-11-28 | SOLO GRAFT |  | TNHSP |  |  |  | 85280 | Working
100 | SRIVAIKUNDAM | Boyles apparatus with out Ventilator | B | mediline classic dura | 106C60503 | 2003-01-11 | ERAL ~PHC [ESAB INDIA LTD] | O.T |  |  | 2003-01-11 | 2006-05-31 | 82000 | yes
101 | SRIVAIKUNDAM | Boyles apparatus with Ventilator | B |  |  |  | LandT | OT | TNHSP | TNHSP/TNMSC/ICB/CE1/07DT27.06.07 |  |  | 279444 | yes
102 | ETTAIYAPURAM | Bp apparatus standing model |  |  |  | 2008-12-10 | M/S Jupiter manufacturing works~cbe |  | TNHSP |  |  |  | 2267 | WORKING
103 | ETTAIYAPURAM | Cardiac Monitor | C | B.P.L |  | 2009-05-04 | THE SUPERINTENDENT ~G D H QH~ KOVIL PATTI | M.WARD | TNHSP |  | 2009-05-04 |  | 24000 | WORKING
104 | KAYALPATTINAM | Cardiac Monitor | C |  |  |  |  | Ward |  |  |  |  | 24000 | Working
105 | SRIVAIKUNDAM | Centrifuge | C | HCLC4504 |  | 2009-09-30 | RAJENDRA ELECTRICAL INDUSTRIES LTD | BLOOD STORGE ROOM | TNHSP | 05/NRHM/HSP/TNMSC/2009-TTC | 2009-09-30 | 2012-09-30 | 9936 | yes
106 | ETTAIYAPURAM | COMPUTER |  |  |  | 2010-12-24 | HCL~INFOSYSTEMS LTD | OPD-5~DISP-1~STORE-1~M.W-1~F.W-1~SCANROOM-1~OUT-2~LABORATORY-1~LABOURWARD-1~A.E.WARD-2~,X-RAY-1 | TNHSP | TNHSP/ELCOT/ICB/COMP-07/12/2010 |  | 2013-12-24 | 0 | WORKING
107 | KAYALPATTINAM | Computer | C |  | C101AA534333 | 2010-12-28 | HCL INFISYSTEMS LTD | MAIN STORE | TNHSP | 2000059303/1000042960 | 2011-02-13 | 2015-02-12 | 270840 | Working
108 | KAYALPATTINAM | Computer | C |  | C101AA541777 | 2010-12-28 | HCL INFO SYSTEM LTD PANDICHERRY | MEDICALOFFICER ROOM- | TNHSP | 2000059303/1000042960 | 2012-02-13 | 2015-02-12 | 27084 | Working
109 | KAYALPATTINAM | Computer | C |  | C101AA541801 | 2010-12-25 | HCL INFOSYSTEMS LTD | PHARMACY | TNHSP | 2000059303/100042960 | 2012-02-13 | 2014-02-12 | 27084 | Working
110 | KAYALPATTINAM | Computer | C |  | C101AA541802 | 2010-12-28 | HCLINFOSYSTEMS LTD | PHARMACY_01 | TNHSP | 2000059303/1000042960 | 2012-02-13 | 2015-02-12 | 27084 | Working
111 | KAYALPATTINAM | Computer | C |  | C101AA541854 | 2010-12-28 | HCLINFOSYSTEMSLTD | INJECTION OP | TNHSP | 2000059303/1000042960 | 2012-02-13 | 2015-02-12 | 27084 | Working
112 | Ottapidaram | Dental Chair(Electric/Hydraulic/Manual) | B2 | ELECTRICALLY OPERATED FULLY AUTOMATIC | 1859 | 2007-09-23 | CONFIDENT DENTAL | DENTAL ROOM | TNMSC | 31095/TNMSC/ENGG/2007 | 2007-09-23 | 2009-09-23 | 103487 | yes
113 | KAYALPATTINAM | Computer | C |  | c101AA540696 | 2010-12-28 | HCL INFOSYSTEMS LTD | OPERATION THEATRE | TNHSP | 2000059303/1000042960 | 2012-02-13 | 2015-02-12 | 27084 | Working
114 | KAYALPATTINAM | Computer | C |  | C101AA533322 | 2010-12-28 | HCL INFOSYSTEMSLTD | INJECTION OP | TNHSP | 2000059303/1000042960 | 2012-02-13 | 2010-12-23 | 27084 | Working
115 | KAYALPATTINAM | Computer | C |  | C101AA541676 | 2010-12-23 | HCLINFOSYSTEMSLTD | LABORATARY | TNHSP | 2000059303/1000042960 | 2012-02-13 | 2015-02-12 | 27084 | Working
116 | KAYALPATTINAM | Computer | C |  | C101AA541347 | 2010-12-28 | HCL INFOSYSTEMS LTD | DENTAL DEPARTMENT | TNHSP | 2000059303/1000042960 | 2012-02-13 | 2015-03-12 | 27084 | Working
117 | Ottapidaram | Diathermy Machine (Electric Cautery) | B | storz |  | 2007-12-29 | JUPITER |  | DMS | 35047/Sandamp;P/1/2007 DT ;29/06/2007 |  | 2008-06-29 | 18000 | No
118 | KAYALPATTINAM | Computer | C |  | C101AA541034 | 2010-12-28 | HCL INFOSYSTEMS LTD | OFFICE | TNHSP | 2000059303/1000042960 | 2012-02-13 | 2015-02-12 | 27084 | Working
119 | KAYALPATTINAM | Computer | C |  | C101AA541799 | 2010-12-28 | HCL INFOSYSTEMS LTD | OFFICE | TNHSP | 2000059303/1000042960 | 2012-02-13 | 2015-02-12 | 27084 | Working
120 | KAYALPATTINAM | Computer | C |  | C101AA540908 | 2010-12-23 | HCL INFO SYSTEMS LTD | FEMALE WARD | TNHSP | 2000059303/1000042960 | 2012-02-13 | 2015-12-12 | 27084 | Working
121 | KAYALPATTINAM | Computer | C |  | C101AA533319 | 2010-12-28 | HCL INFO SYSTEMS LTD | MEDICAL OFFICER ROOM | TNHSP | 2000059303/1000042960 | 2012-02-13 | 2015-02-12 | 27084 | Working
122 | KOVILPATTI | O2 Cylinder- D type | C | D-TYPE | 542287 | 2015-02-24 | PRAVEEN SURGICAL;KOVILPATTI | NICU | OTHERS |  | 2015-02-24 |  | 10500 | yes
123 | KOVILPATTI | O2 Cylinder- D type | C | D-TYPE | 542286 | 2015-02-24 | PRAVEEN SURGICAL;KOVILPATTI | NICU | OTHERS |  | 2015-02-24 |  | 10500 | yes
124 | KOVILPATTI | Deep Freezer | B2 | CHF500A13M25480 | CHF500A13M25480 | 2015-01-27 | SRI SUDARSANAM ENTERPRISES ;KOVILPATTI | BLOOD BANK | OTHERS |  | 2015-01-27 | 2016-01-27 | 29519 | yes
125 | KOVILPATTI | Multi Para Monitor | B2 | TRUSCOPE MIINI E | M009E004917 | 2013-02-06 | SCHILLER HEALTHCARE INDIA PVT LTD;PONDICHERRY | CMONC OT | TNMSC | 2629/TNMSC/ENGG/2012-13 | 2013-03-05 | 2016-03-04 | 34000 | yes
126 | KOVILPATTI | Pulse Oximeter | B2 | INNOAVA-10 CIR | CIPL1302BJ40~CIPL1302BJ41 | 2013-03-05 | CONCEPT INTEGRATIONS(I)PVT.LTD. | ICU ~ PEAD WD | TNMSC | TNHSP/TNMSC/AG14/2012 | 2013-03-05 | 2014-03-05 | 112000 | yes
127 | KOVILPATTI | X-ray Machine 100 mA | B | X PLANT |  | 2004-09-10 | ADONIS MEDICAL EQUIPMENT PVT MOHALI | X-RayRoom | TNMSC | 20795/TNMSC/ENGG/04-2DT 30.6 2004 | 2004-10-13 |  | 88400 | yes
128 | KOVILPATTI | X-ray Machine 50 mA(Mobile) | B2 |  | C/90303 | 1980-07-24 |  | XRAY |  |  | 1980-07-24 | 1980-07-24 | 88400 | yes
129 | KOVILPATTI | Ultra Sonogram -MOBILE | B | Selectra | N0815460 | 2008-08-07 |  | L.ward | TNMSC |  | 2008-08-05 | 2009-07-08 | 181000 | yes
130 | KOVILPATTI | Ultra Sonogram -MOBILE | B | Sonata | N0815460 | 2010-10-16 | LARSANandamp;TURBO | SCAN ROOM | OTHERS | TNMSC/2394/NRHM/2008-37 DT 25/03/2008 | 2008-10-20 |  | 311537 | yes
131 | KOVILPATTI | ECG machine ordinary | B | 108T | 982673 | 2002-08-14 |  | Store |  |  |  |  | 11554 | yes
132 | KOVILPATTI | ECG machine computerized | B |  |  |  |  | Store |  |  |  |  | 92050 | yes
133 | KOVILPATTI | ECG machine ordinary | B |  |  |  |  | Ward |  |  |  |  | 11100 | yes
134 | KOVILPATTI | ECG machine computerized | B | SE-300 | SE300B2AO20803886 | 2008-11-20 | MadrasSurgicals | XRAY DEPT | TNHSP | TNHSP/TNMSC/PE3/12/2008DT29/08/2008 | 2009-01-08 | 2009-11-20 | 43860 | yes
135 | KOVILPATTI | ECG machine ordinary | B | Micro-R |  |  |  | OP |  |  |  |  | 25000 | yes
136 | KOVILPATTI | ECG machine ordinary | B | Micro-R |  |  |  | OP |  |  |  |  | 25000 | yes
137 | KOVILPATTI | Cardiac Monitor | C | ORBIT |  |  |  | Casuality |  |  |  |  | 60000 | yes
138 | KOVILPATTI | Cardiac Monitor | C | ORBIT |  |  |  | Casuality |  |  |  |  | 60000 | yes
139 | KOVILPATTI | Cardiac Monitor | C | MicromonNxT |  |  |  | O.T |  |  |  |  | 60000 | yes
140 | KOVILPATTI | Ventilators (Adult) | B |  |  |  |  | Aeward |  |  |  |  | 560000 | yes
141 | KOVILPATTI | Pulse Oximeter | B | Biox3700E | [8 empty] | 20000 | yes
142 | KOVILPATTI | Multi Para Monitor | B |  |  |  |  | Casuality |  |  |  |  | 34000 | yes
143 | KOVILPATTI | Multi Para Monitor | B |  |  |  |  | OT |  |  |  |  | 54000 | yes
144 | KOVILPATTI | Multi Para Monitor | B | Planet50 |  | 2008-05-04 |  | OT |  |  | 2008-05-04 | 2009-04-05 | 89000 | yes
145 | KOVILPATTI | Multi Para Monitor | B | BPM300 |  |  |  | O.T |  |  |  |  | 45000 | yes
146 | KOVILPATTI | Multi Para Monitor | B | ECG SPOZ N113P |  | 2003-10-16 | Landamp;T | AE WARD | OTHERS | 64310/Sandamp;P/1/2003 DT 09/09/2003 | 2003-10-16 |  | 143548 | yes
147 | KOVILPATTI | Multi Para Monitor | B | XLMON |  | 2007-06-02 |  |  |  |  | 2007-06-02 | 2008-02-06 | 89000 | yes
148 | KOVILPATTI | Infusion pump | C | Infu300 |  | 2004-02-24 |  | FW |  |  | 2004-02-24 | 2005-02-24 | 45000 | yes
149 | KOVILPATTI | Infusion pump | C |  |  | 2007-02-28 |  | NICU |  |  | 2007-02-28 | 2008-02-28 | 45000 | yes
150 | KOVILPATTI | Infusion pump | C | infu505 |  | 2003-10-16 |  | LABOUR WARD | OTHERS | 283 DT9/10/2003 | 2003-10-16 |  | 38786 | yes
151 | KOVILPATTI | Syringe Pump | B | 404 |  |  |  | CW |  |  |  |  | 38786 | yes
152 | KOVILPATTI | Syringe Pump | B | 404 |  |  |  | CW |  |  |  |  | 38786 | yes
153 | KOVILPATTI | Audiometer | C |  |  |  |  | OP |  |  |  |  | 21700 | yes
154 | KOVILPATTI | Alpha Bed with motor | C |  |  |  | DynaCare | M.W |  |  |  |  | 12000 | yes
155 | KOVILPATTI | Alpha Bed with motor | C |  |  |  |  | F.W |  |  |  |  | 12000 | yes
156 | KOVILPATTI | Alpha Bed with motor | C | DYNACARE USA | 28403~28404~28405 | 2003-08-06 | ASSOCIATED SURGICAL~CHENNAI | ICU-2~FEMALE WARD-1 | DMS | 45036/Sandamp;P/1/03 DT 12/06/2003 | 2003-08-06 |  | 23280 | yes
157 | KOVILPATTI | Nebuliser Adult | C | Readymist |  | 2006-09-26 | SISCO | O.PWard |  |  | 2006-09-26 | 2007-09-26 | 1500 | yes
158 | KOVILPATTI | Nebuliser Adult | C | FlowNeb |  |  | Vibhsh | [5 empty] | 1500 | yes
159 | KOVILPATTI | Short Wave Diathermy | B2 | Life500 |  |  | Bharath Medical Systems | PT.OP |  |  |  |  | 75000 | yes
160 | KOVILPATTI | Short Wave Diathermy | B2 |  |  |  | Electrocare | PT.OP |  |  |  |  | 75000 | yes
161 | KOVILPATTI | IR Lamp | C |  |  |  |  | PT.OP |  |  |  |  | 1500 | yes
162 | KOVILPATTI | Keratometer | B | BPL NO KMS6 | KMS6 | 2000-11-22 | APPASAMY ASSOCIATES; ARUMMBAKKAM;CHENNAI106 | EYE DEPART | OTHERS | L11043/6/99 DT22/08/2000 | 2000-11-22 |  | 12000 | yes
163 | KOVILPATTI | Needle destroyer / Syringe Destroyer | C | CUP CUTTER |  | 2014-08-14 | PRAVIN SURGICAL KOVILPATTI. | OPD | OTHERS |  |  |  | 400 | yes
164 | KOVILPATTI | Dental Autoclave | C |  |  | 2003-10-30 | Confident DENTAL EQUIPMENTS CHENNAI | Dental O.P | OTHERS |  | 2003-10-30 |  | 27378 | yes
165 | KOVILPATTI | Glucometer | C | IMPORTED | 260037384;260037499;260024147 | 2003-08-06 | ASSOCIATED SURGICAL;MADRAS | Lab | DMS | 45036/SPS/1/03 DT;12/6/03 | 2003-08-06 |  | 3200 | yes
166 | KOVILPATTI | Glucometer | C |  |  |  |  | Lab |  |  |  |  | 1500 | yes
167 | KOVILPATTI | Glucometer | C |  |  |  |  | Lab |  |  |  |  | 1500 | yes
168 | KOVILPATTI | Semi auto analyser | B2 |  |  | 2010-11-04 | M IRO LAB INSTRUMENTS | Lab | RCH | RCH/TNMSC/ENGG/CEX/0204/10-11 DT 0 2/11/2010 | 2010-11-04 | 2010-11-03 | 44400 | yes
169 | KOVILPATTI | Semi auto analyser | B2 | PreOnetouch |  |  | Robonik | Lab |  |  |  |  | 59000 | yes
170 | KOVILPATTI | Semi auto analyser | B2 | Erba |  | 2004-01-10 | transasia bio medical ltd chennai | Lab | DMS | 64109/sandamp;p/1/03 dt 08/12/2003 of DMS | 2004-01-10 | 2005-01-10 | 145600 | yes
171 | KOVILPATTI | Electrolyte Analyser | C |  |  |  |  | Lab |  |  |  |  | 140000 | yes
172 | KOVILPATTI | Cell Counter | B |  |  |  |  | Lab |  |  |  |  | 285120 | yes
173 | KOVILPATTI | Binocular Mircroscope | B2 |  |  |  |  | Lab |  |  |  |  | 9393 | yes
174 | KOVILPATTI | Mono cular Microscope | C |  |  |  |  | Lab |  |  |  |  | 5045 | yes
175 | KOVILPATTI | VDRL Rotator / Mechanical Agitator | C | YS1148 | 65424 | 1997-01-21 | YORK SCIENTIFIC INDUSTRIES ;;NEW DELHI | Lab | OTHERS | 065013W/S/011/D2/S2A-0006/KB-0002 | 1997-06-25 |  | 3700 | yes
176 | KOVILPATTI | Hot Air oven | C |  |  |  |  | Lab |  |  |  |  | 3400 | yes
177 | KOVILPATTI | Electric Calorimeter | C |  |  |  | SEI Products | Lab |  |  |  |  | 110000 | yes
178 | KOVILPATTI | Electric Calorimeter | C |  |  |  |  | Lab |  |  |  |  | 48426 | yes
179 | KOVILPATTI | Electric Calorimeter | C |  |  |  |  | Lab |  |  |  |  | 48426 | yes
180 | KOVILPATTI | Auto Clave HP Vertical (2 bin) | C |  |  |  |  | O.T. |  |  |  |  | 59600 | yes
181 | KOVILPATTI | Auto Clave HP Vertical (2 bin) | C | VERTICAL |  | 2009-03-09 | SOLO KRAFT | IOT | OTHERS | 5190/Sandamp;P/1/2008 DT 10/11/2008 | 2009-03-09 |  | 18500 | yes
182 | KOVILPATTI | Auto Clave HP Vertical (2 bin) | C | 16X24 SIZE |  | 2009-03-17 | VISHAL HOSPITAL STEEL FURNITURES | PPOT~MOT | OTHERS | DMS/51190/ S andamp;P/1/08 DT 10/11/2008 | 2009-03-17 |  | 32600 | yes
183 | KOVILPATTI | Autoclave vertical single bin | C | 12X12 |  | 1998-08-05 | ASSOCIATED SURGICALS CHENNAI | ALL WARDS AND OT | OTHERS | 21488/CP11/1/98 DT 17/05/1998 OF DMRHS | 1998-08-05 |  | 5950 | yes
184 | KOVILPATTI | Cryo Surgery Unit | B2 |  |  |  |  | EyeOT |  |  |  |  | 24331 | yes
185 | KOVILPATTI | Diathermy Machine (Electric Cautery) | B |  |  | 2007-03-21 | SuryaSurgicals | O.T |  |  | 2007-03-21 | 2008-03-21 | 218000 | yes
186 | KOVILPATTI | Suction Apparatus - Electrical | C |  |  |  | Jupiter | Ward |  |  |  |  | 7500 | yes
187 | KOVILPATTI | Suction Apparatus - Electrical | C |  |  |  | Vishal | [5 empty] | 7500 | yes
188 | KOVILPATTI | Laproscope Single Puncture | C | laprocator | 2395501 | 1994-05-04 |  | PPOT | OTHERS |  | 1994-09-02 |  | 7500 | yes
189 | KOVILPATTI | Laproscope Double Puncture | C | Storz |  | 2007-05-19 | Vishal | O.T |  |  | 2007-05-19 | 2008-05-19 | 226121 | yes
190 | KOVILPATTI | Boyles apparatus with Circle Abosrber | B |  |  |  | Dragen | MOT |  |  |  |  | 75000 | yes
191 | KOVILPATTI | Boyles apparatus with Circle Abosrber | B |  |  | 1995-03-15 | IOL LTD ;TANDIYARPET;MADRAS-81 | PPOT | OTHERS | 25471/FW/H1/94(1) DT24/2/95 |  |  | 75000 | yes
192 | KOVILPATTI | Boyles apparatus with Circle Abosrber | B |  | 1117 | 1996-03-11 | BOC INDIIA LIMIITED MADRAS 81 | MOT | IPPV | JVNO MD/85357 DT20/2/96 | 1996-03-16 |  | 75000 | yes
193 | KOVILPATTI | Boyles apparatus with out Circle Abosrber | B |  |  | 2007-10-10 | Landamp;t | PPOT |  | TNHSP/TNMSC/ICB/CEI/07 DT 27/06/07 | 2007-10-10 | 2008-10-10 | 41450 | yes
194 | KOVILPATTI | Needle destroyer / Syringe Destroyer | C |  |  | 2014-10-07 | SOLOKRAFTS INDUSTRIES CHENNAI |  | TNMSC | 20533/CWM/TNMSC/ENGG/2014-1 DT 23.05.2014 |  |  | 1626 | yes
195 | KOVILPATTI | Needle destroyer / Syringe Destroyer | C |  |  | 2014-10-07 | SOLOKRAFT INDUSTRIES CHENNAI |  | TNMSC | 20533/CWM/TNMSC/ENGG/2014-1DT 23.05.2014 |  |  | 1626 | yes
196 | KOVILPATTI | Needle destroyer / Syringe Destroyer | C |  |  | 2014-10-07 | SOLOKRAFT INDUSRIES CHENNAI |  | TNMSC | 20533/CWM/TNMSC/ENGG/2014-1 DT 23.05.2014 |  |  | 1626 | yes
197 | KOVILPATTI | Digital radiography system | A | NOVAF.A | 12071007 | 2013-06-19 | PROGNOSYS MEDICAL SYSTEM PVT LTD | X-RAY DEPT | TNHSP | TNHSP /TNMSC /ENGG/AG9/2010 DT;11-01-2012 | 2013-06-19 |  | 1800000 | yes
198 | KOVILPATTI | Diathermy Machine (Electric Cautery) | B | MEM3 | M000120335 | 2013-04-26 | VISHAL SURGICAL EQUIPMENT CO PVT LTD | MOT | OTHERS | D-003DT19-04-2013 | 2013-05-08 |  | 420235 | yes
199 | KOVILPATTI | Lab Incubator | C | [6 empty] | TNHSP/TNMSC/ICB/P3E2/2009 DT28/01/2009 |  |  | 7500 | yes
200 | KOVILPATTI | Hot Air Oven/Hot Air Oven Digital/Digital Oven | C |  |  | 2013-07-18 |  |  | TNHSP | TNHSP/TNMSC/ICB/P3E2/2009/ DT;28-01-2009 |  |  | 7500 | yes
201 | KOVILPATTI | Air-Conditioner - Window / Split | C | MOBILE 2STAR aky COPPER COIL |  | 2014-08-16 | V.R.ENGINEERING;KOVILPATTI | MIICRO .LABandamp;SCAN ROOM | OTHERS |  | 2014-08-16 | 2019-08-16 | 82000 | yes
202 | KOVILPATTI | Phototherapy Unit | C |  |  |  |  | NICU |  |  |  |  | 12000 | yes
203 | KOVILPATTI | Phototherapy Unit | C |  |  |  |  | Ward |  |  |  |  | 12000 | yes
204 | KOVILPATTI | Baby Incubators | C |  |  |  |  | NICU |  |  |  |  | 47880 | yes
205 | KOVILPATTI | Baby Incubators | C |  |  |  | MadrasSurgicals | Ward |  |  |  |  | 47880 | yes
206 | KOVILPATTI | Radiant Warmer | C |  |  |  |  | Ward |  |  |  |  | 0 | yes
207 | KOVILPATTI | Boyles apparatus with Circle Abosrber | B |  |  |  |  | L.Room |  |  |  |  | 75000 | yes
208 | KOVILPATTI | Foetal Doppler | C |  |  |  | MITI | [5 empty] | 0 | yes
209 | KOVILPATTI | CTG Monitor | B2 | CMS2000+4 |  | 2007-02-12 | Madras Surgicals | L.Room |  |  | 2007-02-22 | 2008-02-12 | 114333 | yes
210 | KOVILPATTI | Baby Incubators | C |  |  |  |  | Lab |  |  |  |  | 47880 | yes
211 | KOVILPATTI | Needle destroyer / Syringe Destroyer | C |  |  | 2014-10-07 | SOLARKRAFT INDUSTRIES CHENNAI |  | TNMSC | 20533/CWM/TNMSC/ENGG/2014-1 DT 23.05.2014 |  |  | 1626 | yes
212 | KOVILPATTI | Needle destroyer / Syringe Destroyer | C |  |  | 2014-10-07 | SOLORKRAFTS INDUSTRIES CHENNAI |  | TNMSC | 1986 DT 24.09.2014 |  |  | 1626 | yes
213 | KOVILPATTI | Needle destroyer / Syringe Destroyer | C |  |  | 2014-10-07 | SOLORKRAFTS INDUSTRIES CHENNAI |  | TNMSC |  |  |  | 1500 | yes
214 | KOVILPATTI | Inverter | C | E2-1550 | UPSIENN15866 BATTERY CRWV005401268604; CRWV005401268161 | 2013-12-02 | WIN POWER BRIGHT BATTERY CENTER; KOVILPATTY | 2013-02-12 | OTHERS | R.NO;NIL DT;;28/11/2013 |  | 2015-12-02 | 24800 | yes
215 | KOVILPATTI | Operating table Orthopedic | B | C-ARM TABLE SURGIDENT INDIA |  | 2013-08-27 | UNICORN; COIMBATORE | M.O.T | OTHERS | 2/2013--2014 | 2013-08-27 | 2014-08-27 | 140000 | yes
216 | KOVILPATTI | ECG machine ordinary | B2 | ST300 |  | 2013-02-12 | Sandamp;T ENGINEERS(P)LTD ;COIMBATORE | MALEWARD;F.WARD;500WARD(F);AEWARD;ICU;CASUALITY | OTHERS |  | 2013-02-12 | 2013-02-12 | 285714 | yes
217 | KOVILPATTI | Multi Para Monitor | B2 | VITAL SIGNS MONITOR ST-CLASSIC-90 |  | 2013-02-12 | Sandamp;T ENGINEERS (P)LTD COIMBATORE | LAB.WARRD;ICU-2;MOT | OTHERS |  | 2013-02-12 | 2013-02-12 | 220000 | yes
218 | KOVILPATTI | Anaesthesia Machine | B2 | ANAESTHESIA MACHINE WITH HYPOXIGUARD AND ABSARBER |  | 2013-08-12 | OXIMED;TRICHY | CEMONC O.T | OTHERS | NILDT 15-07-2013 | 2013-08-12 | 2013-08-12 | 72000 | yes
219 | KOVILPATTI | B.P.apparatus table model | C | DIAMOND |  | 2012-09-25 | PRAVEEN SURGICAL; KOVILPATTI | WARD500 Fandamp;M | OTHERS | NIL DT;;22/09/2012 | 2012-09-25 | 2013-09-25 | 3700 | yes
220 | KOVILPATTI | Air-Conditioner - Window / Split | C | PANASONIC |  | 2012-07-03 | SHARP AIR CONDITIONER ; KOVILPATTI | WARD500 MALE | OTHERS |  | 2012-07-03 | 2017-07-03 | 136000 | yes
221 | KOVILPATTI | Air-Conditioner - Window / Split | C | PANASONIC 1.5TR 2STAR SPLIT A/C |  | 2012-09-06 | SHARP AIR CONDITIONER ;KOVILPATTI | WARD500 FEMALE | OTHERS | 975/2012 | 2012-09-06 | 2017-09-05 | 109000 | yes
222 | KOVILPATTI | Refrigerator | C | WHIRLPOOL FRIDGE 230-MAGIC5PQG TITANIUM |  | 2013-02-08 | SATHYA AGENCIES;KOVILPATTI | WARD500;LAB.WARD;MOT ;AE OT | OTHERS |  | 2013-02-08 | 2018-02-08 | 60600 | yes
223 | KOVILPATTI | Binocular Mircroscope | B2 | BDI-13A |  | 2014-01-25 | SOLOKRAFTS INDUSTRIES - CHENNAI | LABORATORY~ M ICROBIOLOGY DEPT | OTHERS | TNHSP/TNMSC/AG87c/2013~ 22.10.2013 | 2014-01-25 | 2014-12-25 | 9393 | yes
224 | KOVILPATTI | Diathermy Machine (Electric Cautery) | B | MEMB3 | MEMB3M0000120335 | 2013-04-24 | VISHAL SURGICAL EQUIPMENT CO.PVT LTD | MOT | OTHERS | NIL 19-4-2013 | 2013-04-24 | 2014-04-23 | 218000 | yes
225 | KOVILPATTI | B.P.apparatus dial model | C | DIGITAL |  | 2013-03-06 | PRAVEEN SURGICALS | WARD NO 500FEMALE AND ICU | OTHERS |  | 2013-03-06 | 2014-03-05 | 1300 | yes
226 | KOVILPATTI | Laryngoscope(Adult) | C |  |  | 2013-03-06 | PRAVEEN SURGICALS | CASUALITY~ AE WARD AND ICU | OTHERS |  |  | 2013-03-06 | 0 | yes
227 | KOVILPATTI | Autoclave Mini | B | MNI |  | 2012-12-09 | PRAVEEN SURGICAL | WARD500 | OTHERS |  | 2012-12-09 | 2012-12-09 | 5950 | yes
228 | KOVILPATTI | Inverter | C | luminous craze 2000va 24v sine wave ups | FRWV049401081214;FRWV 049401082393;UPS NO17D831B1011855 | 2013-10-08 | win power bright battery center ;kovilpatti | NICU | OTHERS |  | 2013-10-08 | 2014-10-08 | 36600 | yes
229 | KOVILPATTI | Inverter | C | LUMINOUS CRAZE 2000VA 24V SINE WAVE UPS | FRWV 049401081200;FRWV04941082510;UPS17D831B1011861 | 2013-10-08 | WIN POWER BRIGHT BATTERY CENTER;KOVILPATTI | NICU | OTHERS |  | 2013-10-08 | 2013-10-08 | 36600 | yes
230 | KOVILPATTI | Refrigerator | C | PANASONIC RIF A195 RMN(19 |  | 2013-11-25 | GANDHIMATHI AGENCY KOVILPATTI | STORE | OTHERS | NIL DT25/11/2013 | 2013-11-25 | 2018-11-25 | 17467 | yes
231 | KOVILPATTI | Inverter | C | 625 VA MICROTEK E2 |  | 2013-08-29 | WIN POWER BRIGHT BATTERY CENTER ~ KOVILPATTI | CMCHIS OFFICE | OTHERS |  | 2013-08-29 | 2016-08-29 | 14500 | yes
232 | KOVILPATTI | Weighing Machine Electronic | C | DIGITAL |  | 2013-03-06 | PRAVEEN SURGICALS | WARD NO 500 FEMALE | OTHERS |  | 2013-03-06 | 2014-03-05 | 1250 | yes
233 | KOVILPATTI | Stethoscope | C | MICROTONE |  | 2012-12-09 | PRAVEEN SURGICAL | WARD500;PEAD.WARD | OTHERS |  | 2012-12-09 | 2012-12-09 | 1340 | yes
234 | KOVILPATTI | Air-Conditioner - Window / Split | C | PANASONIC1.5TR SPLIT A/C |  | 2013-03-15 | SHARP AIR CONDITIONER ;KOVILPATTI | CMCHIS OFFICE | OTHERS | NIL 15/03/2013 | 2013-03-15 | 2017-03-15 | 36800 | yes
235 | KOVILPATTI | Air-Conditioner - Window / Split | C | 1.5TR 2STAR ELECTALUX SPLIT A/C |  | 2013-06-15 | SHARP AIR CONDITIONER ; KOVILPATTI | NABH OFFICE | OTHERS |  | 2013-06-15 | 2018-06-15 | 28500 | yes
236 | KOVILPATTI | Air-Conditioner - Window / Split | C | 2TR BLUE STAR SPLIT A/C 3STAR |  | 2013-07-01 | SHARP AIR CONDITIONER;KOVILPATTI | CEMONC .O.T | OTHERS |  | 2013-07-01 | 2013-07-01 | 41500 | yes
237 | KOVILPATTI | Air-Conditioner - Window / Split | C | 1.5TR ELECTROLAX SPLIT A/ SQ53 |  | 2013-08-11 | SHARP AIR CONDITIONER ;KOVILPATTI | CEMONC O.T | OTHERS |  | 2013-08-11 | 2018-08-16 | 29500 | yes
238 | KOVILPATTI | Air-Conditioner - Window / Split | C | 1.5TR 3STAR SPLIT A/C |  | 2013-09-01 | SHARP AIR CONDITIONER;KOVILPATTI | ICUWARD | OTHERS |  | 2013-09-01 | 2013-09-01 | 30000 | yes
239 | KOVILPATTI | Air-Conditioner - Window / Split | C | 2TR PKY PANASNIC SPLIT A/C |  | 2013-09-01 | SHARP AIR CONDITIONER;KOVILPATT | CONFERENCE HALL | OTHERS |  | 2013-09-01 | 2018-09-01 | 155000 | yes
240 | KOVILPATTI | Inverter | C | BATTERY INVERTER 1025VA MICROTEC |  | 2012-12-07 | WIN POWER BRIGHT BATTERY CENTER ;KOVILPATTI | JDHS OFFICE ;TUTUCORIN | OTHERS |  | 2012-12-07 | 2013-07-07 | 20000 | yes
241 | KOVILPATTI | Inverter | C | 1025VA M/TEK E2 SQ |  | 2012-12-18 | WIN POWER BRIGHT BATTERY CENTER;KOVILPATTI | AE WARD | OTHERS |  | 2012-12-18 | 2013-12-18 | 19000 | yes
242 | KOVILPATTI | Inverter | C | 1550VAM/TEK |  | 2013-02-26 | WIN POWER BRIGHT BATTERY CENTER;KOVILPATTI | LABOUR WARD | OTHERS |  | 2013-02-26 | 2013-02-26 | 31000 | yes
243 | KOVILPATTI | Inverter | C | 875VA M/TEK |  | 2013-02-26 | WIN POWER BRIGHT BATTERY CENTER;KOVILPATTI | LAB.WARD MO ROOM | OTHERS |  | 2013-02-26 | 2014-02-26 | 18000 | yes
244 | KOVILPATTI | B.P.apparatus stand model | C | STAND MODEL |  | 2013-03-06 | PRAVEEN SURGICALS | CASUALITY | OTHERS |  | 2013-03-06 | 2013-03-06 | 1500 | yes
245 | KOVILPATTI | Oxygen Concentrator | C | STD NUVO NIDEX |  | 2014-02-14 | INDIAN SURGICAL;CHENNAI | ICU;WARD500;LAB.WARD; FEMALEWARD | OTHERS |  | 2013-02-14 | 2014-02-07 | 220000 | yes
246 | KOVILPATTI | Oxygen Concentrator | C |  |  | 2013-04-18 | PRAVEEN SURGICAL;KOVILPATTI | MALEWARD; PEAD WARD ;ICU | OTHERS |  | 2013-04-18 | 2014-04-17 | 165000 | yes
247 | KOVILPATTI | Nebuliser Adult | C |  |  | 2013-02-14 | PRAVEENSURGICAL;KOVILPATTI | MALEWARD2;FEMALE WARD2 PEAD.WARD2WARD5001;AE 2;CASUALITY1;AE .OT1;ICU-2 | OTHERS |  | 2013-02-14 | 2014-02-14 | 28600 | yes
248 | KOVILPATTI | Oxygen Concentrator | C |  |  | 2013-03-15 | PRAVEEN SURGICAL ;KOVILPATTI | CASUALITY | OTHERS |  | 2013-03-15 | 2014-03-15 | 55000 | yes
249 | KOVILPATTI | Stethoscope | C | REGULAR |  | 2013-02-14 | PRAVEEN SURGICAL ;KOVILPATTI | M.WARD-2 ;F~WARD-2 LAB.WARD-2 PEAD .WARD ICU OPD ; MOT PPOT NCD EYE OT CEMONC OT WARD500 | OTHERS |  | 2013-02-14 | 2014-02-14 | 11475 | yes
250 | KOVILPATTI | Weighing Machine-Suspension | C | REGULAR |  | 2013-02-14 | PRAVEEN SURGICAL KOVILPATTI | MALEWARD;WARD500 | OTHERS |  | 2013-02-14 | 2014-02-14 | 2100 | yes
251 | KOVILPATTI | Pulse Oximeter | B2 | 9190RAD-8 | M71971;M70876;M71761;M70779;M71907;M71900 | 2014-04-01 | GRACE MFGandamp;TRADING CO [DELHI] | ICU-3;FEMALE WARD -1;TRAUMA OT-2 | RCH | RCH-II/TNMSC/ENGG/E67/2014 DT 5/03//2014 | 2014-04-02 | 2019-04-01 | 413808 | yes
252 | KOVILPATTI | Battery operable elcetric | B2 | 110AH DIGI POWER TUBULAR BATTERY[ INVERTER ] | CRWV005401268944;CRWV005401268325 | 2014-03-11 | WIN POWER BATTERY CENTER ; KOVILPATTI | ROOM 500 | OTHERS | NIL DT;7/2/2014 | 2014-03-11 | 2015-03-10 | 18100 | yes
253 | KOVILPATTI | Computer | C | WIPRO DC | 13IGLI39100072;13IGI39100013;13IGLI39100015;13IGLI39100014;13IGLI39100067;13IGLI39100032;13IGLI39100034;13IGLI39100065;13IGLI391000028;13IGLI39100017 | 2014-03-19 | CARE IT SOLUTION PVT LTD;NANTANAM | WARDS | TNHSP | ELCOT/NW/TNHSP/NRHM/ADDL.REQUIREMENTS/CARE IT/M-08/288/2013-14 DT 2/9/2013 | 2014-04-17 | 2017-04-18 | 229000 | yes
254 | KOVILPATTI | Printer | C | TVSE HD 250 GOLD DMP | MBK3FD006838;MBK3FD006674;MBK3FD006484;MBK3FD006774;MBK3FD006880 | 2014-03-19 | SGS ELECTRANIC ;CHENNAI |  | TNHSP | ELCOT/NW/TNHSP/NRHM/ADDL.REQUIREMENTS/SGS/M-09/286/ DT2013-14 | 2014-04-18 | 2017-04-17 | 42450 | yes
255 | KOVILPATTI | PH meter | C | RRRPAA-11GRTIOANPN | 1284andamp;1285 | 2014-04-08 | RLT INSTRUMENTATION PVT LTD | MICRO -BIO. LABandamp;LABOROTRY | TNHSP | TNHSP/TNMSC/AG87B/2013-1 DT;24/03/2013 | 2014-04-08 | 2015-04-08 | 114706 | yes
256 | KOVILPATTI | Battery operable elcetric | B2 | 160 AH DIGIPOWER TUBULAR BATTERY DP 850 | CRWZ 007401239455;;;CRWV 007401245606 | 2014-04-11 | WIN POWER BRIGHT BATTERY CENTER KOVILPATTI | OFFICE | OTHERS | NIL DATE 10.04.2014 | 2014-04-11 | 2016-04-10 | 22400 | yes
257 | KOVILPATTI | Operating Microscope(Eye) | B1 |  | AEI/MS01.04.294 | 2001-07-10 | APPASAMY ASSOCIATED CHENNAI | MOT | OTHERS | L11013/6/99 | 2001-07-11 |  | 134563 | yes
258 | KOVILPATTI | LCD Projector | B2 | MX 805ST | MX805ST | 2014-04-19 | VISUAL FOCUS | CONFERENCE HALL | OTHERS | NIL ~DATE 17.04.2014 | 2014-04-19 | 2014-04-19 | 63700 | yes
259 | KOVILPATTI | Balance-Electronic/Digital | C | DIGITAL TOP PAN BALANCE-WANSAR |  | 2014-06-14 | CENTRAL SCIENTIFICS AGENCIES ;MADURAI.625011 | MICRO-LABOROTRY | OTHERS |  | 2014-06-14 |  | 3670 | yes
260 | KOVILPATTI | Battery operable elcetric | B2 | 160AH DIGI POWER DP650 TUB LAR BATTERY | BATTERY MREVO46301005454 | 2014-06-04 | WIN POWER BRIGHT BATTERY CENTER KOVILPATTI | ROOM NO-500 MALE | OTHERS |  | 2014-06-04 | 2016-06-04 | 10500 | yes
261 | KOVILPATTI | Air-Conditioner - Window / Split | C | 18QKY2014 |  | 2014-06-13 | V.R.ENGINEERING | NIICU | OTHERS | NIL DT /06/2014 | 2014-06-13 | 2019-06-13 | 160000 | yes
262 | KOVILPATTI | Ultrasound scanner system B and W | B2 |  | 3156556 | 2003-11-27 | Landamp;T | SCAN ROOM | OTHERS | 20795/TNMSC ENGG/2003-1 DT6/10/2003 | 2003-12-17 |  | 311537 | yes
263 | KOVILPATTI | O2 Cylinder- D type | C | EVEREST KENTO CYLINDER LTD | 467B487; 467B501 ; 467B629;467B257; 467B291 | 2014-07-29 | SOLO KRAFTS INDUSTRIES;CHENNAI--600118 | STORE | TNMSC | 137 DT 14/7/2014 | 2014-07-30 | 2015-07-30 | 49350 | yes
264 | KOVILPATTI | Amplifier System | C | SSA250DP |  | 2014-06-10 | VISUAL FOCUS;MADURAI-625001 | CONFERANCE HAL | OTHERS |  | 2014-05-29 |  | 16200 | yes
265 | KOVILPATTI | Multi Para Monitor | B2 | G3D |  | 2014-07-01 | TRANS HEALTH CAREINDIA PVT LTD | ORTHO .OT;NICU; LAB ;.WARD;CEMONC .OT | TNMSC | 17240/TNMSC/ENGG/2014-3DT;116/05/2014 | 2014-07-04 | 2017-07-04 | 240000 | yes
266 | KOVILPATTI | Shadowless lamp ceiling type major | B | LEED750/750 |  | 2014-07-04 | STAAN BIO MED ENGINEERING PVT LTD | CEMONC OT | TNHSP | TNHSP/TNMSC/AG86B/2DT10/02/2014 | 2014-07-04 |  | 614685 | yes
267 | KOVILPATTI | Needle destroyer / Syringe Destroyer | C |  |  | 2014-08-14 | PRAVEEN SURGICAL;; KOVILPATTI | WARDS | OTHERS |  | 2014-08-14 | 2015-08-14 | 6000 | yes
268 | KOVILPATTI | Stryker Frame | C | STRYER |  | 2014-09-29 | INDIAN ORTHOCARE SURGICALS ;CHENNAI-600083 | ORTHO OT | TNHSP | TNHSP/TNMSC/AG90H/2014 DT 1/9/2014 | 2014-09-29 | 2017-09-29 | 890000 | yes
269 | KOVILPATTI | Air-Conditioner - Window / Split | C | PONASONIC |  | 2014-10-06 | V .R. ENGINEERING KOVILPATTI | DIALYSIS UNIT | OTHERS |  | 2014-10-06 |  | 27500 | yes
270 | KOVILPATTI | Needle destroyer / Syringe Destroyer | C | HUB CUTTERS |  | 2014-10-07 | SOLOKRAFT INDUSTRIES CHENNAI | WARDS | TNMSC | 20533/CWM/TNMSC/ENGG/2014-1 DT 23/05/14 |  |  | 32520 | yes
271 | KOVILPATTI | B.P.apparatus table model | C | REGULAR |  | 2014-10-15 | SIVARAM SURGICAL;TUTICORIN | LABOUR WARD | OTHERS |  | 2014-10-15 |  | 3900 | yes
272 | KOVILPATTI | Stethoscope | C | MIICRO TONE |  | 2014-10-15 | SIVARAM SURGICAL;TUTICORIN | LABOUR WARD | OTHERS |  | 2014-10-15 |  | 1150 | yes
273 | KOVILPATTI | Nebuliser Adult | C | NULIFE |  | 2014-11-01 | SURIYA PHARMA ;KOVILPATTI | PEAD WARD | OTHERS |  | 2014-11-05 |  | 3800 | yes
274 | KOVILPATTI | Foetal Doppler | C | A100H |  | 2014-11-08 | MEDIWAVES INC.PVT LTD ;DELHI. | LAB .WARD | TNMSC | 17240/TNMSC/ENGG/2014-2015 | 2014-11-12 | 2017-11-08 | 18600 | yes
275 | KOVILPATTI | B.P.apparatus table model | C | REGULAR --DIAMOND |  | 2014-12-25 | PRAVEEN SURGICAL;KOVILPATTI |  | OTHERS |  |  | 2017-10-31 | 3800 | yes
276 | KOVILPATTI | Inverter | C | sakthi charger luminous ups | UPS-18D703C1032683~ BATTERY ECDE1565262 | 2014-09-10 | WIN POWER BRIGHT BATTERY CENTER; KOVILPATTI | OPD | OTHERS |  | 2014-09-10 | 2016-09-10 | 19450 | yes
277 | KOVILPATTI | Cardiac Monitor | C | TRUSCOPE MINI ECG | M016E00645 TO650;652TO 654 656 | 2014-11-26 | SCHILLER HEALTH CARE PVT LTD | LAB WARD ;DIALYSIS; ICU; TRAUMAWARD; CASUALITY; AEOT; MALEWARD ;FEMALEWARD;AEWARD | DMS | 73284/Sandamp;P/1/2013-2 | 2014-12-26 | 2017-12-25 | 370000 | yes
278 | KOVILPATTI | B.P.apparatus table model | C | REGULAR DIMOND |  | 2014-11-25 | PRAVEEN SURGICAL;KOVILPATTI |  | OTHERS |  |  | 2018-10-31 | 5700 | yes
279 | KOVILPATTI | Needle destroyer / Syringe Destroyer | C |  |  | 2014-10-07 | SOLORKRATS INDUSTRIES CHENNAI |  | TNMSC | 20533/CWM/TNMSC/ENGG/2014-1 DT 23.05.2014 |  |  | 1626 | yes
280 | KOVILPATTI | Cardiac Monitor | C | TRUSCOPE MINI ECG | M 016E00645 TO650;;652TO654;656 | 2014-11-26 | SCHILLER HAELTH CARE PVT LTD;PONDICHERRY | IICU;DIALYSIS;CASUALTY ; TRAUMAWARD; AE.OT; FEMALE WARD; AE WARD .;LAB.WARD; MALEWARD | OTHERS | 73284/Sandamp;P/P/1/2013-2 | 2014-11-26 | 2017-12-31 | 370000 | yes
281 | KOVILPATTI | Refrigerator | C | BLOOD BANK REFRI GE RATOR | RDIT-1377 | 2010-10-18 | REMII | BLOOD BANK | OTHERS |  | 2010-10-10 |  | 290000 | yes
282 | KOVILPATTI | Infusion Pump/Infusion Syringe Pump/Insulin Syringe Pump | C | EVADROP MP1000 |  | 2014-12-29 | SCHILLER HEALTH CARE PUDUCHERRY | NICU | OTHERS | 73284/Sandamp;P/1/2013-7 DT 24/09/2014 | 2015-01-07 | 2018-12-29 | 40000 | yes
283 | KOVILPATTI | Multi Para Monitor | B2 | G3H |  | 2014-12-22 | TRANS HEALTH CARE INDIA PVT LTD CHENNAI-600078 | CASUALTY | DMS | 73284/Sandamp;P/1/2013-3DT24/09/2014 | 2014-12-23 | 2017-12-23 | 52200 | yes
284 | KOVILPATTI | Autoclave vertical single bin | C | 12X12 |  | 1998-12-05 | ASSOCIATED SURGICAL | MOT;IDWARD M~.W;L.W | DMS | 21488/CPII/1/98 | 1998-08-05 |  | 5950 | yes
285 | KOVILPATTI | ECG Machine-Multichannel/Page Writer | B2 | Bionet cardio care 2000PIUS | EE00800865;E00800596 | 2014-12-04 | J.K.MEDICALSYSTEM PVT LTD CHENNAI | F.WARD | OTHERS | 73284/Sandamp;P/1/2013-5 | 2014-12-04 | 2017-12-04 | 44800 | yes
286 | KOVILPATTI | Cardiac Monitor | C | TRUSCOPE MINI ECG |  | 2014-11-26 | SCHILLER HEALTH CARE PVT LTD ;PUDUCHERRY | TRAUMA WARD | OTHERS | 73284/Sandamp;P/1/2013-2 DT24/09/2014 | 2014-11-26 | 2017-11-26 | 37000 | yes
287 | KOVILPATTI | Cardiac Monitor | C | TRUSCOPE MINI ECG |  | 2014-11-26 | SCHILLER HEALTH CARE;PUDUCHERRY | FEMALE WARD | OTHERS | 73284/Sandamp;P/1/2013-2 DT24/09/2014 | 2014-11-26 | 2017-11-26 | 37000 | yes
288 | KOVILPATTI | Cardiac Monitor | C | TRUSCOPE MINI ECG |  | 2014-11-26 | SCHILLER HEALTH CARE PVT LTD | DIALYSIS | OTHERS | 73284/Sandamp;P/1/2013-2 | 2014-11-26 | 2017-11-26 | 37000 | yes
289 | KOVILPATTI | Infusion Pump/Infusion Syringe Pump/Insulin Syringe Pump | C | EVADROP MP 1000 | 13051011 | 2014-12-29 | SCHILLER HEALTH CARE PUDUCHERRY | NICU | OTHERS | 73284/Sandamp;P/1/2013-7 DT24/09/2014 | 2015-01-07 | 2018-12-29 | 40000 | yes
290 | KOVILPATTI | Autoclave vertical single bin | C | 22X12MINI |  | 1998-08-05 | ASSOCIATED SURGICAL CHENNAI | AE | DMS | 21488/CP11/07/98 | 1998-08-05 |  | 5950 | yes
291 | KOVILPATTI | Cardiac Monitor | C | TRUSCOPE MINI ECG |  | 2014-11-26 | SCHILLER HEALTH CARE ;PONDICHEERY | LAB.WARD | OTHERS | 73284/Sandamp;P/1/2013-2 | 2014-11-26 | 2017-11-26 | 37000 | yes
292 | KOVILPATTI | Foetal Doppler | C | A100H |  | 2014-11-08 | MEDIWAVES INC DELHI | LABOUR WARD | TNMSC | 17240/TNMSC/ENGG/2014-2015 | 2014-11-08 | 2017-11-08 | 4650 | yes
293 | KOVILPATTI | Foetal Doppler | C | A100H |  | 2014-11-08 | MEDI WAVES INC DELHI | LAB~.WARD | TNMSC | 17240/TNMSC/ENGG/2014-15 | 2014-11-08 | 2017-11-08 | 4650 | yes
294 | KOVILPATTI | Needle destroyer / Syringe Destroyer | C |  |  | 2014-10-07 | SOLOKRATS INDURTRIES CHENNAI |  | TNMSC | 20533/CWM/TNMSC/ENGG/2014-1 DT 23.05.2014 |  |  | 1626 | yes
295 | KOVILPATTI | ECG machine computerized | B |  |  | 2006-06-16 | SOLOKRAFTS INDUSTRIES CHENNAI |  | DMS | 10620/Sandamp;NP/1/06 DT 12-04-2006 |  |  | 23850 | yes
296 | KOVILPATTI | Infusion Pump/Infusion Syringe Pump/Insulin Syringe Pump | C | GIGINFUSA |  | 1999-06-16 | TRANS HEALTH CAREINDIA CHENNAI |  | DMS | 20536/CPII/1/99 DT 16-03-99 |  |  | 42000 | yes
297 | KOVILPATTI | ECG MACHINE COMPUTERISED WITH TROLLEY |  |  |  | 2011-11-12 | JK MEDICAL SYSTEM | OPD | TNHSP |  | 2011-11-21 |  | 65000 | yes
298 | KOVILPATTI | Suction Apparatus - Foot operated | C | FOOD OPERATED |  | 2009-05-04 |  |  | OTHERS |  |  | 2015-01-06 | 3400 | yes
299 | KOVILPATTI | Pulse Oximeter | B2 | innoava-cir |  | 2013-03-05 | CONCEP+INTEGRA(I)P LTD PUNE | ICU | TNHSP | TNHSP/TNMSC/AG14/2012/EG98-32 DT21/11/2012 | 2003-03-05 | 2014-03-05 | 56000 | yes
300 | KOVILPATTI | Autoclave vertical single bin | C | 12X12 |  | 1998-08-05 | ASOCIATED | PPOT | DMS |  | 1998-08-05 |  | 5950 | yes
301 | KOVILPATTI | Autoclave vertical single bin | C | 12X12 |  | 1998-08-05 | ASSOCIATED SURGICAL CHENNAI | FW | DMS | 21488/CP11/1/98 DATE 17.05.1998 OF DMS | 1998-08-05 |  | 5950 | yes
302 | KOVILPATTI | Cardiac Monitor | C | TRUSCOPE MINI ECG |  | 2014-11-26 | SCHILLER HEALTH CARE PVT LTD;PUDUCHERRY | AE.OT | OTHERS | 73284/Sandamp;P/P/1/2013-2 |  | 2017-11-26 | 37000 | yes
303 | KOVILPATTI | Cardiac Monitor | C | TRUSCOPE MINI ECG |  | 2014-11-26 | SCHILLER HEALTH CARE;PUDUCHERRY | AEWARD | OTHERS | 73284/Sandamp;P/1/2013-2 | 2014-11-26 | 2017-11-26 | 37000 | yes
304 | KOVILPATTI | Cardiac Monitor | C | TRUSCOPE MINI ECG |  | 2014-11-26 | SCHILLER HEALTH CARE PUDUCHERRY | MALEWARD | OTHERS | 73284/Sandamp;P/1/2013-2 | 2014-11-26 | 2017-10-26 | 37000 | yes
305 | KOVILPATTI | Nebuliser Adult | C | NULIFE |  | 2014-11-01 | DONER ARTICALS | PEAD.WARD | OTHERS |  |  |  | 1900 | yes
306 | KOVILPATTI | B.P.apparatus table model | C | REGULAR |  | 2014-12-04 | PRAVIN SURGICAL | CASUALITY | OTHERS |  | 2014-12-04 | 2014-12-04 | 1900 | yes
307 | KOVILPATTI | B.P.apparatus table model | C | REGULAR |  | 2014-12-04 | PRAVIN SURGICAL |  | OTHERS |  | 2014-12-04 |  | 1900 | yes
308 | KOVILPATTI | Multi Para Monitor | B2 | G3D |  | 2014-07-01 | TRANS HEALTH CARE INDIA PVT LTD CHENNAI | CEMONC OT | TNMSC | 17240/TNMSC/ENGG/14-3 DT 18/5/2014 | 2014-07-04 | 2017-07-01 | 60000 | yes
309 | KOVILPATTI | Needle destroyer / Syringe Destroyer | C | CUP CUTTER |  | 2014-08-14 | PRAVIN SURGICAL KOVILPATTI. |  | OTHERS |  |  |  | 400 | yes
310 | KOVILPATTI | Needle destroyer / Syringe Destroyer | C |  |  | 2014-10-07 | SOLOKRAFT INDUSTRIES CHENNAI |  | TNMSC | 20533/CWM/TNMSC/ENGG/2014-1 DT 23.05.2014 |  |  | 1626 | yes
311 | KOVILPATTI | Suction Apparatus - Electrical | C | CABINET MODEL |  | 2013-12-27 | M.C.DALALandamp;CO CHENNAI |  | TNMSC | 20795/TNMSC/ENGG/03/1 DT16/10/03 |  |  | 4800 | yes
312 | KOVILPATTI | Needle destroyer / Syringe Destroyer | C |  |  | 2014-10-07 | SOLOKRAFT INDUSTRIES CHENNAI |  | TNMSC | 20533/CWM/TNMSC/ENGG/2014-1 DT 23.05.2014 |  |  | 1626 | yes
313 | KOVILPATTI | Autoclave vertical single bin | C | 12X12 |  |  | ASSOCIATED SURGICAL | OPD | DMS | 21488/CP DATE 11.01.1998 OF DMS | 1998-08-05 |  | 5950 | yes
314 | KOVILPATTI | Cardiac Monitor | C | TRUSCOPE MINI | MM016E00646 | 2014-11-26 | SCHILLER HEALTH CARE PVT LTD; PUDUCHERRY | DIALYSIS UNIT | OTHERS | 73284/Sandamp;P/1/2013-2 DT 25/11/14 | 2014-11-26 | 2017-11-26 | 37000 | yes
315 | KOVILPATTI | Stethoscope | C | MICROTINO |  | 2014-10-15 | SIVARAM SURGICAL THOOTHUKUDI | LAB.WD | OTHERS |  | 2014-10-15 | 2015-10-15 | 575 | yes
316 | KOVILPATTI | Multi Para Monitor | B2 | G3D |  | 2014-07-01 | TRRANS HEALTH CARE INDIA CHENNAI | MOT | TNMSC | 17240/TNMSC/ENGG/2014-3 DT 18.05.2014 | 2014-07-04 | 2017-07-01 | 60000 | yes
317 | KOVILPATTI | Laryngoscope(Paediatric) | C | NEONATE |  | 2014-07-02 | ASSOCIATED SURGICAL CHENNAI | NICU | TNMSC | 10177-4/TNMSC/ENGG/2013-1 DT 10.042014 |  |  | 2060 | yes
318 | KOVILPATTI | Computer | C | WIFRODC |  | 2014-03-19 | CARE IT SOLUTION PVT LTD CHENNAI | CT SCAN | TNHSP | ELCOT/NW/TNHSP/NRHM/ADDL . REQUIREMENT CARE/IT-M-08/288/2013-2014 DT 02.09.2013 | 2014-03-19 | 2017-03-19 | 22900 | yes
319 | KOVILPATTI | Suction Apparatus - Electrical | C | CABINET |  | 2009-03-17 | VISHAL HOSPITAL STEEL FURNITURE CHENNAI |  | DMS | 51190/Sandamp;P/1/08/-2DT10/11/08 |  |  | 4420 | yes
320 | KOVILPATTI | Baby Incubators | B2 |  |  | 1997-07-03 | ATMARAM SHARMA-UP |  | OTHERS | W5/01/D2/S2/A0029/ICP-0010/00AD/C0059DT 03-01-1996 |  |  | 5000 | yes
321 | KOVILPATTI | VDRL Rotator/Shaker | C |  |  | 2001-03-29 | REMI MOTORS LTD.CHENNAI |  | DMS | 120022CPII/1/2000 DATE 25-01-2001 |  |  | 3700 | yes
322 | KOVILPATTI | BIOM-Binocular Indirect Ophthalmo Microscope | B2 |  |  | 1997-03-27 | SOUTH INDIA SURGICAL MADRAS |  | OTHERS | 67990/CP2/11/96 1-12 DATE 12-01-1997 |  |  | 5850 | yes
323 | KOVILPATTI | Auto Clave HP Vertical (2 bin) | C | VERTICAL 2BIN |  | 2003-10-06 | VISHAL HOSPITAL STEEL FURNITURE CHENNAI | PPOT | OTHERS | 708/A3/2003DT27/08/2003 |  |  | 59600 | yes
324 | KOVILPATTI | Auto Clave HP Vertical (2 bin) | C | 16X24 |  | 2009-03-17 | VISHAL HOSPITAL STEEL FURNICHERS CHENNAI |  | DMS | DMS /51190/Sandamp;P/1/08-DT 10.11.2008 |  |  | 32600 | yes
325 | KOVILPATTI | B.P.apparatus table model | C | REGULAR |  | 2014-10-15 | SIVARAM SURGICAL THOOTHUKUDI | LAB.WD | OTHERS |  | 2014-10-15 |  | 1950 | yes
326 | KOVILPATTI | B.P.apparatus table model | C | REGULAR |  | 2014-12-04 | PRAVIN SURGICAL | FEMALE.WD | OTHERS |  | 2014-12-04 |  | 1900 | yes
327 | KOVILPATTI | Multi Para Monitor | B2 | G3D |  | 2014-07-01 | TRANS HEALTH CARE INDIA CHENNAI | LAB.WD | TNMSC | 17240/TNMSC/ENGG/2014-3 DT18.05.2014 | 2014-07-04 | 2014-07-01 | 60000 | yes
328 | KOVILPATTI | Computer | C | WIFRO |  | 2014-03-19 | CARE IT SOLUTION PVT LTD CHENNAI |  | TNHSP | ELCOT/NW/TNHSP/NRHM/ADDL REQUIREMENT / CARE IT /M08/288/2013-2014 DT B02.09.2013 | 2014-03-19 | 2017-03-19 | 22900 | yes
329 | KOVILPATTI | Air-Conditioner - Window / Split | C | PANASONIC |  | 2014-08-28 | V.R ENGG KOVILPATTI | DYALISIS | OTHERS |  | 2014-08-28 | 2019-08-28 | 41000 | yes
330 | KOVILPATTI | Needle destroyer / Syringe Destroyer | C | CUP CUTTER |  | 2014-08-14 | PRAVIN SURGICAL KOVILPATTI. | OPD | OTHERS |  |  |  | 400 | yes
331 | KOVILPATTI | Needle destroyer / Syringe Destroyer | C | CUP CUTER |  | 2014-08-14 | PRAVIN SURGICAL KOVILPATTI~ | OPD | OTHERS |  |  |  | 400 | yes
332 | KOVILPATTI | Needle destroyer / Syringe Destroyer | C |  |  | 2014-10-07 | SOLOKRAFT INDUSTRIES CHENNAI |  | TNMSC | 20533/CWM/TNMSC/ENGG/2014-1 DT 23.05.2014 |  |  | 1626 | yes
333 | KOVILPATTI | Needle destroyer / Syringe Destroyer | C |  |  | 2014-10-07 | SOLARKRAFT INDUSTRIES CHENNAI |  | TNMSC | 20533/CWM/TNMSC/ENGG/2014-1DT32/05/2014 |  |  | 1626 | yes
334 | KOVILPATTI | Needle destroyer / Syringe Destroyer | C |  |  | 2014-10-07 | SOLOGRAFT INDUSTRIES CHENNAI |  | TNMSC | 20533/CWM/TNMSC/ENGG/2014-1 DT 23/05/2014 |  |  | 1626 | yes
335 | KOVILPATTI | Infusion Pump/Infusion Syringe Pump/Insulin Syringe Pump | C | ELECTRO MEDICAL |  | 2010-10-16 | AKKAS MEDICAL EQUIPMENTS TIRUCHIRAPALLI |  | TNMSC |  |  |  | 34000 | yes
336 | KOVILPATTI | Deep Freezer | B2 | AVR 1B |  | 1993-06-29 | DDHS TUTICORIN |  | OTHERS |  |  |  | 29519 | yes
337 | KOVILPATTI | Fibrilator | B2 | PHILIP HEART START FRX AED | B12CO57878 | 2012-08-08 | PHILIP | ICU | TNHSP | TNHSP/TNMSC/ICB/AG17/2012 DT6/8/12 | 2012-08-22 | 2015-08-08 | 58096 | yes
338 | KOVILPATTI | Ventilators (Paediatrics) | B2 | NEUMOVENT GRAPHNET NEO | 141240081082A1V | 2015-01-10 | SCHILLER HEALTH CARE PVT LTD | NICU | TNMSC | 10177/TNMSC/ENGG/2014-3 DT9/12/2014 | 2015-01-10 | 2018-01-10 | 860000 | yes
339 | KOVILPATTI | Centrifuge | C | ELE |  | 2004-07-19 | [6 empty] | 1240 | yes
340 | KOVILPATTI | Multi Para Monitor | B2 | G3L | G3LL80085 | 2014-10-28 | TRANS HEALTH CARE INDIA CHENNAI | NICU | TNHSP | TNHSP/TNMSC/AG88/2014 DT 21.06.2014 | 2014-11-05 | 2015-10-28 | 144000 | yes
341 | KOVILPATTI | B.P.apparatus table model | C | REGULAR |  | 2014-12-04 | PRAVEEN SURTGICAL; KOVILPATTI |  | OTHERS |  |  |  | 1900 | yes
342 | KOVILPATTI | Needle destroyer / Syringe Destroyer | C |  |  | 2014-10-07 | SOLO GRAFT INDUSTRIES CHENNAI |  | TNMSC | 20533/CWM/TNMSC/EGG/2014-1 23/05/2014 |  |  | 1626 | yes
343 | KOVILPATTI | B.P.apparatus stand model | C | STAND MODEL |  | 2011-05-02 | JEYAM ENTERPRISES CHENNAI |  | TNMSC | RCH II/TNMSC/ENGG/4538/2010 DATE 22-11-2010 |  | 2012-05-02 | 1500 | yes
344 | KOVILPATTI | Refrigerator | C | RA 21 |  |  | ANNAI ELECTRANICS |  |  |  |  | 2015-10-14 | 10000 | yes
345 | KOVILPATTI | Fibrilator | B2 | PHILIPHEART START | B12CO5556 | 2012-08-08 | PHILIP ELECTRONICS PUDUCHERRY | CEMONC OT | TNHSP | TNHSP/TNMSC/ICB/AG17/2012 DT6/8/2012 | 2012-08-22 | 2015-08-08 | 58696 | yes
346 | KOVILPATTI | Laryngoscope(Adult) | C | THREE BLADE |  | 1997-06-12 | ASSOCIATED SURGICAL CHENNAI |  |  | 67980/CP11/1/96 DT 21.02.97 |  |  | 540 | yes
347 | KOVILPATTI | Stethoscope | C |  |  | 2003-10-18 | UNIPHARM INDIA CHENNAI |  | TNMSC | 20795/TNMSC/ENGG/2003 DT 01.10.2003 |  |  | 1000 | yes
348 | KOVILPATTI | Multi Para Monitor | B2 | G3G |  | 2014-10-28 | TRNS HEALTH CARE INDIA CHENNAI | AEOT | TNHSP | TNHSP/TNMSC/AG88/2014 | 2014-11-05 | 2017-10-28 | 144000 | yes
349 | KOVILPATTI | Laryngoscope(Paediatric) | C | NEONATE |  | 2014-07-02 | ASSOCIATED SURGICAL CHENNAI | NICU | TNMSC | 10177-4/TNMSC/ENGG/2013 DT 10.04.2014 | 2014-07-02 |  | 2060 | yes
350 | KOVILPATTI | Needle destroyer / Syringe Destroyer | C |  |  | 2014-10-07 | SOLO GRAFT INDUSTRIES CHENNAI |  | TNMSC | 20533/CWM/TNMSC/ENGG/2014-1 23/05/2014 |  |  | 1626 | yes
351 | KOVILPATTI | Needle destroyer / Syringe Destroyer | C |  |  | 2014-10-07 | SOLO GRAFT INDUSTRIES |  | TNMSC | 20533/CWM/TNMSC/ENGG/2014-1 23/05/2014 |  |  | 1626 | yes
352 | KOVILPATTI | B.P.apparatus stand model | C |  |  | 2011-05-02 | JEYAM ENTERPRISES CHENNAI |  | TNMSC | VAT/089/10-11 DATE 28-03-2011 |  | 2012-05-02 | 1500 | yes
353 | KOVILPATTI | Laryngoscope(Adult) | C | FOUR BLADE |  |  | JDHS THOOTHUKUDI | [5 empty] | 0 | yes
354 | KOVILPATTI | Stethoscope | C |  |  | 2009-05-04 | JDHS THOOTHUKUDI |  | OTHERS |  |  |  | 0 | yes
355 | KOVILPATTI | Stethoscope | C |  |  | 2009-05-04 | JDHS THOOTHUKUDI |  | OTHERS |  |  |  | 0 | yes
356 | KOVILPATTI | Stethoscope | C |  |  | 2003-10-18 | UNIPHARM INDIA CHENNI |  | TNMSC | 20795/TNMSC/ ENGG/2003 DT 01.10.2003 |  |  | 0 | yes
357 | KOVILPATTI | Multi Para Monitor | B2 | G3G | G3GL90016 | 2014-10-28 | TRANS HEALTH CARE INDIA CHENNAI | ICU | TNHSP | TNHSP/TNMSC/AG88/2014 | 2014-11-05 | 2017-10-28 | 144000 | yes
358 | KOVILPATTI | Computer | C | WIFRO DC |  | 2014-03-19 | CARE IT SOLUTION PVT LTD CHENNAI |  | TNHSP | ELCOT/NW/TNHSP/NRHM/ADDL REQUIREMENT/CARE IT/M08/288/2013-2014 DT 02.09.2013 | 2014-03-19 | 2017-03-19 | 22900 | yes
359 | KOVILPATTI | Needle destroyer / Syringe Destroyer | C |  |  | 2014-10-07 | SOLO GRAFT INDUSTRIES CHENNAI |  | TNMSC | 20533/CWM/TNMSC/ENGG/2014-1 23/05/2014 |  |  | 1626 | yes
360 | KOVILPATTI | O2 Cylinder- D type | C | D TYPE |  | 2014-07-29 | SOLO GRAFT INDUSTRIES CHENAI |  | TNMSC |  |  |  | 9870 | yes
361 | KOVILPATTI | B.P.apparatus stand model | C | STAND MODEL |  | 2011-05-02 | JEYAM ENTERPRISES CHENNAI |  | TNMSC | VATT/089/10-11 DATE 28-03-2011 |  | 2012-02-02 | 1500 | yes
362 | KOVILPATTI | Centrifuge | C |  |  | 2003-11-20 | ASSOCIATED SURGICAL CHENNAI | STORE | TNMSC | 20795/TNMSC/ENGG/2003 DT28/10/2003 |  |  | 1240 | yes
363 | KOVILPATTI | Laryngoscope(Adult) | C | FOUR BLADE |  | 2009-05-04 | JDHS THOOTHUKUDI |  | OTHERS |  |  |  | 0 | yes
364 | KOVILPATTI | Multi Para Monitor | B2 | G3G | G3GL90047 | 2014-10-28 | TRANS HEALTH CARE INDIA CHENNAI | MOT | TNHSP | TNHSP/TNMSC/AG88/2014 | 2014-11-05 | 2017-10-28 | 144000 | yes
365 | KOVILPATTI | Needle destroyer / Syringe Destroyer | C |  |  | 2014-10-07 | SOLO GRAFT INDUSTRIES CHENNAI |  | TNMSC | 20533/CWM/YNMSC/ENGG/2014-1 23/05/2014 |  |  | 1626 | yes
366 | KOVILPATTI | Needle destroyer / Syringe Destroyer | C | CUP CUTTER |  | 2014-08-14 | PRAVIN SURGICAL KOVILPATT. | AE OT | OTHERS |  |  |  | 400 | yes
367 | KOVILPATTI | Microscope - Mono Ocular(Self Illuminating) | C |  |  | 2002-11-25 | ASSOCIATED SURGICALS CHENNAI |  | DMS | 7886/CPU/I/2002 DATE 11-09-2002 |  |  | 3900 | yes
368 | KOVILPATTI | Centrifuge | C | ELECTRICAL |  | 2011-11-25 | ASSOCIATED SURGICAL CHENNAI |  | DMS | 7856/CPII/1/2002 DT17/9/2002 |  |  | 1300 | yes
369 | KOVILPATTI | Centrifuge | C | ELETRICAL |  | 2000-08-09 | ASSOCIATED SUGICAL CHENNAI |  | DMS | 56509/CP II/1/2000 DT30/6/2000 |  |  | 2240 | yes
370 | KOVILPATTI | Laryngoscope(Adult) | C | FOUR BLADE |  |  | JDHS THOOTHUKUDI |  | OTHERS |  |  |  | 0 | yes
371 | KOVILPATTI | Stethoscope | C |  |  | 2003-10-18 | UNIPHARM INDIA CHENNAI |  | TNMSC | 20795/TNMSC/ENGG/2003 DT 01.10.2003 |  |  | 0 | yes
372 | KOVILPATTI | Needle destroyer / Syringe Destroyer | C |  |  | 2014-10-07 | SOLO GRAFT INDUSTRIES CHENNAI |  | TNMSC | 20533/CWM/TNMSC/ENGG/2014-1 23/05/2014 |  |  | 1626 | yes
373 | KOVILPATTI | Centrifuge | C | ELEGTRIC |  | 2000-08-09 | ASSOCIATED SURGICAL CHENNAI |  | DMS | 56509/CP II/1/2000 DT30/06/2000 |  |  | 2240 | yes
374 | KOVILPATTI | Centrifuge | C | EIECTRICAL |  | 2000-08-09 | ASSOCIATED SURGICAL CHENNAI |  | DMS | 56509/CP II/1/2000 DT30/6/2000 |  |  | 2240 | yes
375 | KOVILPATTI | Laryngoscope(Adult) | C | FOUR BLADE |  | 2009-05-04 | JDHS THOOTHUKUDI |  | OTHERS |  |  |  | 0 | yes
376 | KOVILPATTI | Stethoscope | C |  |  | 2003-10-18 | UNIPHARM INDIA CHENNAI |  | TNMSC | 20795/TNMSC/ENGG/2003 DT 01.10.2003 |  |  | 0 | yes
377 | KOVILPATTI | Computer | C | WIPRO DC |  | 2014-03-19 | CARE IT SOLUTIONPVT LTD CHENNAI | NICU | TNHSP | ELCOT/NW/TNHSP/NRHM/ADDL.REQUIREMENT CARE IT M08/288/2013-2014 DT 02.09.2014 | 2014-03-19 | 2017-03-19 | 22900 | yes
378 | KOVILPATTI | Pulse Oximeter | B2 | RAD 8 |  | 2014-04-02 | GRACE MFG andamp; TRADING CO NEW DELHI | TRAUMA OT | TNMSC | RCH -II/TNMSC/ENGG/2014 05/03/2014 | 2014-04-02 | 2015-04-02 | 68968 | yes
379 | KOVILPATTI | Pulse Oximeter | B2 | RAD 8 |  | 2014-05-02 | GRACE MFG andamp; TRADING CO NEW DELHI | NICU | TNMSC | RCH -II / TNMSC ENGG /2014 05/03/2014 | 2014-04-02 | 2015-04-02 | 68968 | yes
380 | KOVILPATTI | Pulse Oximeter | B2 | RAD 8 |  | 2014-04-02 | GRACE MFG andamp; GRADIN CO NEW DELHI | NICU | TNMSC | RCH -II /TNMSC /ENGG / 2014 05/03/2014 | 2014-04-02 | 2015-04-02 | 68968 | yes
381 | KOVILPATTI | Pulse Oximeter | B2 | RAD 8 |  | 2014-04-02 | GRACE MFG andamp; TRADING CO NEW DELHI | CEEMONC OT | TNMSC | CH-II / TNMSC/ENGG/2014- 05/03/2014 | 2014-04-02 | 2015-04-02 | 68968 | yes
382 | KOVILPATTI | Refrigerator | C | PANASONIC FRIDGE 190 |  | 2013-12-25 | GANTHI MATHI AGENCIES KOVILLPATT |  | OTHERS |  |  | 2018-12-25 | 17467 | yes
383 | KOVILPATTI | UPS | C | LUMINOUS UPS |  | 2014-06-18 | WIN POWER BRIGHT BATTERY CENTRE KOVILPATTI | CMCHIS WARD (500) | OTHERS |  |  | 2016-06-18 | 6000 | yes
384 | KOVILPATTI | O2 Cylinder- D type | C | D TYPE |  | 2014-07-29 | SOLO GRAFT CHENNAI |  | TNMSC | 1909/TNMSC ENGG/2013-1 16/05/2014 |  |  | 9870 | yes
385 | KOVILPATTI | Centrifuge | C | ELECTRICAL |  | 2000-08-09 | ASSOCIATED SURGICAL CHENNAI |  | DMS | 56509/CP II/1/2000 DT30/6/2000 |  |  | 2240 | yes
386 | KOVILPATTI | Centrifuge | C | ELECRICAL |  | 2000-08-09 | ASSOCIATED SURGICAL CHENNAI |  | DMS | 56509/CP II/1/2000 DT 30/6/2000 |  |  | 2240 | yes
387 | KOVILPATTI | Centrifuge | C | ELECTRICAL |  | 2000-08-09 | ASSOCIATED SURGICAL CHENNAI |  | DMS | 56509/CP II/1/2000 DT 30/6/2000 |  |  | 2240 | yes
388 | KOVILPATTI | Computer | C | WIFRO DC |  | 2014-03-19 | CARE IT SOLUTION PVT LTD CHENNAI |  | TNHSP | ELCOT/NW/TNHSP/NRHM/ADDL REQUIREMENT/CARE IT/M08/288/2013-2014 DT 02.09.2013 |  | 2017-03-19 | 22900 | yes
389 | KOVILPATTI | Pulse Oximeter | B2 | RAD 8 |  | 2014-04-02 | GRACE MFG TRADING CO NEW DELHI | NICU | TNMSC | RCH -II TNMSC/ENGG/2014/ 05/03/2014 | 2014-04-02 | 2015-04-02 | 68968 | yes
390 | KOVILPATTI | O2 Cylinder- D type | C | D TYPE |  | 2014-07-29 | SOLO GRAFT INDUSTRIES CHENNAI |  | TNMSC | 1909 / TNMSC/ENGG/2013-1 16/05/2014 |  |  | 9870 | yes
391 | KOVILPATTI | Centrifuge | C | ELECTRICAL |  | 2000-08-09 | ASSOCIATED SURGICAL CHENNAI |  | DMS | 56509/CO II/1/2000 DT30/6/2000 |  |  | 2240 | yes
392 | KOVILPATTI | Computer | C | WIFRO DC |  | 2014-03-19 | CARE IT SOLUTION PVT LTD CHENNAI |  | TNHSP | ELCOT/NW/TNHSP/NRHM/ADDL REQUIREMENT/CAREIT/M08/288/2013-2014 DT 02.09.2013 | 2014-03-19 | 2017-03-09 | 22900 | yes
393 | KOVILPATTI | Air-Conditioner - Window / Split | C | PANOSONIC |  | 2014-06-13 | V.R.ENGG KOVILPATTI | NICU | OTHERS |  | 2014-06-13 | 2019-06-13 | 32000 | yes
394 | KOVILPATTI | Needle destroyer / Syringe Destroyer | C | CUP CUTTER |  | 2014-08-14 | PRAVIN SURGICAL KOVILPATTI. | FGEMALE WARD | OTHERS |  | 2014-08-14 |  | 400 | yes
395 | KOVILPATTI | Needle destroyer / Syringe Destroyer | C | CUP CUTTER |  | 2014-08-14 | PRAVIN SURGICAL KOVILPATTI | CASUALTY | OTHERS |  |  |  | 400 | yes
396 | KOVILPATTI | CCTV System | B2 | HIKVISION DOM IR CAMERA |  | 2013-10-16 | ESSARR MARKETER | LABOUR WARD | OTHERS | 1314/ P+D 2013 10/102013 |  | 2014-10-16 | 3000 | yes
397 | KOVILPATTI | O2 Cylinder- D type | C | D TYPE |  | 2014-07-29 | SOLO GRAFT INDUSTRIES CHENNAI |  | TNMSC |  |  |  | 9870 | yes
398 | KOVILPATTI | Centrifuge | C | ELECTRICAL |  | 2000-08-09 | ASSOCIATED SURGICAL CHENNAI |  | DMS | 56509/CP II/1/2000 DT 30/6/2000 |  |  | 2240 | yes
399 | KOVILPATTI | Centrifuge | C | EIECTRICAL |  | 2000-08-09 | ASSOCIATED SURGICAL CHENNAI |  | DMS | 56509/CP II/1/2000 DT 30/6/2000 |  |  | 2240 | yes
400 | KOVILPATTI | Computer | C | WIFRO DC |  | 2014-03-19 | CARE IT SOLUTION CHENNAI |  | TNHSP | ELCOT/NW/TNHSP/NRHM/ADDL REQUIRMENT.CARE IT/M08/288/2013-2014 DT 02.09.2013 | 2014-03-19 | 2017-03-19 | 22900 | yes
401 | KOVILPATTI | Printer | C | TUSE HD250 GOLD DMP |  | 2014-03-19 | SGS ELECTRANICS CHENNAI |  | TNHSP | ELCOT/NW/TNHSP/NRHM/ADDITIONAL REQUIREMENT/SGS/M-09/286/2013-14 | 2014-03-19 | 2017-03-19 | 8490 | yes
402 | KOVILPATTI | CCTV System | B2 | HIKVISION DOME IR CAMERA |  | 2013-10-16 | ESSARR METKETER YHIRUNELVELI |  | OTHERS | 1314/ P+D 2013 10/10/2013 |  | 2014-10-16 | 3000 | yes
403 | KOVILPATTI | Centrifuge | C | ELECTRICAL |  | 2000-08-09 | ASSOICIATED SURGICAL CHENNAI |  | DMS |  |  |  | 2240 | yes
404 | KOVILPATTI | Centrifuge | C | ELECTRICAL |  | 2000-08-09 | ASSOCIATED SURGICAL CHENNAI |  | DMS | 56509/CP II/1/2000 DT 30/6/2000 |  |  | 2240 | yes
405 | KOVILPATTI | Computer | C | WIFRO DC |  | 2014-03-19 | CARE IT SOLUTION PVT LTD CHENNAI |  | TNHSP | ELCOT/NW/TNHSP/NRHM/ADDL REQUIREMENT/CARE IT/M08/288/2013-2014-DT 02.09.2013 | 2014-03-19 | 2017-03-19 | 22900 | yes
406 | KOVILPATTI | Computer | C | WIFRO DC |  | 2014-03-19 | CARE IT SOLOUTION PVT LTD CHENNAI |  | TNHSP | ELCOT/NW/TNHSP/NRHM/ADDLREQUIREMENT/CAREIT/M08/288/2013-2014 DT 02.09.2013 | 2014-03-19 | 2017-03-19 | 22900 | yes
407 | KOVILPATTI | Printer | C | TUSE HD250 GOLD DMP |  | 2014-03-19 | SGS ELECTRANICS CHENNAI | DISPENSARY | TNHSP | ELCOT/NW/TNHSP/NRHM/ADDITIONAL REQUIREMENT/SGS/M09/286/2013/2014 |  | 2017-03-19 | 8490 | yes
408 | KOVILPATTI | Air-Conditioner - Window / Split | C | PANOSONIC |  | 2014-06-13 | V.R ENGG KOVILPATTI | NICU | OTHERS |  | 2014-06-13 | 2019-06-13 | 32000 | yes
409 | KOVILPATTI | Needle destroyer / Syringe Destroyer | C | CUP CUTTER |  | 2014-08-14 | PRAVIN SURGICAL KOVILPATTI | AE WARD | OTHERS |  |  |  | 400 | yes
410 | KOVILPATTI | Needle destroyer / Syringe Destroyer | C | CUP CUTTER |  | 2014-08-14 | PRAVIN SURGICAL KOVILPATTI. | ICU | OTHERS |  |  |  | 400 | yes
411 | KOVILPATTI | Needle destroyer / Syringe Destroyer | C | CPU CUTTER |  | 2014-08-14 | PRAVIN SURGICAL KOVILPATTI. | OPD | OTHERS |  |  |  | 400 | yes
412 | KOVILPATTI | Needle destroyer / Syringe Destroyer | C | CUP CUTTER |  | 2014-08-14 | PRAVIN SURGICAL KOVILPATTI |  | OTHERS |  |  |  | 400 | yes
413 | KOVILPATTI | Needle destroyer / Syringe Destroyer | C | CUP CUTTER |  | 2014-08-14 | PRAVIN SURGICAL KOVILPATTI |  | OTHERS |  |  |  | 6300 | yes
414 | KOVILPATTI | Printer | C | TUSE HD250 GOLD DMP |  | 2014-03-19 | SGS ELECTRANICS CHENNAI |  | TNHSP | ELCOT/NW/TNHSP/NRHM/ADDITIONAL REQUIREMENT SGS/M09/286/213-14 | 2014-03-19 | 2017-03-19 | 8490 | yes
415 | KOVILPATTI | Air-Conditioner - Window / Split | C | PANASONIC |  | 2014-06-13 | V.R ENGG KOVILPATTI | NICU | OTHERS |  | 2014-06-13 | 2019-06-13 | 32000 | yes
416 | KOVILPATTI | Printer | C | TUSE HD250 GOLD DMP |  | 2014-03-19 | SGS ELECTRANICS CHENNAI |  | TNHSP | ELCOT/NW/TNHSP/NRHM/ADDITIONAL REQUIREMENT/SGS M-09/286/2013-14 | 2014-03-19 | 2017-03-19 | 8490 | yes
417 | KOVILPATTI | Air-Conditioner - Window / Split | C | PANASONIC 1.5 TR |  | 2014-06-13 | VR ENGINEERING KOVILPATTI |  | OTHERS |  |  | 2019-06-19 | 32000 | yes
418 | KOVILPATTI | N2O Cylinder - A type | C |  | 18372 | 2007-09-23 | warehouse kiadb industrial area mysore |  | TNHSP | MD/TNMSC/TNHSP/ICB/CE1/2007 Dt 27/6/2007 |  |  | 4713 | yes
419 | KOVILPATTI | Microscope - Mono Ocular(Self Illuminating) | C | MONO +BINO OCULAR |  | 2014-01-25 | SOLO GRAFT | MICRO - BIOLOGY LAB | TNHSP | TNHSP / TNMSC /AG 8 / 2013 DATE-22/10/2013 | 2014-01-25 | 2015-01-25 | 37200 | yes
420 | KOVILPATTI | Needle destroyer / Syringe Destroyer | C | CUP CUTTER |  | 2014-08-14 | PRAVIN SURGICAL KOVILPATTI. | DIALYSIS UNIT | OTHERS |  |  |  | 400 | yes
421 | KOVILPATTI | Needle destroyer / Syringe Destroyer | C | CUP CUTTER |  | 2014-08-14 | PRAVIN SURGICAL KOVILPATTI |  | IPPV |  |  |  | 400 | yes
422 | KOVILPATTI | MOBILE PHONE |  | NOKIO |  | 2012-03-27 | JDHS THOOTHUKUDI | LABOUR WARD | TNHSP |  | 2012-03-28 |  | 0 | yes
423 | KOVILPATTI | Haemoglobinometer | C |  |  | 2011-09-21 | SOLOCRAFT | LAB | RCH | RCH II/TNMSC/ENGG/4536/2010 6.10.2010 | 2011-10-03 |  | 17200 | yes
424 | KOVILPATTI | Cardiac Monitor | C | INTEGRA 1-E | C10812AM40~41 | 2009-01-05 | CONCEPT AND INTEGRATION PVT.LTD~PUNE | ICU | TNHSP | TNHSP/TNMSC/P3E13/2008 10.10.2008 | 2009-10-30 |  | 49000 | yes
425 | KOVILPATTI | Electric Calorimeter | C |  |  | 2011-03-28 | JUPITOR MANUFACTURING WORKS~ COIMBATORE | LAB | RCH | RCH II/TNMSC/ENGG/4538 6.10.2010 | 2011-04-08 |  | 5300 | yes
426 | KOVILPATTI | ECG machine computerized | B | EDAN SE3 | 309035-M11801710092 | 2011-10-03 | MADRAS SURGICALS AND CHEMICALS | ICU | TNHSP | TNHSP/TNMSC/ENGG/AG27/11 4.07.2011 | 2011-10-13 | 2012-10-12 | 36637 | yes
427 | KOVILPATTI | Magnavision Lamp | C |  |  | 2011-05-16 | JUPITOR MANUFACTURING WORKS~COIMBATORE | LABOUR WARD | OTHERS | 04R/NRHM/TNMSC/ENGG/2011 12.02.2011 | 2011-05-16 |  | 4400 | yes
428 | KOVILPATTI | Infusion Pump/Infusion Syringe Pump/Insulin Syringe Pump | C | ST670 | 37230D/28~37226D/28 | 2010-11-16 | TRANS HEALTH CARE INDIA | LABOUR WARD | RCH | RCH II/TNMSC/ENGG/E38/2010 4.02.2010 | 2010-11-16 | 2011-11-15 | 43200 | yes
429 | KOVILPATTI | Mono cular Microscope | C | PLS 118 ISI |  | 2011-03-28 | JUPITOR MANUFACTURING~COIMBATORE | LAB(BLOOD BANK) | RCH | RCH II/TNMSC/ENGG/7146/2010 6.10.2010 | 2011-04-23 |  | 12500 | yes
430 | KOVILPATTI | Infusion Pump/Infusion Syringe Pump/Insulin Syringe Pump | C |  |  | 2011-08-13 | TRANS HEALTH CARE INDIA | ICU AND LABOUR WARD | TNHSP | TNHSP/TNMSC/AG15/2011 1.07.2011 | 2011-08-16 | 2011-08-18 | 50400 | yes
431 | KOVILPATTI | Weighing machine infant | C |  |  | 2011-01-31 | JUPITOR MANUFACTURING WORKS~COIMBATORE | LABOUR WARD | RCH | RCH II/TNMSC/ENGG/4538/2010-3 16.10.2010 | 2011-01-31 | 2012-01-31 | 4600 | yes
432 | KOVILPATTI | Biopsy Forceps |  |  |  | 2012-05-07 | Solokrafts |  | TNMSC | TNHSP/ TNMSC / AG33/2013/ DT 3/2/2012 |  | 2013-11-07 | 3020 | yes
433 | KOVILPATTI | Endocervical Currette |  |  |  | 2012-05-07 | Solokrafts |  | TNMSC | TNHSP - TMNSC /AG33/2011 DT 3/2/2012 |  | 2013-11-07 | 940 | yes
434 | KOVILPATTI | Endocevical Speculum |  |  |  | 2012-05-07 | Solokrafts |  | TNMSC | TNHSP/TMNSC/AG33/2011/DT 03/02/2012 |  | 2013-11-07 | 3200 | yes
435 | KOVILPATTI | Ear Surgery Instruments n |  |  |  | 2012-04-25 | General Surigal Company PVT . Ltd | OT. | TNMSC |  | 2012-04-25 | 2015-04-25 | 201960 | yes
436 | KOVILPATTI | SEMI AUTO ANALYSER |  | RX-50 | TN 10J065 | 2010-11-11 | MICROLAB INSTRUMENTS~AHMEDABAD | LAB | RCH | RCH-II/TNMSC/ENGG/E38/2010-2012 dt 19.08.2010 | 2010-11-11 | 2011-11-10 | 44400 | yes
437 | KOVILPATTI | Binocular Mircroscope |  | BR-300 | R 10071191 | 2010-10-10 | REMI ELECTROTECHNIK LTD~MAHARASTRA | BLOOD BANK | RCH |  | 2010-10-18 |  | 59750 | yes
438 | KOVILPATTI | FOCUS LAMP |  |  |  | 2010-12-16 | GENERAL SURGICAL COMPANY | LABOUR WARD | RCH | RCH-II/TNMSC/ENGG/4538/2010-2 DT 6.10.2010 | 2008-12-16 | 2011-12-15 | 19000 | yes
439 | KOVILPATTI | Inverter | C | 1.0KVA DC POWER | T1061032555~T1061032556 | 2006-08-19 | NUMERIC POWER SYSTEM LTD PANDICHERRY | LABOUR WARD | TNHSP | TNHSP/TNMSC/ENGG 106/~18/07/2006 | 2009-09-15 |  | 23650 | yes
440 | KOVILPATTI | Inverter | C |  | 435985~425032 | 2009-08-01 | ANNAMALAI AGENCY 117.F~SOUTH BAZAR~KOVIL PATTI. | LABOUR WARD | TNMSC |  |  |  | 16700 | yes
441 | KOVILPATTI | Inverter | C |  |  | 2009-08-21 | ANNMALAI AGENCY | LABOUR WARD |  |  |  |  | 16700 | yes
442 | KOVILPATTI | Vacuum extractor metal | C |  |  | 2007-02-16 | MADRAS SURGICAL AND CHEMIICALS CHENNAI | LABOUR WARD | TNHSP | TNHSP/TNMSC/ENGG/06/CE13~30/6/06 | 2007-04-03 |  | 9400 | yes
443 | KOVILPATTI | Generator | C | GEN SET WITH BATTERY | 9833295~9833961 | 2007-03-12 | FERMIIER ENGINEERS PVT LTD | LABOUR WARD | TNHSP | TNHSP/TNMSC/CG3/06/~DT 23/01/2007 |  |  | 88800 | yes
444 | KOVILPATTI | Diathermy Machine (Electric Cautery) | B | OPS026 |  | 2007-06-30 | JUPITER MANUFACTURING COMPANY COIMBATORE | PPOT and amp; MOT | DMS |  | 2007-10-29 |  | 36000 | yes
445 | KOVILPATTI | Multi Para Monitor | B2 | XLMON | 6030 | 2007-02-06 | SILICON LAB PVT LTD CHENNAI | LABOUR WARD | TNHSP | TNHSP/ENGG/CE9/06~25/10/2006 | 2007-02-21 |  | 70000 | yes
446 | KOVILPATTI | Elisa Reader cum washer | B2 |  |  | 2006-08-17 | JACOB SCIENTIFIC~ CHENNAI-32 | BLOOD BANK | OTHERS |  | 2006-09-14 |  | 349774 | yes
447 | KOVILPATTI | Boyles Apparatus with Fluotec and circle absorber | B | ANS006 |  | 2008-09-02 | MADRAS SURGICALandamp;CHEMIICALS CHENNAI | MOT | DRHM | 2394/NRHM/TNMSC/2008-3 Dt 8/3/2008 | 2008-09-08 |  | 130000 | yes
448 | KOVILPATTI | B.P.apparatus table model | C | TABLE MODEL |  | 2008-09-20 | VIBASH SURGICAL PVT COIMBATORE | LABOUR WARD | TNHSP | TNHSP/TNMSC/P3 E18 Dt 11/8/2008 | 2008-09-25 |  | 540 | yes
449 | KOVILPATTI | Weighing machine paed | C | HOOK |  | 2008-06-23 | JUPITOR MANUFACTURING COIMBATORE | LABOUR WARD | TNHSP | TNHSP/TNMSC/ENGG/BMWM8 Dt 28/4/2008 | 2008-07-08 |  | 1125 | yes
450 | KOVILPATTI | Test tube holders | C |  |  | 2011-03-30 | SUDAGAR BIOLOGICALandamp;CHEMICALS CHENNAI | LAB | RCH | RCH II /TNMSC/ENGG/4538 Dt 6/10/2010 | 2011-04-08 |  | 34 | yes
451 | KOVILPATTI | Needle destroyer / Syringe Destroyer | C |  | 9155 to 9169 | 2008-09-08 | GLO LIFE CARE EQIPMENTS CHENNAI | ALL WARDS |  |  |  | 2009-09-07 | 11778 | yes
452 | KOVILPATTI | Blood Collection Monitor / Mechanical Agitator | C | BCM 10 | CDCM432 | 2010-04-15 | REMII ELECTRO TECHNIC LTD THENI | BLOOD BANK | DRHM | 18R/NRHM/HSP/TNMSC/2010BCM 10 |  | 2011-06-06 | 31377 | yes
453 | KOVILPATTI | Diathermy Machine (Electric Cautery) | B | 2MHZ UNIPOLAR/BIPOLAR ELECTRODE |  | 2007-03-21 | SOLOCRAFTS | PPOT | OTHERS | RESO3/TANSAC/TNMSC/SRM/006 | 2007-04-09 |  | 19500 | yes
454 | KOVILPATTI | Test tube stands | C | RPP 40 PLACES FOR 20mm |  | 2011-03-28 | JUPITOR MANUFACTURING WORKS | LAB | RCH | RCH II /TNMSC/ ENGG/4538/2010-5 DT-6/10/2010 | 2011-04-08 |  | 480 | yes
455 | KOVILPATTI | B.P.apparatus stand model | C | stand model |  | 2011-05-02 | jayam enterprises ~chennai -53 | labour ward ~cemoncOT | RCH | RCH II/ TNMSC/ENGG/4538/2011Dt-10/2/2011 | 2011-05-06 | 2012-05-01 | 6000 | yes
456 | KOVILPATTI | O2 Cylinder- A type | C |  | 183591 | 2007-09-23 | WAREHOUSE KIADB INDUSTRIAL AREA HEBBALMYSORE |  | TNHSP | MD TNHSP/TNMSC/ICB/CE1/2007 DT 27/6/2007 |  |  | 4713 | yes
457 | KOVILPATTI | Alpha Bed with motor | C |  |  | 2007-06-30 | JUPITOR MANUFACTURING COMPANY COIMBATORE | AE WARD | DMS | DMS REF NO 35047/S+P/1/07 Dt26/4/07 | 2007-07-04 |  | 19800 | yes
458 | KOVILPATTI | Stethoscope | C |  |  | 2001-04-07 | M/S ASSOCIATED SURGICAL CHENNAI | M O T | OTHERS | 120022/EP11/1/2000~DT 25/01/2001 | 2001-05-25 |  | 3105 | yes
459 | KOVILPATTI | Suction Apparatus - Electrical | C | CANNULA CALINET |  | 2003-12-27 | M/S M.C DALAL andamp; CO CHENNAI | M OT | TNMSC | 20795/TNMSC/ENGG/03/1 ~ DT 16/10/2003 | 2004-08-25 |  | 4800 | yes
460 | KOVILPATTI | Generator | C |  |  | 2008-12-10 | SURYA SURGICAL INDUSTRIES CHENNAI112 | MOT | OTHERS | DMSRH CHENNAI 51190/S+P/1/2008 DT 10.11.08 | 2008-12-18 | 2011-12-09 | 184600 | yes
461 | KOVILPATTI | O2 Cylinder- A type | C |  |  | 2008-03-05 | SOLOCRAFT INDUSTRIES CHENNAI | [5 empty] | 24198 | yes
462 | KOVILPATTI | N2O Cylinder - B type | C |  |  | 2008-04-05 | solokraft industries chennai |  | TNMSC | md/tnmsc/tnhsp/p2e19/07/dt 28.11.07 | 2008-04-08 |  | 4456 | yes
463 | KOVILPATTI | Binocular Mircroscope | B2 | jars | R10071191 | 2010-10-10 | pawar electro system pvt ltd maharastra |  |  | RCHII /TNMSC/ENGG/7146/2010/DT27.5.10 |  |  | 59750 | yes
464 | KOVILPATTI | Dielectric Tube Sealer | C | CDS51 CLINIRON |  | 2003-03-27 | SCIENTIFIC GENEROLD TRADERS CHENNAI | BLOOD BANK | OTHERS | 7856/SPS/1/2002 DT 21/3/2003 | 2003-03-27 |  | 55800 | yes
465 | KOVILPATTI | Auto Clave HP Vertical (2 bin) | C |  |  | 2003-12-27 | MC DALALandamp;CO CHENNAI | AEOT | TNMSC | 20795/TNMSC/ENGG/03/1 16/10/2003 | 2010-07-28 |  | 16994 | yes
466 | KOVILPATTI | Weighing machine infant | C |  |  | 2006-01-27 | SOLO KRAFT INDUSTRIES CHENNAI | BB | TNMSC | RNS009/TANSAC/TNMSC/SR7/06~ DT 08/11/2006 | 2007-03-01 |  | 880 | yes
467 | KOVILPATTI | Auto Clave HP Horizontal-CYLINDRICAL | C |  |  | 2008-05-09 | VISHAL HOSPITAL FURNITURE CHENNAI | PP OT ~ EYE OT |  | 2394 |  |  | 16300 | yes
468 | KOVILPATTI | Auto Clave HP Horizontal-CYLINDRICAL | C |  |  | 2009-12-22 | SOLO KRAFT INDUSTRIES CHENNAI | CEMON OT | RCH | RCH/2/TNMSC/ENGG/E18/2009~DT 08/08/2009 |  | 2010-12-21 | 132000 | yes
469 | KOVILPATTI | O2 Cylinder- B type | C |  |  | 2008-03-05 | SOLO KRAFT INDUSTRIES CHENNAI | ALL WARDS |  | TNHSP/TNMSC/P2E1907~DT 28/11/2007 |  |  | 6530 | yes
470 | KOVILPATTI | Electrolyte Analyser | B2 | EASYLYTE |  | 2007-10-10 | TRANSASIA LTD CHENNAI | LAB | DMS | 13802/S+P/3-07~DT 03/08/2007 | 2007-10-12 |  | 140000 | yes
471 | KOVILPATTI | Cell Counter | B2 | SYSMEX KX21 | B3205 | 2008-09-09 | TRANSASIA CHENNAI | LAB | DMS | DMS CHENNAI 47975/S+P/1/08~DT 13/08/2008 | 2008-09-29 |  | 334952 | yes
472 | KOVILPATTI | Laproscope Double Puncture | B2 |  |  | 2006-02-17 | DDFW TUTICORIN | PPOT |  |  | 2007-03-10 | 2008-06-16 | 218000 | yes
473 | KOVILPATTI | Stethoscope | C | PEADIATRIC MICRO TONE TYPE |  | 2003-10-18 | UNI PHARMA CHENNAI |  | TNMSC | 20795/TNMSC/ENGG/2003~DT 01/10/2003 |  |  | 1858 | yes
474 | KOVILPATTI | Binocular Mircroscope | B2 | T.S120 | 103 | 2010-08-12 | tenkasi govt hospital | BLOOD BANK |  |  | 2010-08-12 |  | 59750 | yes
475 | KOVILPATTI | Dental Chair(Electric/Hydraulic/Manual) | B2 |  |  | 2003-04-25 | ASSOCIATED SURGICAL CHENNAI 2 | DENTAL OP | OTHERS | 30901 | 2003-06-02 |  | 187400 | yes
476 | KOVILPATTI | O2 Cylinder- A type | C |  |  | 2008-04-08 | SOLOCRAFT INDUSTRIES CHENNAI |  |  | MD/TNMSC/2394/NRHM/TNMSC/2008-04 | 2008-04-08 |  | 4550 | yes
477 | KOVILPATTI | Blood Collection Monitor / Mechanical Agitator | C |  |  | 2004-11-24 | MO GOVT HOSPITAL TIRUVARUR | BLOOD BANK |  |  | 2004-11-27 |  | 0 | yes
478 | KOVILPATTI | Blood Collection Monitor / Mechanical Agitator | C |  |  | 2005-08-17 | MO GH TIRUVARUR |  |  |  | 2005-08-24 |  | 0 | yes
479 | KOVILPATTI | Weighing machine infant | C |  |  | 2009-09-17 | VISHAL HOSPITAL FURNITURES | LABOUR and amp; PEAD WARD | TNMSC | 2394/TNMSC/ENGG/09/39 DT 22/4/2009 | 2009-10-09 |  | 695 | yes
480 | KOVILPATTI | Auto Clave HP Horizontal-CYLINDRICAL | C |  |  | 2008-05-20 | VISHAL HOSPITAL FURNITURES CHENNAI | PP OT ~ EYE OT |  | MD/TNMSC/2396/NRHM/TNMSC/2008-35 |  |  | 16300 | yes
481 | KOVILPATTI | Audiometer | C |  | 601 | 2009-07-24 | RAJ HEARING CENTER CHENNAI | ENT ~OPD |  |  | 2009-07-28 | 2012-07-23 | 280000 | yes
482 | KOVILPATTI |  | C |  |  |  | VINAAYAGA AGENCY KOVIL PATTI | BLOOD BANK |  | ASGDHQH | 2011-09-19 |  | 21650 | yes
483 | KOVILPATTI | Binocular Mircroscope | B2 |  | BD IT -1377~1378 | 2010-10-18 | REMI ELECTRO TECHNIC LTD | [5 empty] | 290000 | yes
484 | KOVILPATTI | Battery operable elcetric | B2 | MHD1300 |  | 2012-11-05 | WINPOWER BRIGHT BATTERY CENTER | LABOUR WARD | OTHERS |  | 2012-11-05 | 2013-11-05 | 10300 | yes
485 | KOVILPATTI | Bowl steriliser - Medium | C |  |  | 2007-06-22 | VISHAL HOSPITAL FURNITURE andamp;CO CHENNAI | PPOT and amp; AEOT | OTHERS | DMS 10852/S+P/1/07 DT 19/2/2007 | 2007-07-23 |  | 6400 | yes
486 | KOVILPATTI | Bowl steriliser - Medium | C |  |  | 2003-11-14 | VISHAL HOSPITAL FURNITURES CHENNAI | AEOT | TNMSC | TNMSC/20795/ENGG/2003-27 DT 16.10.2003 | 2003-11-14 |  | 6840 | yes
487 | KOVILPATTI | Binocular Mircroscope | B2 |  |  | 2011-03-28 | JUPITER MANUFACTURING COIMBATURE | BB | RCH | RCH2/TNMSC/ENGG/7146/2010 DT 06/10/2010 | 2011-04-23 |  | 12500 | yes
488 | KOVILPATTI | CTG Monitor | B2 | FOETOGRAPH 992606 |  | 1999-06-28 | MS BCT MEDICAL PLTD | LABOUR WARD | OTHERS | 20531/CP1/1/99 Dt 21/3/99 | 1999-06-28 | 2000-06-27 | 114333 | yes
489 | KOVILPATTI | Shadowless Lamp stand model | B | MOBILE TYPE MAA LAMP |  | 2007-02-12 | SOUTH INDIA SURGICAL | LABOUR WARD | TNHSP | TNHSP/TNMSC/ENGG/06/CE15/Dt 18.7.06 | 2007-02-22 |  | 5700 | yes
490 | KOVILPATTI | Auto Clave HP Vertical (2 bin) | C |  |  | 2009-07-29 | SOLO KRAFT INDUSTRIES CHENNAI 118 |  | RCH | RCH2/TNMSC/EM99/E5/2009 ~ DT 29/04/2009 |  |  | 594700 | yes
491 | KOVILPATTI | Sterilizer Medium (Instrument) | C | 12x9 |  | 2008-04-05 | surya surgical industries chennai | labour ward | TNHSP | TNHSP/TNMSC/P2E20/2007 DT30.10.2007 | 2008-04-05 |  | 2720 | yes
492 | KOVILPATTI | Washing Machine | B2 | SAMSUNG | 5DRS700107 | 2009-09-16 | SATHYA AGENCIES LTD | PPOT | OTHERS |  | 2009-09-16 | 2010-09-15 | 23500 | yes
493 | KOVILPATTI | Deep Freezer | B2 |  | D/0608/TN | 2006-12-12 | PAWAR GROUP OF COMPANIES~NASIK | MO ROOM | OTHERS | TANSAC/TNMSC/E3/06 DT 11/05/2006 | 2006-12-12 |  | 51750 | yes
494 | KOVILPATTI | Inverter | C | HOME UPS 1.5KVA/24V | 28092010-1~28092010-2 | 2010-09-30 | ATOM POWER CONTROLS~ CHENNAI | AE WARD and amp; CHILDRENS WARD | OTHERS | 1667/Pandamp;D/2010 | 2010-09-30 | 2010-09-29 | 48000 | yes
495 | KOVILPATTI | ECG Monitor | B |  |  | 2006-06-16 | SOLO KRAFT | X RAY DEPT | DMS | 10620Sandamp;P/1/6 DT 12/04/2006 OF DMS | 2006-06-16 |  | 49703 | yes
496 | KOVILPATTI | Inverter | C | HOME UPS 1.5KVA/24V | 14092010-1 and 14092010-2 | 2010-09-15 | ATOM POWER CONTROLS~ CHENNAI | MAIN STORE~FEMALE WARD | OTHERS | 1667/Pandamp;D/10 DT 31/08/2010 |  | 2011-09-14 | 48000 | yes
497 | KOVILPATTI | Inverter | C | HOME UPS | 23092010-1~23092010-2 | 2010-09-25 | ATOM POWER CONTROLS~CHENNAI | MALE WARD and amp; MOT | OTHERS | 1667/Pandamp;T/2010 DT 17/09/2010 | 2010-09-25 | 2010-09-24 | 48000 | yes
498 | KOVILPATTI | Orthopaedic Operation Table - Image Intensifier Compatible | B2 |  |  | 2011-05-23 | VIBASH SURGICAL PVT LTD COIMBATURE | Received from cemonc OT on 11-9-2012 And transfer out Srivaikundam G.H | OTHERS | 51190Sandamp;P/1/2008 DT 10/01/2008 |  |  | 157950 | yes
499 | KOVILPATTI | Needle destroyer / Syringe Destroyer | C | ND 40 WATT |  | 2010-07-20 | LINCON SCIENTIFIC INSTRUMENTS and CHEMICALS | BLOOD BANK |  | 392/4/GFATM-R-11/TANSACS/TNMSC/09-01 DT 06/04/2010 | 2010-07-20 |  | 3400 | yes
500 | KOVILPATTI | Pulse Oximeter with NIB.P | B2 | FINGER PULSEOXY METER |  | 2011-12-19 | HARRI PRIYA PHARMACEUTICALS TUTICORIN | ICU | OTHERS | HS~GDHQ~HOSPITAL KOVIL PATTI | 2012-01-05 | 2012-12-11 | 2700 | yes
501 | KOVILPATTI | Vehicle mount fogging machine | B | PULSE FOG BRAND RPF/10SP |  | 2006-12-12 | ROYAL TRADE LINK PVT LTD NEW DELHI | OPD | OTHERS | TNMSC 87299/Sandamp;P/1/2006 DT 15/111/2006 | 2006-12-12 |  | 51792 | yes
502 | KOVILPATTI | Photo Calorie Meter - Analog / Digital | C | 8 FILTER |  | 2008-04-05 | ASSOCIATED SURGICAL | BLOOD BANK~1 TRANSFER TO SRIVAIKUNDAM GH | TNHSP | TNHSP/TNMSC/2394/NRHM2008-08 DT 11/03/2008 | 2008-04-05 |  | 11300 | yes
503 | KOVILPATTI | Refrigerator | C | RA21BDTSI/XTL/2010 |  | 2010-10-14 | ANNAI ELECTRONICS | ICU |  | HS.DGHQ.HOSPITAL KOVIL PATTI | 2010-10-14 | 2010-10-13 | 12800 | yes
504 | KOVILPATTI | Laryngoscope(Adult) | C | ADULT |  | 2011-01-31 | JUPITER MANUFACTURING WORKS COIMBATURE | LABOUR WARD | RCH | RCH 11/TNMSC/ENGG/4538/2010-3 DT 06/10/2010 | 2011-01-31 |  | 1540 | yes
505 | KOVILPATTI | Glucometer | C | IMPORTED | 260037384~260037499~260024147 | 2003-08-06 | ASSOCIATED SURGICAL~CHENNAI | LABOURATORY | DMS | 45036Sandamp;P/1/03 DT 12/06/2003 | 2003-08-06 |  | 9600 | yes
506 | KOVILPATTI | Glucometer | C |  |  | 2004-07-19 |  | LABOURATORY |  |  | 2004-07-19 |  | 0 | yes
507 | KOVILPATTI | O2 Cylinder- D type | C | D TYPE | 385907~385913~385919~395818~354575~354179 | 2010-09-13 | MADRAS SURGICAL~CHENNAI | AII WARDS AND OT | OTHERS | 93154/Sandamp;P/1/08 DT 10/09/2010 | 2010-09-13 |  | 51132 | yes
508 | KOVILPATTI | Foetal Monitor | B |  |  | 2003-08-06 | BATTERY OPERATED CUM MAINS OPERATED | LABOUR WARD | DMS | 45036/Sandamp;P/1/03 DT 12/06/2003 | 2003-08-06 |  | 10300 | yes
509 | KOVILPATTI | Baby Weighing Scale | C | ELECTRONIC WEIGHING MACHINE |  | 2008-12-30 | SURYA SURGICAL CHENNAI | LABOUR WARD | DMS | 51190/Sandamp;P/1/2008 DT 10/01/2008 | 2008-12-30 |  | 10920 | yes
510 | KOVILPATTI | O2 Cylinder- B type | C | C TYPE (15 LITER) | 165194~169498~169263~169408 | 2006-09-29 | ASSOCIATED SURGICAL CHENNAI | ALL WARDS | TNHSP | 110/TNHSP/TNMSC/ENGG/CE12 DT 02/0/ |  |  | 0 | yes
511 | KOVILPATTI | Ventilator - Portable | B2 | SERVO | 2801 | 2003-11-14 | BIO VISION MEDICAL SYSTEM | AE WARD | TNMSC | 20795/TNMSC/ENGG/03-32 DT 01/10/2003 | 2003-11-17 | 2008-11-13 | 585604 | yes
512 | KOVILPATTI | Infusion Pump/Infusion Syringe Pump/Insulin Syringe Pump | C | INFUSION DROPPER(AKASE INFU 300) | E04070494~E04070496 | 2007-04-18 | AKASE MEDICAL EQUIPMENTS | LABOUR WARD | DMS | 103928/Sandamp;P/1/06 DT 07/03/2007 | 2007-04-21 |  | 48800 | yes
513 | KOVILPATTI | Multi Para Monitor | B2 | BPM 700 GUARDIAN | 170-FH5014 | 2003-10-29 | M IT I ELECTRONIC PVT PANDICHERRY | AE OT | TNMSC | 20795/TNMSC/ENGG/03-31 | 2003-10-29 |  | 137700 | yes
514 | KOVILPATTI | O2 Cylinder- B type | C | B TYPE | 15083~15118~15264~15200~151113~15259~12694~18691 | 2008-04-05 | ASSOCIATED SURGICAL CHENNAI | ALL WARDS | DRHM | TNMSC/NRHM/2394/08-4 DT 08/03/2008 | 2008-04-05 |  | 41200 | yes
515 | KOVILPATTI | O2 Cylinder- B type | C | B TYPE | 121324~121343 | 2003-11-05 | ASSOCIATED SURGICAL | ALL WARDS | TNMSC | 20795/TNMSC/ENGG/2003-02 DT 01/10/2003 | 2003-11-05 |  | 8400 | yes
516 | KOVILPATTI | Sterilizer big (Instrument) | C |  |  | 2009-09-17 | VISHAL HOSPITAL FURNITURE WORK LTD CHENNAI | AE OT and amp; LAB WARD | TNMSC | ST/561/09-10/DT 05.09.09 | 2009-09-17 |  | 1950 | yes
517 | KOVILPATTI | Audiometer | C |  |  | 2009-07-24 | RAJ HEARING CENTER~CHENNAI | ENT OPD | TNHSP |  | 2009-07-24 | 2012-07-23 | 28000 | yes
518 | KOVILPATTI | Autoclave vertical single bin | C |  |  | 2007-03-02 | M.C.POLALTES |  | TNMSC | RNS008/TANSAC/TNMSC/SRM/05DT 09.11.06 | 2007-03-02 |  | 3674 | yes
519 | KOVILPATTI | Shadowless lamp ceiling type major | B | ANS034 |  | 2009-03-09 | JUPITER |  | TNMSC | 47975//STP/1/08/DT 04.02.09 |  |  | 26000 | yes
520 | KOVILPATTI | Ultra Sound Scanner - Portable | B2 |  |  | 2009-06-29 | wipro HEALTYH CARE~BANGLORE | LABOUR WARD | TNHSP | TNHSP/TNMC/ICB/P3E24/09/DT 2.05.2009 | 2009-06-29 | 2012-06-28 | 688296 | yes
521 | KOVILPATTI | Ultra Sound Scanner - Portable | B2 |  |  | 2011-12-19 |  | OPT | RCH | RCH II/TNMSC/ENGG/E44/2010/DT5.7.2011 | 2011-12-19 |  | 323800 | yes
522 | KOVILPATTI | Sterilizer big (Instrument) | C |  |  | 2003-12-27 | M.C.DOLAL and CO CHENNAI | PPOT and amp; ENT | TNMSC | 20795/TNMSC/ENGG/03/DT 16.10.03 | 2003-12-27 |  | 774 | yes
523 | KOVILPATTI | Shadowless lamp ceiling type major | B |  |  | 2009-03-09 | JUPITER MANUFACTURING WORKS COIMBATORE | PPOT | TNMSC | 47975/STP/2008/DT 04.02.08 | 2009-03-09 |  | 40000 | yes
524 | KOVILPATTI | Refrigerator | C | horizendal |  | 2009-08-17 | EAKCON SYSTEM ~CHENNAI | ICTC | OTHERS | ICTC/09/TANSAC/TNMSC/09 DT 15/06/2009 | 2009-08-17 |  | 34000 | yes
525 | KOVILPATTI | O2 Cylinder- B type | C |  |  | 2002-10-17 | ASSOCIATED SURGICALS INDIA | LAB WARD~AE WARD~CASUALTY and amp; MALE WARD | TNMSC | 1527/A3/03 DT 25.09.03 | 2002-10-17 |  | 2505 | yes
526 | KOVILPATTI | O2 Cylinder- B type | C |  |  | 2012-03-19 | PRAVEEN SURGICALS | ID WARD~EYE OT and amp; ICU | TNMSC |  | 2012-03-19 |  | 1300 | yes
527 | KOVILPATTI | O2 Cylinder- D type | C | 385901 | 385905 | 2010-11-30 | MADRAS SURGICALS and CHEMICALS | ICU~ CASUALITY~AE WARD~F.W WARD | TNMSC | 93154/Sandamp;P/1/08 DT 26.10.09 | 2010-11-30 |  | 1450 | yes
528 | KOVILPATTI | O2 Cylinder- D type | C |  |  | 2011-03-10 | MADRAS SURGICAL and CHEMICALS | MALE WARD~OT~LAB WARD~PPOT~ID WARD~ EYE WARD and amp; EYE OT | TNMSC | 93154/Sandamp;P/1/08/DT 26.10.09 | 2011-03-10 |  | 648 | yes
529 | KOVILPATTI | Ringlens System | C |  |  | 2012-04-12 | solokraft industries chennai |  | TNHSP | TNMSC/ICB/AG31/2011 DT29/02/12 |  | 2015-04-14 | 6987 | yes
530 | KOVILPATTI | Sliding Stretcher Multi Functional Hydraulic | B2 |  |  | 2006-06-24 | SOLOCRAFT INDUSTRIES MADRAS | LAB WARD~ OT | DMS | 10620/Sandamp;P/2/06/DT 12.04.06 | 2006-06-24 |  | 43200 | yes
531 | KOVILPATTI | Laryngoscope fibreoptic ENT | B2 | 2BLADE | CULOOO | 2010-12-29 | South INDIAsurgical chennai | LAB.WARD | RCH | Rch/TNMSC/NEGG/4538/2010-7 dt23/12/10 |  |  | 4800 | yes
532 | KOVILPATTI | Inverter | C | HOMEUPS3HOURS |  | 2009-09-17 | ATOM POWER CONTROLS | LABORATORY | OTHERS | 2003/Pandamp;D/08 | 2009-09-17 | 2010-09-16 | 24440 | yes
533 | KOVILPATTI | Inverter | C | Home UPS 3HOURS |  | 2011-04-06 | ATOM POWER CONTROLS CHENNAI | JAWAN WARD and amp;X -RAY DEPT | OTHERS | 1667/Pandamp;D/2010DT02/03/11 | 2011-04-06 | 2012-04-06 | 48000 | yes
534 | KOVILPATTI | Inverter | C | HOMEUPS 3HOURS | 08032011/01;08032011/02 | 2011-03-14 | ATOM POWER CONTROLS CHENNAL | LAB.WARD | OTHERS | 1667/Pandamp;D/2010DT2/3/11 | 2011-03-14 | 2011-03-13 | 48000 | yes
535 | KOVILPATTI | Bowl Steriliser - big | C |  |  | 2003-11-14 | VISHAL HOSPITAL FURNITURES CHENNAI | PPOT | TNMSC | 20795/TNMSC/ENGG/2003/DT 16.10.03 | 2003-11-14 |  | 6840 | yes
536 | KOVILPATTI | Dental Autoclave | C |  |  | 2003-10-29 | M/S CONFIDENTAL DENTAL EQUIPMENTS LTD CHENNAI 33 | DENTAL OT | TNHSP |  | 2003-10-30 |  | 27378 | yes
537 | KOVILPATTI | Syringe Pump | B |  |  | 2007-04-18 | AKAS MEDICAL EQUIPMENT CHENNAI | LAB WARD | DMS | 103928/Sandamp;P/1/06 DT 06.03.07 | 2007-04-18 |  | 28700 | yes
538 | KOVILPATTI | Refrigerator | C | HORIZENTAL-ROCKWELL | IC325SD | 2009-08-17 | EAKCON | ICTC | OTHERS | TANSAC/TNMSC/09DT15/06/09 | 2009-08-17 |  | 34000 | yes
539 | KOVILPATTI | O2 cylyinder for Boyles | C |  |  | 2011-01-18 | HARIPRIYA PHARMACETTICALS | ICU | TNMSC | 21212/L1/2010 30.12.10 | 2011-01-18 |  | 1750 | yes
540 | KOVILPATTI | Battery operable elcetric | B2 | AH BASE TUBULAR BATTERY |  | 2011-05-26 | ATOM POWER CONTROLS CHENNAI | LABORATORY | OTHERS | 1667/Pandamp;D/2010DT13/05/11 | 2011-05-26 | 2011-05-26 | 16600 | yes
541 | KOVILPATTI | O2 Cylinder- B type | C | V394 |  | 2001-08-27 | AALON MEDICAL LABORATORY | FEMALE WARD | TNMSC | 53843/CP11/DT 4/8/2001 | 2001-08-27 |  | 325 | yes
542 | KOVILPATTI | Operation Theatre Table - Electrical - All Type | B2 |  |  | 2009-06-19 |  |  | DMS | 51190/stp/1/08/02 |  |  | 15795 | yes
543 | KOVILPATTI | Battery operable elcetric | B2 | AH BASE TUBULAR BATTERY | 205243;202662;202734;202654 | 2012-03-27 | ATOM POWER CONTROLS CHENNAI | OPD;AE WARD | OTHERS | HS GH KOVILPATTI | 2012-03-27 | 2012-03-27 | 35600 | yes
544 | KOVILPATTI | Refrigerator | C | 3975 |  | 2003-02-07 |  | lab | OTHERS | 224/5394 |  |  | 9290 | yes
545 | KOVILPATTI | Refrigerator | C | 4078 |  | 2003-08-29 |  |  | OTHERS | 222/0235 |  |  | 9950 | yes
546 | KOVILPATTI | Refrigerator | C |  | 14110501006753 premium | 2006-01-16 |  |  | TNMSC |  |  |  | 7875 | yes
547 | KOVILPATTI | Shadowless lamp ceiling type minor | B |  |  | 2009-03-09 |  | Operation theater | OTHERS | 228 |  |  | 36000 | yes
548 | KOVILPATTI | Micro surgical instruments | B2 |  |  | 2012-03-06 |  | M.O.T | TNMSC | 4748/tnms/engg/2012-1 |  |  | 160000 | yes
549 | KOVILPATTI | Shadowless Lamp stand model | B | ANS-034 |  | 2009-03-09 |  |  | OTHERS | 230 |  |  | 26000 | yes
550 | KOVILPATTI | B.P.apparatus table model | C |  |  | 2011-01-18 |  |  | OTHERS | 2212/tv/2010 |  |  | 1300 | yes
551 | KOVILPATTI | Refrigerator | C |  |  | 2004-04-02 |  | lab | OTHERS |  |  |  | 7375 | yes
552 | KOVILPATTI | Magnavision Lamp | C |  |  | 2011-05-16 |  | Lobour ward | TNMSC | 04R/NRHM/TNMSC/Engg/2011 |  |  | 4400 | yes
553 | KOVILPATTI | B.P.apparatus table model | C |  |  | 2011-01-18 |  | ICU | OTHERS | 2212/11/2010 |  |  | 1300 | yes
554 | KOVILPATTI | Stopwatch -1/10 Sec | C |  |  | 2003-12-27 |  | AE ward | TNMSC | 20795/TNMSC/Engg/03 |  |  | 0 | yes
555 | KOVILPATTI | Test tube stands | C |  |  | 2008-04-05 |  | Lab ward | TNMSC | 2394 |  |  | 245 | yes
556 | KOVILPATTI | Operation Theatre Table - Electrical - All Type | B2 |  |  | 2008-04-05 |  |  | TNMSC | Tnmsc/Nrhm/2008-08 |  |  | 140000 | yes
557 | KOVILPATTI | Emergency Lamp | C |  |  | 2003-05-14 | [6 empty] | 9666 | yes
558 | KOVILPATTI | N2O Cylinder - A type | C | A type |  | 2003-12-30 | Datex ohmeda pvt ltd | All ward | TNMSC | 795/tnmsc/engg/2003-09 | 2003-12-30 |  | 17400 | yes
559 | KOVILPATTI | N2O Cylinder - A type | C |  |  | 2009-03-09 |  |  | TNMSC | DMS/NO/51190/SSP/1/2008 |  |  | 2108 | yes
560 | KOVILPATTI | Pulse Oximeter | B2 |  |  | 2003-08-04 |  | ppot | TNMSC | 4004836 |  |  | 0 | yes
561 | KOVILPATTI | Test tube stands | C |  |  | 2003-03-10 |  | Blood bank | OTHERS |  |  |  | 0 | yes
562 | KOVILPATTI | Pulse Oximeter | B2 |  |  | 2009-05-04 |  | ICU ward | TNMSC |  |  |  | 35000 | yes
563 | KOVILPATTI | Binocular Mircroscope | B2 | vision 2000 |  | 2006-04-05 |  | Lab | OTHERS |  |  |  | 12500 | yes
564 | KOVILPATTI | Cassettes X.ray | C |  |  | 2003-11-24 |  | x-ray departmet | TNHSP | 207951 |  |  | 7888 | yes
565 | KOVILPATTI | Suction Apparatus - Electrical | C |  |  | 2009-05-09 |  | CEMONC OT~ M.O.T~ EYE OT |  |  |  |  | 22000 | yes
566 | KOVILPATTI | Battery operable elcetric | B2 | LUMINUSKT14000YL 120Ah TUBLER BATTERY | 24C111E1-318512 AND D5C111E1-396572 | 2012-09-03 | WINPOWER BRIGHT BATTERY CENTER ~ KOVILPATTI | OPD | OTHERS | HS GDHS KOVILPATTI | 2012-09-03 | 2015-03-02 | 18100 | yes
567 | KOVILPATTI | Suction Apparatus - Electrical | C |  |  | 2009-03-17 | VISHAL HOSPITAL STEEL FURNITURE~CHENNAI | ICU WARD | TNMSC | TNHSP/TNMSC/ENGG/P3E/9/08 DT 11-8-08 | 2009-04-01 |  | 4140 | yes
568 | KOVILPATTI | Battery operable elcetric | B2 | LUMINUS KT1400YL 120Ah TUBLER BATTERY | 25C153E1374304 AND D5C111E1396712 | 2012-09-06 | WINPOWER BRIGHT BATTERY CENTER KOVILPATTI | HS ROOM | OTHERS |  |  | 2015-03-02 | 18100 | yes
569 | KOVILPATTI | B.P.apparatus table model | C |  |  | 2011-01-18 | HARIPRIYA PHARMA~19D~SOUTH RAJA STREET~TUTICORIN. | ICU AND CASUALITY | OTHERS | 2212/11/2010 DT 5/01/11 | 2011-02-04 |  | 4600 | yes
570 | KOVILPATTI | B.P.apparatus table model | C |  |  | 2009-05-04 | JDRHS~TUTICORIN | ICU WARD-2~LABOUR WARD-1~CMONC OT-1 | JDHS | 5217/A5/09 | 2010-10-20 |  | 1300 | yes
571 | KOVILPATTI | AUTOCLAVE IRON STAND (HIGH PRESSURE STERILIZER)12X20 | C | HIGH PRESSURE STERILIZER 12X20 |  | 2001-04-21 | ASSOCIATTED SURGICAL~CHENNAI | LABOUR WARD | DMS | EPE/20022/EP11/1/2000 | 2001-11-12 |  | 4600 | yes
572 | KOVILPATTI | Suction Apparatus - Foot operated | C |  |  | 2009-03-17 | VISHAL HOSPITAL STEEL FURNITURE~CHENNAI | PPOT | DMS | DMS-51190/SEP/1/08/2 DT 10.11.08 | 2009-10-22 |  | 8820 | yes
573 | KOVILPATTI | Needle destroyer / Syringe Destroyer | C |  |  |  | Medilink enterprises pvt.ltd.~ |  | OTHERS |  |  |  | 1620 | yes
574 | KOVILPATTI | N2O Cylinder - A type | C |  |  | 2003-10-10 | [6 empty] | 0 | yes
575 | KOVILPATTI | O2 Cylinder- B type | C |  | 181~143 | 2009-03-09 | Solo craft industrial ~ chennai |  | DMS | 51190/S+P1/108 dt 10/11/2008 | 2009-03-09 |  | 0 | yes
576 | KOVILPATTI | O2 Cylinder- A type | C |  |  | 1995-03-15 | JOL LIMITED | PPT | OTHERS | JVNO 17W 20368 DT 23-02-95 | 1995-09-19 |  | 2420 | yes
577 | KOVILPATTI | ECG machine computerized | B |  |  | 1997-06-21 | PUSRADE PRODUCTS BLOCK~ANNA NAGAR~CHENNAI |  | OTHERS | ME/SP1/96 DT 4-10-96 |  |  | 65736 | yes
578 | KOVILPATTI | Nebuliser Adult | C |  | 07043-1~071733-1 | 2009-06-17 | SOUTH INDIA SURGICALS~CHENNAI-2. |  | TNMSC | 2394/TNMSC/ENGG/2009-10 DT 22-4-2009 |  | 2010-06-16 | 0 | yes
579 | KOVILPATTI | O2 Cylinder- B type | C |  | 3162~3205~3166~3055~EKC3685~EKC3091 | 2009-05-04 | JDHS |  |  | JDHS ORDER - 5217/A5/09 DT 29-4-2009 |  |  | 0 | yes
580 | KOVILPATTI | B.P.apparatus dial model | C |  |  | 2006-03-27 | ASSOCIATED SURGICAL ~CHENNAI | SIDDHA WING | OTHERS |  |  |  | 166 | yes
581 | KOVILPATTI | Suction Apparatus - Electrical | C |  |  | 2009-03-20 | JUIPTER MANIFACTURING WORKS ~ COIMBATORE |  | DMS | DMSRH/47975/STP/1/08 DT 4-2-09 |  |  | 75000 | yes
582 | KOVILPATTI | O2 Cylinder- A type | C |  |  | 2003-10-10 |  |  |  | 739/05032581/10/03 |  |  | 0 | yes
583 | KOVILPATTI | B.P.apparatus dial model | C | ASSOCIATED SURGICAL~CHENNAI |  | 2006-03-27 |  | SIDDHA WING | OTHERS |  |  |  | 166 | yes
584 | KOVILPATTI | Suction Apparatus - Electrical | C |  |  | 2009-05-09 | GENARAL SURGICAL COMPANY INDIA LTD.~CHENNAI | ICU WARD | DMS | DMSRH/511PO/SLP/01/08 DT 10-11-2008 |  |  | 22000 | yes
585 | KOVILPATTI | Laproscope Single Puncture | B2 |  |  | 2011-08-15 |  | PPOT |  |  |  |  | 0 | yes
586 | KOVILPATTI | Laryngoscope(Adult) | C |  |  | 2009-05-04 | JDRHS ~ TUTICORIN | ICU~EYE OT~CEMONC OT | JDHS | 5217/A5/09 DT 29-04-2009 |  |  | 0 | yes
587 | KOVILPATTI | Weighing machine adult | C |  |  | 2011-09-12 | HARIPRIYA PHARAMEDICAL ~ TUTICORIN | HOMEOBATHY DEPT. | OTHERS | 988/U/11 DT 26-08-11 |  |  | 950 | yes
588 | KOVILPATTI | Weighing machine adult | C |  |  | 2010-09-21 | HARIPRIYA PHARAMEDICALS~TUTICORIN | FEMALE WARD | OTHERS |  |  |  | 950 | yes
589 | KOVILPATTI | Suction Apparatus - Electrical | C | [6 empty] | 5217/A5/09 |  |  | 0 | yes
590 | KOVILPATTI | Water Drum with Heater | C |  |  | 2003-05-16 | SOLO CRAFT~CHENNAI | JAWAN WARD~SP WARD |  | 121/53/2003 DT 23-4-2003 |  |  | 7800 | yes
591 | KOVILPATTI | Weighing machine adult | C |  |  | 2010-10-12 | HARIPRIYA PHARAMEDICALS~TUTICORIN | OPD | OTHERS |  |  |  | 950 | yes
592 | KOVILPATTI | Pulse Oximeter | B2 | 8008J |  | 2003-04-30 | GOVT.HOSPITAL ~ ETTAYAPURM | PPOT |  |  |  |  | 15000 | yes
593 | KOVILPATTI | Electricity Generator | B2 |  |  | 2012-11-15 | SPAIN ELECTRONOTICS CORP.(I) |  | TNMSC | 5405/.NRHM/TNMSC/EGG/2012 DT 28-02-2012 |  |  | 480821 | yes
594 | KOVILPATTI | Ventilator - Portable | B2 | LTV1200 | 12364590002 | 2013-01-09 | TRANS HEALTH CARE INDIA PVT LTD~ CHENNAI | ICCU | TNMSC | 2629/TNMSC/ENGG/2012-1~DT.21.12.2012 | 2013-01-09 | 2016-01-08 | 495000 | yes
595 | KOVILPATTI | Multi Para Monitor | B2 | S61 | E64587 | 2013-01-09 | TRANS HEALTH CARE INDIA PVT LTD~CHENNAI | ICU | TNMSC | 2629/TNMSC/ENGG/2012-1~DT.21.12.2012 | 2013-01-09 | 2016-01-07 | 49500 | yes
596 | KOVILPATTI | Defibrillator with Monitor | B2 | HEAST START XL+ | USN 1203358 | 2012-12-27 | MADRAS SURGICALS andamp; CHEMICALS~VELACHERY~CHENNAI. | ICU | TNMSC | 2629/TNMSC/ENGG/2012 DT 21-12-2012 | 2013-01-11 | 2016-01-11 | 188000 | yes
597 | KOVILPATTI | Automated Cell Counter | B2 | POCH 100i | F2800 | 2013-01-11 | TRANSASIA BIO MEDICAL PVT LTD~PUDDUCHERRY-605004 | LAB | TNMSC | 2630/TNMSC/ENGG/2012 | 2013-01-11 | 2015-12-31 | 285120 | yes
598 | KOVILPATTI | Inverter | C |  | UPS1211ENNS15904;BATTERY NO ;MREVO46301005466;MREVO46301005515 | 2014-08-12 | MIICROTEK E2 UPS | STORE | OTHERS |  | 2014-08-12 | 2016-08-12 | 26800 | yes
599 | KOVILPATTI | Laparoscope operating major with accessories | B1 | 1205VP CODE- GREEN | 12055vp | 2013-04-10 | VISHAL SURGICAL EQUIPMENT CO.PVT.LTD.~CHENNAI | M.O.T | TNMSC | 9907/TNMSC/engg/2012 dt18/02/212 | 2013-04-10 | 2016-04-10 | 1388153 | yes
600 | KOVILPATTI | Pulse Oximeter | B | Steller |  | 2008-05-01 |  | NICU |  |  | 2008-05-01 | 2009-01-05 | 23000 | yes
601 | KOVILPATTI | Pulse Oximeter | B | Steller |  | 2008-05-01 |  | OT |  |  | 2008-05-01 | 2009-01-05 | 23000 | yes
602 | KOVILPATTI | Pulse Oximeter | B | Steller |  | 2008-05-04 |  | Casuality |  |  | 2008-05-04 | 2009-04-05 | 23000 | yes
603 | KOVILPATTI | Pulse Oximeter | B | FuturaPleth |  | 2007-06-02 |  | OT |  |  | 2007-06-02 | 2008-02-06 | 23000 | yes
604 | KOVILPATTI | Pulse Oximeter | B | FuturaPleth |  | 2007-06-02 |  | Store |  |  | 2007-06-02 | 2008-02-06 | 23000 | yes
605 | KOVILPATTI | Pulse Oximeter | B | Steller |  | 2008-05-04 |  | Ward |  |  | 2008-05-04 | 2009-04-05 | 23000 | yes
606 | KOVILPATTI | Cardiac Monitor with defibrillator | C |  |  | 2007-03-02 | Trivitron | Casuality |  |  | 2007-03-02 | 2008-02-03 | 140000 | yes
607 | KOVILPATTI | Infusion pump | C | Infu300 |  | 2004-02-24 |  | Lab.ward and amp;Pead.ward | DMS | 755/Sandamp;P/1/04/DT8/1/04 | 2004-02-24 | 2005-02-24 | 69800 | yes
608 | KOVILPATTI | Infusion pump | C | Trivinfusa |  | 2007-02-28 | Trivitron | NICU |  |  | 2007-02-28 | 2008-02-28 | 23000 | yes
609 | KOVILPATTI | Video Gastroscope/Colonoscope/Dudenscope/Processor and Monitor | B1 | GIF LVI GASTROSCOPE | 1200389;1200254;3101616-4 | 2013-04-12 | HEALTH WARE PVT LTD HYDERABAD | MOT |  | 1549/TNMSC/ENGG/2012 DT04/03/2013 | 2013-04-16 | 2016-04-07 | 727658 | yes
610 | KOVILPATTI | Boyles apparatus with Ventilator | B |  |  | 2007-10-10 | LASON andamp; TURBO CHENNAI | PPOT | TNHSP | TNHSP/TNMSC/ICB/CE1/07DT27.06.07 | 2007-10-10 |  | 279444 | yes
611 | KOVILPATTI | Operation Table Hydraulic Major | B2 |  |  | 2008-02-14 | Jupiter | EYE OT | TNHSP | TNHSP/TNMSC/P2E6/07DT 11.09.07 | 2008-02-14 |  | 110240 | yes
612 | KOVILPATTI | Operation Table Hydraulic Major | B2 |  |  |  | Reliance | O.T. |  |  |  |  | 85000 | yes
613 | KOVILPATTI | Operation Table Hydraulic Major | B2 |  |  | 2008-04-23 | JUPITER | O.T. | TNMSC | TNMSC/NRHM/REF.NO-2394/08-09/DT08.03.08 | 2008-04-23 |  | 55120 | yes
614 | KOVILPATTI | Operation Table Hydraulic Major | B2 |  |  | 2007-03-01 | reliance INSTRUMENTS CORPORATION | MOT and amp;PPOT | TNHSP | TNHSP/TNMSC/EENGG/CE6/06DT07.09.06 | 2007-03-01 |  | 63329 | yes
615 | KOVILPATTI | Laproscope Double Puncture | C | karl stoz | 26031 |  | Vishal | MOT |  | TNHSP/TNMSC/ICB/CEZ06/12/12/06 | 2007-06-01 |  | 226121 | yes
616 | KOVILPATTI | Phototherapy Unit | C |  |  | 2007-01-22 |  | NICU |  |  | 2007-01-22 | 2008-01-22 | 12000 | yes
617 | KOVILPATTI | Phototherapy Unit | C |  |  | 2007-01-22 | MadrasSurgicals | NICU |  |  | 2007-01-22 | 2008-01-22 | 12000 | yes
618 | KOVILPATTI | Radiant Warmer | C |  |  | 2007-01-22 | MadrasSurgicals | Nicu |  |  | 2007-01-22 | 2008-01-22 | 23500 | yes
619 | KOVILPATTI | Radiant Warmer | C |  |  | 2007-01-22 | MadrasSurgicals | OT |  |  | 2007-01-22 | 2008-01-22 | 23500 | yes
620 | KOVILPATTI | Radiant Warmer | C |  |  | 2007-01-22 | MadrasSurgicals | L.Room |  |  | 2007-01-22 | 2008-01-22 | 23500 | yes
621 | KOVILPATTI | Radiant Warmer | C |  |  | 2007-01-22 | MadrasSurgicals | Ward |  |  | 2007-01-22 | 2008-01-22 | 23500 | yes
622 | KOVILPATTI | Refrigerator | C | RIFA195 | A195RMN190 | 2013-11-25 | GANTHYMATHY AGENCY ~KOVILPATTI | STORE | OTHERS |  | 2013-11-25 | 2018-11-25 | 17467 | yes
623 | KOVILPATTI | Multi Para Monitor | B2 | G3L | G3LL80093;G3LL80067;G3LL80082 | 2014-10-28 | TRANS HEALTH CARE INDIA PVT LTD CHENNAI | AEWARD; CASUALTY; NICU | TNHSP | TNHSP/TNMSC/AG88/2014DT;21/06/2014 | 2014-11-05 | 2014-11-05 | 432000 | yes
624 | KOVILPATTI | Multi Para Monitor | B2 | G3G | GG3GL90016;G3GL90019;G3GL90024;G3GL90047 | 2014-10-28 | TRANSHEALTH CARE PVT LTD CHENNAI | ICU;AEOT; MOT | TNHSP | TNHSP/TNMSC/AG88/2014 DT;21/06/2014 | 2014-11-05 | 2015-11-05 | 241200 | yes
625 | KOVILPATTI | Electric Shaker | C | ROTARY SHAKER;BDI 149 |  | 2014-11-08 | SOLOKRAFTS INDUSTRIES; CHENNAI 600118 | MICRO. LAB | TNHSP | TNHSP/TNMSC/AG871(R)2014-2 DT29/05/2014 | 2014-11-08 | 2015-11-08 | 32200 | yes
626 | KOVILPATTI | Multi Para Monitor | B2 | G3H |  | 2014-12-22 | TRANS HEALTH CARE INDIA PVT LTD CHENNAI.600078 | ICU | DMS | 73284/Sandamp;P/2013-3 DT24/09/2014 | 2014-12-23 | 2017-12-23 | 52200 | yes
627 | KOVILPATTI | Cardiac Monitor | C | TRUSCOPE MINI ECG |  | 2014-11-26 | SCHILLER HEALTH CARE PVT LTD ;PUDUCHERRY | CASUALITY | OTHERS | 73284/Sandamp;P/1/2013-2 DT24/09/2014 | 2014-11-26 | 2017-11-26 | 37000 | yes
628 | KOVILPATTI | Foetal Doppler | C | A100H |  | 2014-11-08 | MEDI WAVES INC ;DELHI | LAB.WARD | TNMSC | 17240/TNMSC/ENGG/2014-2015 | 2014-11-08 | 2017-11-08 | 4650 | yes
629 | KOVILPATTI | Laryngoscope(Paediatric) | C | NEONATE |  | 2014-07-02 | ASSOCIATED SURGICAL CHENNAI | NICU | TNMSC | 10177-4/TNMSC/ENGG/2013-1 DT 10.04.2014 | 2014-07-02 |  | 0 | yes
630 | KOVILPATTI | Multi Para Monitor | B2 | G3L | G3LL80067 | 2014-10-28 | TRANS HEALTH CARE INDIA PVT LTD CHENNAI | CASUALITY | TNHSP | TNHSP/TNMSC/AG88/2014 DT 21.06.2014 | 2014-11-05 | 2015-10-28 | 144000 | yes
631 | KOVILPATTI | Refrigerator | C | electrolux | 74509719 | 2007-12-22 | davey pharma | MAIN STORE | TNHSP | TNHSP/TNMSC/P2G5/2007 DT17/09/07 |  |  | 10400 | yes
632 | KOVILPATTI | Refrigerator | C | electrolux~ER180PR | 74509745 | 2007-12-22 | devey pharme | LABOUR WARD AND MAIN STORE | TNHSP |  | 2008-01-12 |  | 10816 | yes
633 | KOVILPATTI | Ventilators (Paediatrics) | B | advent | ADSOX71505 | 2007-05-17 | erkadi | lab.ward | TNHSP | TNHSP/TNMSC/ICB/CE3/2006 | 2007-05-24 |  | 493399 | yes
634 | KOVILPATTI | ALPS AUDIO METER |  | AD-2000 | SNA0012B002T | 2012-03-20 | ALPS INTERNATIONAL PVT. LTD | ENT DEPT | TNMSC | 4748/TNMSC/ENGG/2012-4 DT 0702/2012 | 2012-03-30 | 2015-03-30 | 44500 | yes
635 | KOVILPATTI | OAE ANALYZER |  | GSI AUDIO SCREENER( S.NO GS35933) | GS35933 | 2012-03-19 | ALLIANCE BIOMEDICA PVT.LTD | ENT DEPEMENT | TNMSC | 4748/TNMSC/ENGG/2012-5 DT. 07/02/2012 | 2012-03-30 | 2015-03-31 | 260000 | yes
636 | KOVILPATTI | IMPEDANCE AUDIO METER |  | AT-235 | SN 896811 | 2012-03-20 | ALPS INTERNATIONAL PVT . LTD | ENT | TNMSC | 4748/TNMSC/ENGG/2012-4 DT 07/02/2012 | 2012-03-30 | 2015-03-30 | 214000 | yes
637 | KOVILPATTI | ICU COT with mattresses |  | 203 E |  | 2011-11-22 | sollokraft industries ~chennai-18 | ICU | TNHSP | TNHSP/TNMSC/Ag13/2010. dt 12.08.11 | 2011-11-22 |  | 89850 | yes
638 | KOVILPATTI | ECG MACHINE COMPUTERISED |  | EDAN SE3 | 309035M11801710092 | 2011-10-03 | MADRAS SURGICALandamp;CHEMICALS CHENNAI | ICU | TNHSP | TNHSP/TNMSC/ENGG/AG27/11 dt 4.07.11 | 2011-10-13 | 2012-10-12 | 36637 | yes
639 | KOVILPATTI | SYRINGE INFUSION PUMP |  |  |  | 2008-08-11 | TRNAS HEAITH CARE INDIA PVT LTD ~ CHENNAI. | ICU AND LABOUR WARD | TNHSP | TNHSP/TNMSC/AG15/2011 dt 1.07.11 | 2011-08-13 | 2012-08-12 | 50400 | yes
640 | KOVILPATTI | CO2 INSUFFLATORS WITH ACCESSORIES |  | ALPHAFLATOR 15D | 701710156/T~701710157/T | 2011-01-05 | OM SURGICALS MUMBAI | CEMONC OT | RCH | RCH-II/TNMSC/ENGG/E32/2009 |  |  | 102600 | yes
641 | KOVILPATTI | Suction Apparatus - Electrical(Hivacuam) | B2 |  |  | 2006-11-08 | JUPITER MANUFACTURE WORKS ~COAMCBARTORE | Labour ward | TNHSP | TNHSP/TNMSC/ENGG/CE11/06 | 2006-12-11 |  | 17600 | yes
642 | KOVILPATTI | Glucometer | C | OPTIUM |  | 2011-02-02 | HARI PRIYA | ICU~AE WARD~LABOUR WARD~CASUALITY | OTHERS | 102/2011 |  | 2012-02-01 | 4000 | yes
643 | KOVILPATTI | Focus lamp Ordinary | C | MOBILE LIGHT EXAMIINATION |  | 2014-04-18 | JUPITOR MEDICAL EQUIPMENTSandamp; MANUFACTURE PVT LTD;COIMBATORE | ORTHO .O.T | TNMSC | 10177-14/TNMSC/ENGG/2013-2 | 2014-05-29 | 2017-05-29 | 5400 | yes
644 | KOVILPATTI | Inverter | C | 875VA~LUMIINOUS LONG BACK-UP UPS | UPS- 17D846C204864~17D846C2039289 | 2014-06-04 | WIN POWER BRIGHT BATTERY CENTER ~ KOVILPATTI | ROOM NO 500~ MALE~ FEMALE | OTHERS | 03.06.2014 | 2014-06-04 | 2016-06-04 | 12000 | yes
645 | KOVILPATTI | Auto analyser | B | AUTORA | RA0190214RBK | 2014-07-19 | ROBONIK (INDIA)PVT LTD ;; MUMBAI | LABORATORY | TNHSP | TNHSP/TNMSC/AG87a/2013 | 2014-07-25 | 2017-07-26 | 487197 | yes
646 | KOVILPATTI | Baby Incubators | B2 | P-002(A) |  | 2014-11-08 | SOLOKRAFTS CHENNAI | LAB.WARD | TNMSC | 10177-2/TNMSC/ENGG/2013 DT02/02/2014 | 2014-11-08 | 2017-11-08 | 54600 | yes
647 | KOVILPATTI | Echocardiogram Color | B1 | DC-T6 | PM -19000448 | 2012-01-26 | mindray medical private Ltd | ICU | TNHSP | TNHSP /TNMSC/ENGG/AG10 andamp; AG 22/11 | 2012-01-27 | 2012-01-19 | US $ 14494.58 | yes
648 | KOVILPATTI | Micro drill system |  | MARATHON MICRO MOTOR | 11222098 | 2012-02-16 | VAANSARI MARKETING SERVICES | STORE | TNMSC | 4748/TNMSC/ENGG 2012-2 DT 07.02.2012 | 2012-02-16 | 2015-02-15 | 87400 | yes
649 | KOVILPATTI | Operating Microscope (ENT) | B2 | CRISP-I | 31202 | 2012-03-05 | SANMA MEDINEERS | MOT | TNMSC | 4748/TNMSC/ENGG/2012/1 07/02/2012 | 2012-03-06 | 2015-03-05 | 160000 | yes
650 | KOVILPATTI | Ultra Sonogram -MOBILE | B | LOIGIQ C2 |  | 2011-09-30 | WIPRO GE HEALTH CARE | OPD | RCH | RCH-II/TNMSC/ENGG/E-44/2010~05/07/2011 |  | 2012-12-18 | 344000 | yes
651 | KOVILPATTI | Auto Clave HP Horizontal-CYLINDRICAL | C | HZ 512 SPL |  | 2011-08-10 | SOLO KRAFT INDUSTRIES CHENNAI | CEMON OT | TNMSC | 2396/TNMSC/ENGG/2010~DT 23/02/2011 |  | 2014-08-09 | 145000 | yes
652 | KOVILPATTI | Defibrillator with Monitor | B2 | HEART STRAT FRX | B12C05878-ICU B12C05534-CASUALITY B12C05556-CEMONC OT | 2012-06-05 | RD FROM PHILIPS ELECTRONICS INDIA LTD~PUDHUCHERRY | ICU | TNHSP | TNHSP/TNMSC/ICB/AG17/2012 | 2012-08-08 |  | 176088 | yes
653 | KOVILPATTI | Mannual Colposcope | C | ARI II-1D |  | 2012-09-04 | SOUTH INDIA SURSICAL CO.LTD | CEMONC OT | TNHSP | TNHSP/TNMSC/ENGG/AG30/2011 | 2012-09-07 |  | 130000 | yes
654 | KOVILPATTI | ECG Machine-Multichannel/Page Writer | B2 | BIONET CARDIOCARE2000PLUS | EEO0800596 andamp;EO0800865 | 2014-12-04 | JKMEDICAL SYSTEMS PVT LTD CHENNAI | CASUALITY; FEMALE WARD | DMS | 73284/Sandamp;P/1/2013-5 DT24/09/2014 | 2014-12-04 | 2017-12-04 | 89600 | yes
655 | KOVILPATTI | Foetal Monitor | B | BATTERY OPERATED |  | 2003-08-06 | ASSOCIATED SURGICAL CHENNAI |  | DMS | DMS/45036/SPS/1/03 DT12-06-2003 |  |  | 5160 | yes
656 | KOVILPATTI | Infusion Pump/Infusion Syringe Pump/Insulin Syringe Pump | C | EVADROP MP-1000 | MP1ALH389 | 2011-10-04 | Schiller Health Care India Pvt. Ltd. | ICU | TNHSP | TNHSP/TNMSC/AG16/2010 | 2011-12-05 | 2014-12-04 | 25900 | yes
657 | KOVILPATTI | Stethoscope | C |  |  | 2008-09-20 | VIBASH SURGICAL PVT COIMBATORE | LABOUR WARD | TNHSP | TNHSP/TNMSC/ENGG/2008 Dt 11/8/2008 | 2008-09-25 |  | 110 | yes
658 | KOVILPATTI | Laryngoscope(Adult) | C |  |  | 2008-09-20 | VIBASH SURGICAL COIMBATORE | LABOUR WARD | TNHSP | TNHSP/TNMSC/ENGG/P3E18/2008 Dt 11/8/2009 | 2008-09-25 |  | 725 | yes
659 | KOVILPATTI | O2 Cylinder- C type | C |  |  | 2011-02-08 | HARIPRIYA PHARMACETICALS TUTICORIN | EYE OT and amp; MALE WARD | TNMSC | 102U/11 | 2011-02-08 |  | 3500 | yes
660 | KOVILPATTI | Binocular Mircroscope | B2 |  |  | 2003-11-20 | ASOCIATED SURGICALS~CHENNAI | STORE | TNMSC | 20795/TNMSC/ENGG/2003-2 ~ 1.10.2003 |  |  | 9500 | yes
661 | SATHANKULAM | Infusion pump | C | Infu300 |  |  | Akas medical equipments | L.W. |  |  |  |  | 35000 | yes
662 | SATHANKULAM | Alpha Bed with motor | C |  |  | 2007-06-29 | Jupiter mfg. | Store |  |  | 2007-06-29 | 2008-06-29 | 10500 | yes
663 | SATHANKULAM | Operation Table Hydraulic Major | B2 |  |  | 2003-06-30 | Associate surgicals | O.T. |  |  | 2003-06-30 | 2004-06-30 | 75600 | yes
664 | SATHANKULAM | Operation Table Hydraulic Major | B2 |  |  | 2003-06-30 |  | O.T. |  |  | 2003-06-30 | 2004-06-30 | 75600 | yes
665 | SATHANKULAM | Ultra Sonogram -MOBILE | B | Ffsonic |  | 1996-03-30 | Kodye Tech. | Store |  |  | 1996-03-30 | 1997-03-30 | 325000 | yes
666 | SATHANKULAM | Auto Clave HP Horizontal-CYLINDRICAL | C | Horizontal |  | 2004-02-03 | Vibash Surgicals | O.T. |  |  | 2004-02-03 | 2005-03-02 | 145000 | yes
667 | SATHANKULAM | Auto Clave HP Vertical (2 bin) | C | Double Bin |  | 2009-07-03 | Solokrafts | W |  |  | 2009-07-03 | 2010-03-07 | 59600 | yes
668 | SATHANKULAM | X-ray Machine 100 mA | B | 100mA |  | 2004-05-25 |  | X-rayroom |  |  | 2004-05-25 | 2005-05-25 | 126500 | yes
669 | SATHANKULAM | Electric Calorimeter | C |  |  | 2000-01-19 |  | Lab |  |  | 2000-01-19 | 2001-01-19 | 0 | No
670 | SATHANKULAM | Glucometer | C |  |  |  |  | Lab |  |  |  |  | 0 | No
671 | SATHANKULAM | Pulse Oximeter | B | Steller P |  | 2008-09-01 |  | O.T |  |  | 2008-09-01 | 2009-01-09 | 35000 | yes
672 | SATHANKULAM | Radiant Warmer | C | OCW100 |  | 2008-12-11 | Datex Ohmeda | L.R. |  |  | 2008-12-11 | 2009-11-12 | 0 | No
673 | SATHANKULAM | Phototherapy Unit | C |  |  | 1996-03-15 |  | L.W. |  |  | 1996-03-15 | 1997-03-15 | 5600 | yes
674 | SATHANKULAM | Fibrilator | B2 | Heart Start FRx-Philips | B12C-05913 | 2012-10-09 | philips electronics india Ltd | OPD | TNMSC | 6301149293 | 2012-10-09 | 2013-10-09 | 325000 | yes
675 | SATHANKULAM | Pulse Oximeter | B2 | RAD8 | M71857 | 2014-04-15 | GRACEMFGandamp;TRADINGCO.(DELHI) | OT | RCH | RCH/TNMSC/ENGG/E67/2014-26/3/2014 | 2014-04-30 | 2019-04-30 | 140695 | yes
676 | SATHANKULAM | Pulse Oximeter | B2 | RAD8 | M71769 | 2014-04-30 | GRACE MFG.andamp;TRADINGCO.(DELHI) |  | RCH | RCH/-11/TNMSC/ENGG/E67/2014-5/3/14 |  | 2019-04-30 | 140695 | yes
677 | SATHANKULAM | Hematology analyser | B1 | SYSMEX | A3190 | 2014-02-15 | TRANSASIA | LAB | DMS | 78217/Sandamp;P/1/2013-14 | 2014-02-20 | 2016-02-20 | 396878 | yes
678 | SATHANKULAM | PH meter | C | RPA-IGRTIOANPN | SN1287 |  | RLT INSTRUMENTATION PVT LTD | LAB | TNHSP | TNHSP/TNMSC/AG87b/2013/28/11/13 | 2014-05-01 | 2015-05-01 | 60221 | yes
679 | SATHANKULAM | Radiant Warmer | C | NICE2007S |  | 2009-10-11 | MADRAS SURGICALandamp;CHEMICALS |  | TNHSP | 02/NRHM/HSP/TNMSC/2009-WAR | 2009-10-11 |  | 23500 | yes
680 | SATHANKULAM | Computer | C | Vw19G2 | 0105BG0265251 | 2011-06-09 | HCL INFOSYSTEM LTD | TB ROOM | TNHSP | TNHSP/ELCOT/ICB/COMP 7.12.2010 | 2011-06-09 |  | 42731 | yes
681 | SATHANKULAM | Auto Clave HP Vertical (2 bin) | C |  |  |  |  | main store |  |  |  |  | 59600 | yes
682 | SATHANKULAM | PULSE OXIMETER |  |  |  | 2008-08-14 | [6 empty] | 35000 | yes
683 | SATHANKULAM | Ultra Sonogram -POTABLE | B |  |  | 1996-03-30 |  | SCAN ROOM | TNHSP |  |  |  | 674800 | yes
684 | SATHANKULAM | Binocular Mircroscope | B2 |  |  |  |  | SURGICAL MAIN STORE |  |  |  |  | 18600 | yes
685 | SATHANKULAM | Baby Incubators | B2 | BD54 | [7 empty] | 2013-04-25 | 37500 | yes
686 | SATHANKULAM | INFANT RADIANT WARMER | [10 empty] | 23500 | yes
687 | SATHANKULAM | Focus lamp Ordinary | C | HOSPITECK |  |  |  | O T |  |  |  | 2012-07-02 | 0 | yes
688 | SATHANKULAM | Shadowless lamp ceiling type major | B | AN3034 |  |  |  | O T |  |  |  |  | 13000 | yes
689 | SATHANKULAM | Generator | C |  |  | 2010-06-29 |  | NEAR LABOUR WARD |  |  |  |  | 0 | yes
690 | SATHANKULAM | Blood Bank Refrigerator | B2 |  |  | 2010-06-13 |  | BLOOD BANK |  |  |  |  | 59750 | yes
691 | SATHANKULAM | RING LENS SYSTEM WITH ILLUMINATION |  |  |  | 2012-04-10 | SOLOKRAFTS INDUSTRIES | OPERATION THEATRE |  | TNHSP/TNMSC/ICB/AG31/2011/19/10/2011 |  |  | 7337 | yes
692 | SATHANKULAM | CENTRIFUGEMACHINWITH6BUCKETS |  | BDI152 |  | 2012-04-10 | SOLOKRAFTS INDUSTRIES | MAIN STORE | TNHSP |  | 2012-04-10 | 2015-04-14 | 5345 | yes
693 | SATHANKULAM | CRYOTHERAPHY UNIT |  | CRYO004B |  | 2012-04-10 | SOLOKRAFTS INDUSTRIES | O T | TNHSP |  |  | 2013-04-30 | 24331 | yes
694 | SATHANKULAM | Alpha Bed with motor | C |  |  | 2007-06-25 |  | GENERAL WARD | DMS |  | 2007-06-29 |  | 10500 | yes
695 | SATHANKULAM | Weighing machine paed | C |  |  | 2009-02-04 | SURYA SURGICAL INDUSTRIES | LABOUR WARD | TNMSC |  |  |  | 2300 | yes
696 | SATHANKULAM | Ultra Sonogram -MOBILE | B | 4500N |  | 1996-03-30 | KODY TECK |  | IPPV |  |  |  | 318049 | yes
697 | SATHANKULAM | Weighing machine paed | C |  |  | 2009-10-22 | SOLOKRAFTSINDUSTRIES | LABOUR WARD | TNMSC |  |  |  | 1234 | yes
698 | SATHANKULAM | Boyles Apparatus with Fluotec and circle absorber | B |  |  | 1996-04-25 | IOL LTD | O T |  | 40/S(1)/ICB.1/95DT14/02/1996 | 1996-05-09 |  | 170147 | yes
699 | SATHANKULAM | Suction Apparatus - Electrical(Hivacuam) | B2 |  |  | 2009-03-20 | VISHAL HOSPITAL STEEL |  | TNHSP | TNHSP/TNMSC/P3andamp;8/2008/DT10.10.2008 |  |  | 3466 | yes
700 | SATHANKULAM | Suction Apparatus - Electrical(Hivacuam) | B2 | ANS152 |  | 2009-05-09 | GENERAL SURGICAL COMPANY | O T | DMS | 51190/Sandamp;P/1/09DT10.11.2008 |  |  | 24440 | yes
701 | SATHANKULAM | B.P.apparatus stand model | C |  | SA/SBP/2 | 2008-12-10 | JPMW | L WARD | TNHSP |  | 2008-12-10 |  | 1500 | yes
702 | SATHANKULAM | Infusion Pump/Infusion Syringe Pump/Insulin Syringe Pump | C | LPM50 |  | 2010-03-31 | JUPITER MANUFACYURING WORKS | MAIN STORE | TNHSP |  | 2010-03-31 |  | 35000 | yes
703 | SATHANKULAM | Infusion Pump/Infusion Syringe Pump/Insulin Syringe Pump | C | LPM50 | SA/INFU/2 | 2010-03-31 | Jupiter Manufacturingworks | MAIN STORE | TNHSP | 02/NRHM/HSP/TNMSC/2009 | 2010-03-31 |  | 35000 | yes
704 | SATHANKULAM | UPS | C |  |  | 2009-08-11 | RK TECK HARD AND SOFTPVT LTD | OFFICE | TNHSP | 01/NRHM/HSP/TNMSC/2009/DT31.03.2009 |  |  | 0 | yes
705 | SATHANKULAM | Micro Centrifuge/Microliter Centrifuge | C | 3800RPM |  | 2007-03-01 | ASSOCIATED SURGICALS | LABORATORY | TNMSC | TANSACS/PPKS/TNMSC/2000-5 |  |  | 1654 | yes
706 | SATHANKULAM | Infusion Pump/Infusion Syringe Pump/Insulin Syringe Pump | C | LPM50 | SA/INFU/3 | 2010-03-31 | JUPITERMANUFACTURING WORKS | MAIN STORE | TNHSP |  | 2010-03-31 |  | 35000 | yes
707 | SATHANKULAM | Suction Apparatus - Electrical(Hivacuam) | B2 |  |  | 2009-03-20 | VISHAL HOSPITAL STEEL | O T | TNHSP | TNHSP TNMSC/P3E8 |  |  | 3445 | yes
708 | SATHANKULAM | Suction Apparatus - Electrical(Hivacuam) | B2 |  |  | 2009-03-20 | VISHAL HOSPITAL STEEL | O T | TNHSP | TNHSP/TNMSC/P3E8/DT14.03.2009 |  |  | 3425 | yes
709 | SATHANKULAM | Phototherapy Unit | C | SUNSHINE |  | 2009-09-12 | JMW | L WARD | TNHSP | 02/NRHM/HSP/TNMSC/2009 | 2009-07-15 | 2012-09-12 | 12000 | yes
710 | SATHANKULAM | B.P.apparatus stand model | C |  | SA/SPB/3 | 2008-12-10 | JPMW | WARD | TNHSP | HSP/TNMSC/P3E16/2008-29/08/2008 | 2008-12-10 |  | 1500 | yes
711 | SATHANKULAM | Computer-1 | C | V193HQ | 90907362240 | 2009-08-11 | BROADLINE COMPUTER SYSTEMS | OFFICE | TNHSP | TNHSP/TNMSC/PIHI/2009 |  |  | 0 | yes
712 | SATHANKULAM | Magnavision Lamp | C | 8008 |  | 2011-05-07 | JUPITER MANUFACTURING WORKS | L WARD | TNMSC | 04R/NRHM/TNMSC/ENGGG/2011 | 2011-05-07 | 2014-05-07 | 4575 | yes
713 | SATHANKULAM | Focus lamp Ordinary | C | HOSPITECH |  | 2009-09-03 | JMW COIMBATORE | O T | TNHSP | 03/NRHM/HSP/TNMSC/2009-FLDT.29/06/2009 |  |  | 1200 | yes
714 | SATHANKULAM | Suction Apparatus - Electrical(Hivacuam) | B2 | SUPREME-ISI |  | 2009-06-07 | SABERWAL SURGICALS CO | O T | TNHSP | 13/NRHM/HSP/TNMSC/ENGG/2009 |  |  | 3400 | yes
715 | SATHANKULAM | Printer | C | LASER PRINTER .HL5250DN. |  | 2009-03-07 | LIPI DATA SYSTEMS | OFFICE | TNHSP | 103945/TNHSP/TNMSC/P1H7/2009 |  |  | 0 | yes
716 | SATHANKULAM | Infusion Pump/Infusion Syringe Pump/Insulin Syringe Pump | C |  |  | 2010-02-06 | JMW COIMBATORE | WARD | TNHSP | 02/NRHM/HSP TNMSC/2009-SI.DT25/06/2009 |  |  | 35000 | yes
717 | SATHANKULAM | Suction Apparatus - Electrical(Hivacuam) | B2 | CABINET MODEL |  | 2009-03-20 | VISHAL HOSPITAL STEEL | O T | DMS | DMS/51190/14.03.2009 |  |  | 3452 | yes
718 | SATHANKULAM | Suction Apparatus - Electrical(Hivacuam) | B2 |  |  | 2009-03-22 | JMW COIMBATORE | O T | DMS | 4797/Sandamp;P/1/2008/04.02.2009 |  |  | 3452 | yes
719 | SATHANKULAM | Autoclave vertical single bin | C |  |  | 2009-03-20 | VISHAL HOSPITAL STEEL FURNITURE | O T | DMS | 51190/Sandamp;P/1/2008/DT14.03.2009 |  |  | 3674 | yes
720 | SATHANKULAM | Infusion Pump/Infusion Syringe Pump/Insulin Syringe Pump | C | LPM50 | SA/INFU/4 | 2010-03-31 | JUPITER MANUFACTURING WORKS | MAIN STORE | TNHSP | 02/NRHM/HSP/TNMSC/2009 | 2010-03-31 |  | 3452 | yes
721 | SATHANKULAM | Infusion Pump/Infusion Syringe Pump/Insulin Syringe Pump | C | LP50BW |  | 2010-02-06 | JMW COIMBATORE | WARD | TNHSP | 02/NRHM/HSP/TNMSC/2009-SI DT.25/06/2009 |  |  | 35000 | yes
722 | SATHANKULAM | Suction Apparatus - Electrical(Hivacuam) | B2 |  |  | 2004-09-07 | DALALandamp;CO | OT | DMS |  |  |  | 4800 | yes
723 | SATHANKULAM | Phototherapy Unit | C | SUNSHINE | SA/PHT/2 | 2009-09-12 | JMW | O T | TNHSP | 02/NRHM/HSP/TNMSC/2009 | 2009-07-15 | 2012-09-12 | 12000 | yes
724 | SATHANKULAM | Radiant Warmer | C | NICE2007S |  | 2009-10-11 | MADRAS SURGICALSandamp;CHEMICALS |  | TNHSP | 02/NRHM/HSP/TNMSC/2009-WAR |  |  | 15700 | yes
725 | SATHANKULAM | B.P.apparatus stand model | C |  |  | 2002-04-11 | ASSOCIATED SURGICAL |  |  |  | 2002-04-11 |  | 1250 | yes
726 | SATHANKULAM | B.P.apparatus stand model | C |  |  | 2008-12-10 | JPMW | OT | TNHSP | HSP//TNMSCP3E16/2008/29/08/2008 | 2008-12-10 |  | 1500 | yes
727 | SATHANKULAM | Printer | C | TVSE HD 250 GOLD | JBW3FD004018 | 2011-03-02 | HCL INFOSYSTEM LTD | OFFICE | TNHSP | TNHSP/ELCOT/ICB/COMP 7.12.2010 | 2011-03-02 |  | 81883 | yes
728 | SATHANKULAM | Computer | C | Vw19G2 | 0105BG0284001 | 2011-06-09 | HCL INFOSYSTEM LTD | MO ROOM II | TNHSP | TNHSP/ELCOT/ICB/COMP 7.12.2010 | 2011-06-09 |  | 42731 | yes
729 | SATHANKULAM | Computer | C | Vw19G2 | 0105BG0296081 | 2011-06-09 | HCL INFOSYSTEM LTD | AMO ROOM | TNHSP | TNHSP/ELCOT/ICB/COMP 7.12.2010 | 2011-06-09 |  | 42731 | yes
730 | SATHANKULAM | Computer | C | Vw19G2 | 0105BG0282881 | 2011-06-09 | HCL INFOSYSTEM LTD | M.WARD | TNHSP | TNHSP/ELCOT/ICB/COMP 7.12.2010 | 2011-06-09 |  | 42731 | yes
731 | SATHANKULAM | Computer | C | Vw19G2 | 0105BG0297321 | 2011-06-09 | HCL INFOSYSTEM LTD | INJ OP | TNHSP | TNHSP/ELCOT/ICB/COMP 7.12.2010 | 2011-06-09 |  | 42731 | yes
732 | SATHANKULAM | Computer | C | Vw19G2 | 0105BG0278281 | 2011-06-09 | HCL INFOSYSTEMS LTD | SCAN ROOM | TNHSP | TNHSP/ELCOT/ICB/COMP 7.12.2010 | 2011-06-09 |  | 42731 | yes
733 | SATHANKULAM | Computer | C | Vw19G2 | 0105BG0278111 | 2011-06-09 | HCL IFOSYSTEMS LTD | LABOUR WARD | TNHSP | TNHSP/ELCOT/ICP/COMP 7.12.2010 | 2011-06-09 |  | 42731 | yes
734 | SATHANKULAM | Computer | C | Vw19G2 | 0105BG0278431 | 2011-06-09 | HCL INFOSYSTEM LTD | OP | TNHSP | TNHSP/ELCOT/ICB/COMP 7.12.2010 | 2011-06-09 |  | 42731 | yes
735 | SATHANKULAM | Computer | C | Vw19G2 | 0105BG0294671 | 2011-06-09 | HCL INFOSYSTEM LTD | MO ROOM | TNHSP | TNHSP/ELCOT/ICB/COMP 7.12.2010 | 2011-06-09 |  | 42731 | yes
736 | SATHANKULAM | Computer | C | Vw19G2 | 0105BG0265101 | 2011-06-09 | HCL INFOSYSTEM LTD | CASUALITY | TNHSP | TNHSP/ELCOT/ICB/COMP 7.12.2010 | 2011-06-09 |  | 42731 | yes
737 | SATHANKULAM | Computer | C | Vw19G2 | 0105BG0278151 | 2011-06-09 | HCL INFOSYSTEM LTD | X-RAY ROOM | TNHSP | TNHSP/ELCOT/ICB/COMP 7.12.2010 | 2011-06-09 |  | 42731 | yes
738 | SATHANKULAM | Computer | C | Vw19G2 | 0105BG0278341 | 2011-06-09 | HCL INFOSYSTEM LTD | PHARMACY | TNHSP | TNHSP/ELCOT/ICP/COMP 7.12.2010 | 2011-06-09 |  | 42731 | yes
739 | SATHANKULAM | Computer | C | Vw19G2 | 0105BG0284821 | 2011-06-09 | HCL INFOSYSTEM LTD | OFFICE | TNHSP | TNHSP/ELCOT/ICB/COMP 7.12.2010 |  |  | 42731 | yes
740 | SATHANKULAM | Computer | C | Vw19G2 | 0105BG0265091 | 2011-06-09 | HCL INFOSYSTEM LTD | LAB | TNHSP | TNHSP/ELCOT/ICB/COMP 7.122010 | 2011-06-09 |  | 42731 | yes
741 | SATHANKULAM | Computer | C | Vw19G2 | 0105BG0278191 | 2011-06-09 | HCL INFOSYSTEM LTD | DENTAL OP | TNHSP | TNHSP/ELCOT/ICB/COMP 7.12.2010 | 2011-06-09 |  | 42731 | yes
742 | SATHANKULAM | Computer | C | Vw19G2 | 0105BG0294581 | 2011-06-09 | HCL INFOSYSTEM LTD | OP II | TNHSP | TNHSP/ELCOT/ICB/COMP 7.12.2010 |  |  | 42731 | yes
743 | SATHANKULAM | Computer | C | Vw19G2 | 0105BG0294901 | 2011-06-09 | HCL INFOSYSTEM LTD | BLOOD BANK | TNHSP | TNHSP/ELCOT/ICB/COMP 7.12.2010 | 2011-06-09 |  | 42731 | yes
744 | SATHANKULAM | Computer | C | Vw19G2 | 0105BG0294331 | 2011-06-09 | HCL INFOSYSTEM LTD | F.WARD | TNHSP | TNHSP/ELCOT/ICB/COMP/ 7.12.2010 | 2011-06-09 |  | 42731 | yes
745 | SATHANKULAM | Printer | C | TVSE HD 250 GOLD | JBW3FD004198 | 2011-03-02 | HCS INFOSYSTEM LTD | PHARMACY | TNHSP | TNHSP/ELCOT/ICB/COMP/7.12.2010 | 2011-03-02 |  | 0 | yes
746 | SATHANKULAM | Printer | C | TVSE HD 250 GOLD | JBJ3FD002845 | 2011-03-02 | HCL INFOSYSTEM LTD | PHARMACY | TNHSP | TNHSP/ELCOT/ICB/COMP/7.12.2010 | 2011-03-02 |  | 0 | yes
747 | SATHANKULAM | Printer | C | TVSE HD 250 GOLD | JBJ3FD002744 | 2011-03-02 | HCL INFOSYSTEM LTD | SCAN ROOM | TNHSP | TNHSP/ELCOT/ICB/COMP/7.12.2010 | 2011-03-02 |  | 0 | yes
748 | SATHANKULAM | Printer | C | TVSE HD 250 GOLD | JBJ3FD002900 | 2011-03-02 | HCL INFOSYSTEM LTD | LABORATORY | TNHSP | TNHSP/ELCOT/ICB/COMP/7.12.2010 | 2011-03-02 |  | 0 | yes
749 | SATHANKULAM | Printer | C | TVSE HD250 GOLD | JBJ3FD002701 | 2011-03-02 | HCL INFOSYSTEM LTD | OPD-1 | TNHSP | TNHSP/ELCOT/ICB/COPM/7.12.2010 | 2011-03-02 |  | 0 | yes
750 | SATHANKULAM | Printer | C | TVSE HD250 GOLD | JBS3FD003781 | 2011-03-02 | HCL INFOSYSTEM LTD | OPD-II | TNHSP | TNHSP/ELCOT/ICB/COMP/7.12.2010 | 2011-03-02 |  | 0 | yes
751 | SATHANKULAM | Printer | C | TVSE HD250 GOLD | JBW3FD004307 | 2011-03-02 | HCL INFOSYSTEM LTD | MALE WARD | TNHSP | TNHSP/ELCOT/ICB/COMP/7.12.2010 | 2011-03-02 |  | 0 | yes
752 | SATHANKULAM | Printer | C | TVSE HD250 GOLD | JBJ3FD002755 | 2011-03-02 | HCL INFOSYSTEM LTD | FEMALE WARD | TNHSP | TNHSP/ELCOT/ICB/COMP/7.12.2010 | 2011-03-02 |  | 0 | yes
753 | SATHANKULAM | Semi auto analyser | B2 | PRETEST | AT0230807RBK | 2007-10-18 | RIBONIC INDIA PVT LTD | LABORATORY |  |  | 2007-09-29 |  | 59000 | yes
754 | SATHANKULAM | UPS | C |  |  | 2011-03-02 | UNILINE ENERGY SYSTEM PVT LTD | UPS ROOM | TNHSP |  | 2011-03-02 |  | 115549 | yes
755 | SATHANKULAM | EEG Machine | B2 | MAESTROS MAGIC R3 CHANNEL | 110294-471 | 2011-08-06 | NELLAI BIOMEDICAL SYSTEMSandamp;SERVICE | OPD |  |  | 2011-08-06 |  | 28875 | yes
756 | SATHANKULAM | Washing Machine | B2 |  |  | 2009-08-19 | VASANTHandamp;CO | WASHING ROOM |  |  |  |  | 25778 | yes
757 | SATHANKULAM | Binocular Mircroscope | B2 | BDI-13A | 22983 | 2014-02-13 | SOLOKRAFTS INDUSTRIES | STORE | TNHSP | TNHSP/TNMSC/AG/87C/2013 | 2014-02-13 | 2015-01-18 | 19530 | yes
758 | SATHANKULAM | Suction Apparatus - Electrical(Hivacuam) | B2 | SUPREME ISI |  |  |  | GENERAL WARD |  |  |  |  | 3452 | yes
759 | SATHANKULAM | Washing Machine | B2 |  |  | 2010-10-23 |  | WASHING ROOM |  |  |  |  | 324552 | yes
760 | SATHANKULAM | Computer | C | Vw19G2 | 0105BG0294531 | 2011-06-09 | HCL INFOSYSTEM LTD | PHARMACY II | TNHSP | TNHSP/ELCOT/ICB/COMP 7.12.2010 |  |  | 42731 | yes
761 | SATHANKULAM | Colposcope | B2 | ARI II-1D | R20130231 | 2013-02-22 | SOUTH INDIA SURGICAL CO LID | NCD | TNMSC | TNHSP/TNMSC/ENGG/AG30/2011 | 2013-02-22 | 2014-03-21 | 130000 | yes
762 | SATHANKULAM | Electric Calorimeter | C | PRIETESTEASYLAB | PLL11911213RPK | 2014-04-02 | ROBONIK(INDIA)PVT~LTD | LAB | TNHSP | TNHSP/TNMSC/AG87b/2013-2 28/11/2013 | 2014-04-28 | 2015-04-28 | 20708 | yes
763 | SATHANKULAM | Radiant Warmer | C | NICE207S |  | 2010-10-11 | MADRAS SURGICALSandamp;CHEMICALS |  | TNHSP | 02/NRHM/HSP/TNMSC/2009-WAR | 2010-10-11 |  | 13000 | yes
764 | SATHANKULAM | Radiant Warmer | C | NICE |  | 2009-10-11 | S |  | TNHSP | 02/NRHM/HSP/TNMSC/-WAR | 2009-10-11 |  | 13000 | yes
765 | KAYALPATTINAM | Computer | C |  | C101AA541774 | 2010-12-28 | HCL INFO SYSTEMS LTD | CASUALITY | TNHSP | 600024074 | 2012-02-13 | 2015-02-12 | 27084 | Working
766 | KAYALPATTINAM | Computer | C |  | C101AA540903 | 2010-12-28 | HCL INFO SYSTEMSLTD | OP REGISTRATION | TNHSP | 2000059303/1000042960 | 2012-02-13 | 2015-12-12 | 27084 | Working
767 | KAYALPATTINAM | Computer | C |  | C101AA540955 | 2010-12-23 | HCL INFOSYSTEMSLTD | MEDICAL OFFICER | TNHSP | 2000059303/1000042960 | 2012-02-13 | 2015-02-12 | 27084 | Working
768 | KAYALPATTINAM | Computer | C |  | C101AA542452 | 2010-10-28 | HCL INFOSYSTEMS LTD | MEDICAL OFFICER | TNHSP | 2000059303/1000042960 | 2012-02-13 | 2015-02-12 | 27084 | Working
769 | KAYALPATTINAM | Computer | C |  | C101AA540795 | 2010-12-28 | HCL INFOSYSTEM LTD | OUT PATIENT REGISTRATION | TNHSP | 2000059303/1000042960 | 2012-02-13 | 2015-02-12 | 27084 | Working
770 | KAYALPATTINAM | Computer | C |  | C101AA534219 | 2010-12-23 | HCL INFOSYSTEMS LTD | MALE WARD | TNHSP | 2000031317 | 2012-02-13 | 2015-02-12 | 27084 | Working
771 | KAYALPATTINAM | Computer | C |  | C101AA542394 | 2010-12-28 |  | OPERATION THEATRE | TNHSP | 2000059303/1000042960 | 2012-02-13 | 2015-02-12 | 27084 | Working
772 | srivaikundam | cryotheraphy |  | cry0004b0n0ffsuperdeleux |  | 2012-10-04 | solokrafts I | O.T | Tnhsp/tnmsc/ag30a/2011 |  | 2012-10-04 |  | 24331 | yes
773 | ETTAIYAPURAM | CRYOTHERAPHY UNIT |  | CRYO 004B-OFF [SUPER DELUXE] |  | 2012-04-12 | SOLOKRAFTS INDUSTRIES | O.T | TNHSP | TNHSP/TNMSC/AG30A/2011~DT;14/10/2011 | 2012-04-12 | 2013-04-12 | 23172 | WORKING
774 | KAYALPATTINAM | CTG Monitor | B2 | BT-300 |  | 2004-03-06 | MITIE Elect.Pvt | L.W |  |  | 2004-03-06 | 2005-06-03 | 0 | Working
775 | SRIVAIKUNDAM | CTG Monitor | B2 | BT-300 |  |  | MITIE Elect.Pvt | L.W |  |  |  |  | 114333 | yes
776 | KAYALPATTINAM | Defibrillator with Monitor | B2 | WITH OUT MONITOR | HEART START FRX-DEFIRILATOR-PHILIPS | 2012-08-10 | PHILIPS ELECTRONICS INDIA LIMITED | FEMAL WARD | TNHSP | TNHSP/TNMSC/ICB/AG17/2012 |  | 2013-08-09 | 58696 | Working
777 | SRIVAIKUNDAM | Defibrillator with Monitor | B2 |  | 861304 | 2012-08-10 | PHILIPS ELECTRONICS INDIA LTD | CASUALITY | TNHSP | TNHSP/TNMSC/ICA/AG17/2012 |  | 2015-08-10 | 58696 | yes
778 | SRIVAIKUNDAM | Defibrillator with Monitor | B2 | HEART START FRX - PHILIPS | B12D-00693 | 2012-10-08 | PHILIPS ELECTRONICS INDIA LTD | CASUALITY | TNHSP | TNHSP/TNMSC/ICB/AG17/2012 DT.12/3/2012 | 2012-10-08 | 2015-10-08 | 58696 | yes
779 | ETTAIYAPURAM | Dental chair |  | den-097 |  | 2007-12-25 | Confident equipment chennai |  | TNMSC |  |  |  | 103168 | WORKING
780 | KAYALPATTINAM | Dental Chair(Electric/Hydraulic/Manual) | B2 |  |  |  |  | DENTAL DEPARTMENT |  |  |  |  | 150000 | Working
781 | ETTAIYAPURAM | Dental equipment-1hp with compressor |  | den-174 |  | 2007-12-25 | Confident Dental equipment~chennai |  | TNMSC |  |  |  | 300000 | WORKING
782 | ETTAIYAPURAM | Diathermy Machine (Electric Cautery) | B |  |  | 2007-06-30 | Jupiter mfg | OT |  |  | 2007-06-30 | 2008-06-30 | 89000 | WORKING
783 | KAYALPATTINAM | Diathermy Machine (Electric Cautery) | B |  |  | 2007-06-29 | JUPITAR MANUFACTURER WORKS -COIMBATORE | OT | DMS |  |  |  | 89000 | Working
784 | SRIVAIKUNDAM | Diathermy Machine (Electric Cautery) | B |  |  | 2007-09-26 | Jupiter mfg | OT |  |  | 2007-09-26 | 2008-09-26 | 218000 | yes
785 | SRIVAIKUNDAM | Diathermy Machine (Electric Cautery) | B |  |  | 2007-06-29 | JUPITER MANUFACTURING WORKS | O.T | DMS | 35047/S andamp;P/1/2007 | 2007-06-29 | 2010-06-29 | 18000 | yes
786 | ETTAIYAPURAM | ECG Machine computerised |  | se-300 |  |  | Madras surgical andamp;chemicals~chennai |  | TNHSP |  |  |  | 44550 | WORKING
787 | SRIVAIKUNDAM | ECG machine computerized | B | CARDIO TOUCH 3000 | T2L0900092 | 2011-11-16 | JK MEDICAL SYSTEMS PVT.LTD | GENERAL WARD | TNHSP | TNHSP/TNMSC/ENGG/AG21/2010 | 2011-11-16 | 2012-11-16 | 65736 | yes
788 | KAYALPATTINAM | ECG machine computerized | B |  |  | 2011-10-04 | MADRAS SURGICALS AND CHEMICALS | FEMALE WARD | TNHSP |  |  |  | 38469 | Working
789 | ETTAIYAPURAM | Electri centrifuge | C |  |  | 2012-04-12 | SOLOKRAFTS INDUSTRIES | LABORATORY | TNHSP |  | 2012-04-12 | 2013-04-12 | 5090 | WORKING
790 | ETTAIYAPURAM | Electri centrifuger | C |  |  | 1995-04-21 |  | Lab |  |  | 1995-04-21 | 1996-04-21 | 5090 | WORKING
791 | ETTAIYAPURAM | Electri centrifuger | C | BDI 152 |  | 2012-04-12 | SOLOKRAFTS INDUSTRIES | LABORATORY | TNHSP | TNHSP/TNMSC/AG29E/2011~DT;04/10/2011 | 2012-04-12 | 2015-01-14 | 5090 | WORKING
792 | SRIVAIKUNDAM | Electric Calorimeter | C | PRIETEST EASYLAB | PEL1201213RBK~PEL1211213RBK | 2014-04-01 | ROBINAK INDIA PVT.LTD~NAVI MUMBAI | LAB | TNHSP | TNHSP/TNMSC/AG87B/2013-2 | 2014-04-01 | 2017-04-01 | 41416 | yes
793 | ETTAIYAPURAM | Electric Calorimeter | C |  | 83592 | 1998-03-14 | Alan Medicals | Lab LABORATORY | DMS |  | 1998-03-14 | 1999-03-14 | 9500 | WORKING
794 | KAYALPATTINAM | Electric Calorimeter | C |  |  |  |  | Lab |  |  |  |  | 9500 | Working
795 | KAYALPATTINAM | Electric Calorimeter | C | PRIETEST EASYLAB | PEL1171213RBK andamp;PEL118123RPK |  |  | LABORATORY | TNHSP | TNHSP/TNMSC/AG87B/2013/2014 | 2014-02-26 | 2015-06-11 | 41416 | Working
796 | ETTAIYAPURAM | ELECTRIC NEEDLE AND SYRINGE DESTOYER |  |  |  | 2008-09-05 | GLOLIFE EQUIPMENTS~ CHENNAI-98 | OPD~M.WARD~F.WARD~LAB.WARD~O.T~DENTALO.P | TNHSP |  | 2008-09-05 | 2008-09-09 | 1500 | WORKING
797 | SRIVAIKUNDAM | Electricity Generator | B2 | EXK 2800S | ECMD.8.1000358 ENG 9841116 | 2010-03-22 | FERMIER ENGINEERS PVT LTD | OT | TNHSP | 18R/NRHM/HSP/TNMSC/2010-GEN | 2010-03-22 | 2013-03-22 | 61549 | yes
798 | SRIVAIKUNDAM | Electrolyte Analyser | C |  |  | 2007-05-11 | Transasia | Lab |  |  | 2007-05-11 | 2008-11-05 | 140000 | yes
799 | SRIVAIKUNDAM | Electrolyte Analyser | B2 | EASYLYTE |  | 2007-11-05 | TRANSASIA | LABORATORY | DMS | 13802/S andamp; P/3/07 | 2007-11-05 | 2010-11-05 | 140000 | yes
800 | SRIVAIKUNDAM | Emergency Lamp | C |  |  | 2009-03-25 | UNI- PHARM ( INDIA ) | LABOUR WARD | DMS | 78102/S AND P/1/07/ | 2009-03-25 | 2012-03-25 | 1500 | yes
801 | SRIVAIKUNDAM | Emergency Lamp | C | GEN 140 |  | 2009-03-25 | UNI PHARM INDIA | LABOUR WARD | DMS | 78102/Sandamp;P /1/2007 | 2009-03-25 |  | 1500 | yes
802 | KAYALPATTINAM | Emergency Lamp | C |  |  | 2011-11-24 | MMC STUDENTS CO OPERATIVE LTD MADURI9(PWS) | FW MW LW |  |  |  |  | 1500 | NOT WORKING
803 | SRIVAIKUNDAM | Emergency Resuscitation Kit-Baby | C |  |  | 2009-09-02 | SOUTH INDIA SURGICAL CO.LTD | LABOUR WARD | TNHSP | 16/NRHM/HSP/TNMSC/ENGG/2009DT18/06/09 | 2009-09-02 |  | 5626 | yes
804 | ETTAIYAPURAM | EXTRARIBBONFORHD250GOLD |  |  |  |  | HCLINFOSYSTEMS LTD |  | TNHSP |  |  |  | 1799 | WORKING
805 | SRIVAIKUNDAM | Focus lamp Ordinary | C | HOSPITECH |  | 2009-07-30 | JUPITER MANUFACTURING WORKS | O.T | TNHSP | 03/NRHM/HSP/TNMSC/2009-FL | 2009-07-30 | 2012-07-30 | 1500 | yes
806 | SRIVAIKUNDAM | Foetal Doppler | C | A100H |  | 2015-01-08 | Medi waves inc | labour ward | TNMSC | 17240/TNMSC/ENGG/2014-15 | 2015-01-08 | 2016-01-08 | 9486 | yes
807 | KAYALPATTINAM | Foetal Doppler | C | Neodop |  | 1998-07-04 |  | L.W |  |  | 1998-07-04 | 1999-04-07 | 9486 | Working
808 | SRIVAIKUNDAM | Foetal Monitor | B | NEODOP |  | 2003-08-07 | ASSOCIATED SURGICALS | LABOUR WARD | DMS | 45036/ Sandamp;P/1 | 2003-08-07 |  | 5150 | yes
809 | KAYALPATTINAM | Foetal Monitor | B |  |  | 2004-06-21 | [6 empty] | 0 | Working
810 | ETTAIYAPURAM | FOREIGN~BODY REMOVAL SET | C |  |  | 2009-05-08 | GERNARAL SURGICAL COMPANY LTD~NO-114-POONAMALLEE HIGH ROAD~CHENNAI- | STORES | DMS | REF;NO-51190/S/p/1/2008~of dms chennai-6 | 2009-05-04 | 2009-05-08 | 4610 | WORKING
811 | ETTAIYAPURAM | Fumigation Chamber[ AEROSAL~DISINFECTOR] | C |  |  | 2003-09-18 | SOUTH INDIA SURGICALS~ NO.850-ANNASALAI~CHENNAI-2 | OPERATION THEATRE | DMS | 49216/SPS/1/2003 | 2003-09-13 | 2004-09-18 | 0 | WORKING
812 | KAYALPATTINAM | Fumigator | C |  |  | 2014-08-25 | jmj agengiess~tirunelvelli | operation theatre | OTHERS |  | 2014-08-25 | 2015-08-24 | 6982 | Working
813 | ETTAIYAPURAM | Generator~40-K.V | C | 40KVA~DIESEL~ |  | 2010-06-03 | BHALIVARDHA~ELECTROMECK~PVT-LTD-NO-26-KARNAN~STREET~RANGARAJAPURAM~KODAMBAKKAM~CHENNAI | OPD | TNHSP |  | 2010-06-26 | 2011-06-27 | 400000 | WORKING
814 | SRIVAIKUNDAM | Glucometer | C |  |  | 2003-08-07 | ASSOCIATED SURGICALS | LABORATORY | OTHERS | 45036/SPS/1/03 | 2003-08-07 | 2006-08-07 | 1500 | yes
815 | KAYALPATTINAM | Glucometer | C |  |  | 2003-08-26 | Associate Surgicals | Lab |  |  | 2003-08-26 | 2004-08-26 | 1500 | Working
816 | ETTAIYAPURAM | HAEMOCYTOMETRE | C |  |  | 1995-03-31 | THE I L E andamp; CO~~ MADRAS | LABORATORY | DMS | 935/S2/95-97 | 1995-08-18 |  | 1100 | WORKING
817 | ETTAIYAPURAM | Haemoglobinometer | C |  |  | 2014-10-06 | SOLOKRAFTS INDUSTRIES~NO;69~MC NICHOLSROAD~FIRST FLOOR~CHETPET~CHENNAI-31 | LABORATARY | TNHSP | TNHSP/TNMSC/ENGG/AG87b/2014 ~D.T;25-07-2014 | 2014-10-06 | 2016-04-06 | 9700 | WORKING
818 | SRIVAIKUNDAM | Hematology analyser | B1 | SYSMEX | A3198 | 2014-02-19 | TRANSASIA BIO MEDICALS PVT LTD~CHENNAI | LAB | TNMSC | 78217/Sandamp;P/1/2013-7 DATED 20/01/2014 | 2014-02-19 | 2015-02-19 | 396879 | yes
819 | KAYALPATTINAM | Hematology analyser | B1 | sysmex | A3094 | 2014-02-12 | DIRECTOR OFMEDICAL AND RURAL HEALTH SERVICES | LABORATORY | DMS | 78217/$/1/2013-4 | 2014-02-12 | 2016-02-11 | 385319 | Working
820 | ETTAIYAPURAM | Hydraulic operation table |  |  |  | 2004-01-01 | Vibash surgical ~cbe |  | DMS |  |  |  | 164268 | WORKING
821 | ETTAIYAPURAM | Ice Lined Refrige[ I . L .R . ] | C |  |  | 1994-05-03 | DEPUTY DIRECTOR~MEDICAL~THOOTHUKUDI | O.P.D | DMS |  | 1994-05-03 | 1996-05-03 | 10000 | WORKING
822 | ETTAIYAPURAM | Ice Lined Refrigerator | C |  |  | 1994-05-03 | DEPUTY DIRECTOR OF MEDICAL SERVICES THOOTHUKUDI-1 | O . P . D | TNHSP |  | 1994-05-03 | 1994-05-03 | 10000 | WORKING
823 | ETTAIYAPURAM | Infant Warmer / Neonatal Warmer/Infant Open Care system | B2 | Nice 2007S ~Make-Nice Neotech |  | 2015-02-16 |  | New Born Stabilization Units | TNMSC | 114/TNMSC/ENGG/2013-1 |  | 2017-02-24 | 28300 | WORKING
824 | ETTAIYAPURAM | Infusion Dropper |  | ANS 075 |  |  | Akas Medical equipment~chennai |  | DMS |  |  |  | 25376 | WORKING
825 | SRIVAIKUNDAM | Infusion pump | C | infu300 | ANS075 | 2007-05-16 | AKAS MEDICAL EQUIPMENT | O.T | DMS | 103928/Sandamp;P/1/2006 | 2007-05-16 | 2008-05-16 | 25376 | yes
826 | ETTAIYAPURAM | Infusion pump | C | infu300 |  | 2007-05-15 |  | LW |  |  | 2007-05-15 | 2008-05-15 | 34000 | WORKING
827 | ETTAIYAPURAM | Infusion pump | C | Infu300 |  | 2007-05-15 | Akas Medical~ EQUIPMENTS~NO-19-T.S.TOWER~NANTHAMMAL ~STREET~AYAVOO COLONY~ AMINJAKARAI~ CHENNAI-26 | LW LABOUR WARD | DMS | 103928/Sandamp;P/1/2006~ DT;7-3-2007 | 2007-05-15 | 2008-05-15 | 24400 | WORKING
828 | KAYALPATTINAM | Infusion pump | C | infu300 |  | 2007-05-30 |  | NICU |  |  | 2007-05-30 | 2008-05-30 | 34000 | Working
829 | SRIVAIKUNDAM | Infusion Pump/Infusion Syringe Pump/Insulin Syringe Pump | C | EVADROP MP 1000 | MPIALH388 | 2011-09-29 | SCHILLER HEALTH CARE INDIA PVT.LTD | LABOUR WARD | TNHSP | TNHSP/TNMSC/AG16/2010 | 2011-11-10 | 2014-11-09 | 35000 | yes
830 | SRIVAIKUNDAM | Infusion Pump/Infusion Syringe Pump/Insulin Syringe Pump | C | LPM 50 |  | 2009-11-04 | JUPITER MANUFACTURING WORKS | LABOUR WARD | TNHSP | 02/NRHM/HSP/TNMSC/2009-IP | 2010-03-31 | 2012-09-04 | 35000 | yes
831 | SRIVAIKUNDAM | Inverter | C |  |  | 2009-08-11 | RK TECH HARD AND SOFT PVT LTD | LABOUR WARD | TNHSP | 01/NRHM/HSP/TNMSC/2009 | 2009-08-11 |  | 0 | yes
832 | SRIVAIKUNDAM | Keratometer | B |  |  | 2001-08-11 | Appasamy associates | Store |  |  | 2001-08-11 | 2002-11-08 | 11000 | yes
833 | SRIVAIKUNDAM | Laproscope Double Puncture | C |  |  | 2007-07-23 |  | OT |  |  | 2007-07-23 | 2008-07-23 | 226200 | yes
834 | SRIVAIKUNDAM | Laproscope Double Puncture | C |  |  | 2000-08-17 |  | OT |  |  | 2000-08-17 | 2001-08-17 | 226200 | yes
835 | SRIVAIKUNDAM | Laproscope Single Puncture | C |  |  | 1994-12-05 |  | OT |  |  | 1994-12-05 | 1995-05-12 | 226200 | yes
836 | ETTAIYAPURAM | Laryngoscope(Paediatric) | C |  |  | 1996-03-14 | ASSOCIATED SURGICAL LTD~NO-5~VELDERSSTREET~MOUNT~ROAD~CHENNAI-2 | LABOUR~WARD~O.T~O.P.D~ | IPPV |  | 1996-03-14 |  | 0 | WORKING
837 | ETTAIYAPURAM | Laryngoscpe with 4blades | C |  |  | 2009-05-04 | vishal steel furnituremanufacturing-co~ chennai | WARD | TNHSP |  | 2009-05-04 | 2010-05-04 | 3650 | WORKING
838 | ETTAIYAPURAM | magna vision lamp |  |  |  | 2011-02-26 | jupiter manufacturing works~coimbatore |  | TNMSC |  |  |  | 0 | WORKING
839 | ETTAIYAPURAM | Magnavision ~SCREENIG~KIT | C |  |  | 2009-08-26 | MADRAS~SURGICALS and CHEMICALS~NO-3~MADHAVAMANI~AVENUE~VELACHERY~ CHENNAI-42 | LABOUR~WARD | TNHSP | REF-NO--04/NRHM/HSP/TNMSC/2009-MVK | 2009-08-26 | 2011-06-26 | 4450 | WORKING
840 | SRIVAIKUNDAM | Magnavision Lamp | C | 8008 |  | 2011-05-06 | Jupiter Manufacturing Works | 0.P | TNMSC | 04R/NRHM/TNMSC/ENGG/2011 | 2011-02-26 | 2014-05-06 | 4576 | yes
841 | SRIVAIKUNDAM | Magnavision Lamp | C |  |  | 2009-08-26 | MADRAS SURGICALS AND CHEMICALS | LABOUR WARD | TNHSP | 04-NRHM/HSP/TNMSC/2009-MVKDT O1/07/2009 | 2009-08-26 | 2012-08-26 | 4628 | yes
842 | ETTAIYAPURAM | Magnavision Lamp | C |  |  | 2011-05-05 | JUPITER~MANUFACTURING WORKS COIMBATORE | LABOUR~WARD | DRHM |  | 2011-05-05 | 2012-05-05 | 4400 | WORKING
843 | VILATHIKULAM | Nebuliser Adult | C |  |  | 1999-01-05 | AssociatSurgicals | MW |  |  | 1999-01-05 | 2000-05-01 | 0 | No
844 | VILATHIKULAM | Nebuliser Adult | C |  |  | 2003-08-21 |  | OP |  |  | 2003-08-21 | 2004-08-21 | 1500 | yes
845 | VILATHIKULAM | Multi Para Monitor | B2 |  |  | 2014-07-01 | TRANS HEALTH CARE INDIA P(LTD) | OPERATION THEATER | TNMSC | 17240/TNMSC/ ENGG/ 2013 | 2014-07-30 |  | 180000 | yes
846 | VILATHIKULAM | Dental Chair(Electric/Hydraulic/Manual) | B2 | PANTOGRAPHIC DENTAL CHAIR |  | 2014-08-01 | S.S CHEMICALS | DENTAL OP |  | 32548/Sandamp; P/1/12-2/12-2 | 2014-09-16 |  | 150000 | yes
847 | VILATHIKULAM | X-ray Machine 100 mA | B |  |  | 1984-07-09 | IGE india ltd | O.PWard |  |  | 1984-07-09 | 1985-09-07 | 123445 | yes
848 | VILATHIKULAM | Ultra Sonogram -MOBILE | B | UF4500N |  |  | Kodey | O.PWard |  |  |  |  | 325000 | No
849 | VILATHIKULAM | Ultra Sonogram -MOBILE | B | Sonata |  |  |  | O.PWard |  |  |  |  | 311537 | No
850 | VILATHIKULAM | ECG machine computerized | B | Micro-R |  |  | Solocraft | O.PWard |  |  |  |  | 25000 | yes
851 | VILATHIKULAM | Cardiac Monitor | C | Agenta |  |  |  | O.PWard |  |  |  |  | 30000 | yes
852 | VILATHIKULAM | Pulse Oximeter | B | Nonin |  | 1999-05-01 | TransHealth | O.PWard |  |  | 1999-05-01 | 2000-01-05 | 24500 | yes
853 | VILATHIKULAM | Pulse Oximeter | B | Cleo |  |  |  | O.PWard |  |  |  |  | 0 | No
854 | VILATHIKULAM | Infusion pump | C | Infu300 |  | 2007-05-15 |  | O.PWard |  |  | 2007-05-15 | 2008-05-15 | 35000 | yes
855 | VILATHIKULAM | Alpha Bed with motor | C |  |  | 2007-06-30 |  | O.PWard |  |  | 2007-06-30 | 2008-06-30 | 0 | No
856 | VILATHIKULAM | Nebuliser Adult | C |  |  | 1996-03-03 | BetMedicals | O.PWard |  |  | 1996-03-03 | 1997-03-03 | 1500 | yes
857 | VILATHIKULAM | Semi auto analyser | B2 |  |  | 1999-01-21 | Ranbaxy | Lab |  |  | 1999-01-21 | 2000-01-21 | 59000 | yes
858 | VILATHIKULAM | Binocular Mircroscope | B2 |  |  |  |  | Lab |  |  |  |  | 19530 | yes
859 | VILATHIKULAM | Electri centrifuger | C |  |  | 1986-02-23 |  | Lab |  |  | 1986-02-23 | 1987-02-23 | 11000 | yes
860 | VILATHIKULAM | Electri centrifuger | C |  |  | 2007-10-03 |  | Lab |  |  | 2007-10-03 | 2008-03-10 | 11000 | yes
861 | VILATHIKULAM | Short Wave Diathermy | B2 | Electrowave-250 |  |  |  | OP |  |  |  |  | 0 | Excess
862 | VILATHIKULAM | IR Lamp | C |  |  | 1989-04-04 |  | OP |  |  | 1989-04-04 | 1990-04-04 | 1500 | yes
863 | VILATHIKULAM | Operation Table Hydraulic Major | B2 |  |  | 1985-02-24 |  | O.T. |  |  | 1985-02-24 | 1986-02-24 | 67000 | yes
864 | VILATHIKULAM | Operation Table Hydraulic Major | B2 |  |  | 2003-11-12 |  |  |  |  | 2003-11-12 | 2004-12-11 | 67000 | yes
865 | VILATHIKULAM | Operation Table Hydraulic Major | B2 | Paediatric |  |  | Vibhsh | O.T. |  |  |  |  | 67000 | yes
866 | VILATHIKULAM | Auto Clave HP Vertical (2 bin) | C | [5 empty] | other |  |  |  | 33000 | yes
867 | VILATHIKULAM | Suction Apparatus - Electrical | C |  |  |  | Jupiter | Ward |  |  |  |  | 3400 | yes
868 | VILATHIKULAM | Boyles apparatus with out Circle Abosrber | B |  |  | 1996-11-03 |  | O.T |  |  | 1996-11-03 | 1997-03-11 | 41450 | yes
869 | VILATHIKULAM | ECG Monitor | B | Anti-electro shock type . SE.3 |  | 2013-08-16 | TRANSFER FORM H.Q .HOSPITAL ~ KOVILPATTI | INJECTION OP |  |  | 2013-08-17 |  | 0 | No
870 | VILATHIKULAM | Generator | C | BEW-15-Bright |  | 2013-01-30 | EAKCON SYSTEM PVT.LTD (Transfer from sathankulam G. H | INJECTION OP | TNMSC | 01/NRHM/HSP/TNMSC/2009-GEN | 2013-02-04 |  | 0 | No
871 | VILATHIKULAM | Phototherapy Unit | C |  |  | 1996-03-22 |  | O.PWard |  |  | 1996-03-22 | 1997-03-22 | 12000 | yes
872 | VILATHIKULAM | Hematology analyser | B1 | xp100 Advance version Or KX21 | A3191 | 2014-02-17 | TRANSASIA | LABORATORY | DMS | 78217/Sandamp; P/1/2013-14 | 2014-02-24 |  | 385319 | yes
873 | VILATHIKULAM | Electric Calorimeter | C | PRIETEST EASYLAB | PEL1231213RBK | 2014-03-28 | ROBONIK (INDIA) PVT LTD | LABORATORY | TNHSP | TNHSP/TNMSC/AG87b/2013-2 | 2014-04-28 | 2015-03-28 | 20302 | yes
874 | VILATHIKULAM | Binocular Mircroscope | B2 | BD-13A | 22102 | 2014-01-24 | SOLOKRAFTS | LABORATARY | TNHSP | TNHSP/ TNMSC/AG87C/2013 | 2014-02-07 | 2015-02-07 | 18600 | yes
875 | VILATHIKULAM | Boyles apparatus with out Ventilator | B |  | B.A.1 | 1996-03-11 |  | OPERATION THEATER |  | 40/S1( 1 ) / ICB 1 /95 | 1996-07-23 |  | 82000 | yes
876 | VILATHIKULAM | Suction Apparatus - Electrical(Hivacuam) | B2 |  | S. P.1 | 2008-02-15 |  | OPERATION THEATRE | TNHSP | TNHSP/TNMSC/P2E18/2007 | 2008-04-02 |  | 4148 | yes
877 | VILATHIKULAM | Suction Apparatus - Electrical(Hivacuam) | B2 |  | S. P.2 | 2009-03-17 | TNHSP | OPD | TNHSP | TNHSP/TNMSC//P3E8/2008 | 2009-03-18 |  | 3900 | yes
878 | VILATHIKULAM | Suction Apparatus - Electrical | C |  | S. P.3 | 2009-03-17 | TNHSP | MALE WARD | TNHSP | TNHSP/ TNMSC / P3E8 2008 | 2009-03-18 |  | 3900 | No
879 | VILATHIKULAM | Suction Apparatus - Electrical | C |  | S. P.6 | 2009-03-17 | DM andamp;RHS | FEMALEWARD | OTHERS | 51190/Sandamp;P/1 /2008-2 | 2009-03-21 |  | 4410 | yes
880 | VILATHIKULAM | Suction Apparatus - Electrical | C |  | S.P.4 | 2009-05-08 | DMRHS | OT |  | 51190/Sandamp; P/1/2008 | 2013-10-02 |  | 22000 | yes
881 | VILATHIKULAM | Generator | C |  | FODB95-09426 | 1996-02-17 | IPPV | OPERATION TEATRE |  |  |  |  | 21729 | yes
882 | VILATHIKULAM | Suction Apparatus - Electrical | C |  | S.P.5 | 2009-03-21 | DMandamp; RHS | LABOUR WARD |  | 47975/Sandamp;P/DMandamp;RHS | 2011-07-27 |  | 5720 | yes
883 | VILATHIKULAM | [11 empty] | 0 | yes
884 | VILATHIKULAM | CENTRIFUGE MACHINE WITH 6BUCKET | B2 | BDI152 |  | 2012-04-12 | TNMSC |  |  |  |  | 2015-04-12 | 5090 | yes
885 | VILATHIKULAM | RING LENS SYSTEM WITH ILLUMINATION | C | MAGNASCOPE |  | 2012-04-12 | TNMSC | OPERATION THEATRE |  |  |  | 2014-04-12 | 6987 | yes
886 | VILATHIKULAM | Auto analyser | B | portabie model |  | 2009-05-02 | ROBONIC INDUSTRIES | Laboratary |  |  |  |  | 60690 | yes
887 | VILATHIKULAM | Auto Clave HP Vertical (2 bin) | C |  |  | 1985-01-23 | YORIC SCIENTIFIC INDUSTRIES | OPERATION THEATRE |  |  |  |  | 6500 | yes
888 | VILATHIKULAM | Auto Clave HP Vertical (2 bin) | C |  |  | 2009-03-17 | USHAL HOSPITAL STEEL FURNITURE | OPERATION THEATRE |  | 51190*Sandamp;P/1/2008 | 2009-03-18 |  | 16300 | yes
889 | VILATHIKULAM | Sterilizer big (Instrument)16 | C |  |  | 1992-06-24 | TVL/SOUTHI INDIAN SURGICAL | OPERATION THEATRE |  | JDHS4369/S2/92 |  |  | 1500 | yes
890 | VILATHIKULAM | Bowl steriliser - Medium | C |  |  | 1984-10-10 | BHARAT SURGICAL | [5 empty] | 442 | yes
891 | VILATHIKULAM | Auto Clave HP Vertical (2 bin) | C |  |  | 2009-03-06 | SOLOKRAFT INDUSTRIES | OPEARTION THEATRE | DMS | 51190/S and P/1/2008 |  |  | 33000 | yes
892 | VILATHIKULAM | Operation table Hydraulic Minor | B2 |  |  | 2009-08-10 | Dist.Familywelfare department | labour ward |  |  | 2010-11-12 |  | 67000 | yes
893 | VILATHIKULAM | Weighing machine infant | C |  |  | 1997-03-27 | ASSOCIATED SURGICAL | TRANSFERED TO HQH HOSPITAL~ SIVAGANGAI |  |  |  |  | 570 | yes
894 | VILATHIKULAM | Weighing machine infant | C |  |  | 2008-10-08 | JUPITER MANUFACTURING | LABOUR WARD | TNHSP | TNHSP/TNMSC/ENGG/P3E17/2008 |  |  | 2341 | yes
895 | VILATHIKULAM | Pulse Oximeter | B2 |  |  | 1999-01-05 | TRANS HEALTH CARE INDIAN PRIVATE | OPERATION THEATRE | TNMSC | 14262/PO/TNMSC/EQUP/98 |  |  | 23500 | yes
896 | VILATHIKULAM | Pulse Oximeter | B2 |  |  | 2009-05-04 | TNHSP EMERGENCY AMBULANCE | OPERATION THEATRE |  |  | 2009-09-17 |  | 0 | No
897 | VILATHIKULAM | ECG Monitor | B | 3536 micro-R |  | 2006-06-27 | SOLOKRAFTS INDUSTRIES | OPD | DMS | 10620/SSP/1/06 | 2006-07-12 |  | 23850 | No
898 | VILATHIKULAM | Radiant Warmer | C |  | 7121313 | 2008-02-21 | MADRAS SURGICAL/CHEMICALS | LABOUR WARD | TNHSP |  |  |  | 17680 | yes
899 | VILATHIKULAM | Radiant Warmer | C | DCW 100 | 2973 | 2008-11-19 | Datex ohmeda(1) PVT l td | labour ward | TNHSP | TNHSP/TNMSC/P3E9/2008 | 2008-12-06 |  | 18000 | yes
900 | VILATHIKULAM | Nebuliser Adult | C | PTO | 49820 | 2010-12-03 | PATIENT WELL FARE | MALE WARD | OTHERS |  | 2010-12-04 | 2015-12-02 | 0 | No
901 | VILATHIKULAM | Computer | C | LX INFINITI PRO BL 1350 | C101AA533632 | 2011-08-16 | TNHSP | LABORATRY | TNHSP | TNHSP/ ELCOT / ICB /COMPUTER /P2H1/10-11 | 2011-08-23 |  | 0 | yes
902 | VILATHIKULAM | Shadowless Lamp stand model | B |  |  | 1985-02-24 |  | OPERATION TEATRE |  |  | 1985-03-23 |  | 2620 | yes
903 | VILATHIKULAM | Computer | C | LX INFINITI PRO BL 1350 | C101AA533539 | 2011-08-16 | TNHSP | R.C. ROOOM | TNHSP | TNHSP/ELCOT / ICB /COMP/P2H1/10-11 | 2011-09-13 | 2013-12-07 | 0 | yes
904 | VILATHIKULAM | Shadowless Lamp stand model | B |  |  | 2003-12-11 | DMandamp; RHS | OPERATION TEATRE | OTHERS | 80163 /Sandamp;P /1/2003 | 2003-12-12 |  | 5500 | yes
905 | VILATHIKULAM | Nebuliser Adult | C | PRO | 49823 | 2010-12-03 | PATIENT WELL FARE | ICJECTION OPD | OTHERS |  | 2010-12-10 | 2015-12-02 | 1500 | yes
906 | VILATHIKULAM | Nebuliser Adult | C | PRO | 50113 | 2010-12-03 | PATIENT WELL FARE | FEMALE WARD |  |  | 2010-12-11 | 2015-12-02 | 1500 | yes
907 | VILATHIKULAM | Shadowless Lamp stand model | B |  |  | 2009-03-08 | DM andamp;RHS | OPERATIONTEATRE |  | 47976/SP/1/2008 | 2009-03-18 |  | 26000 | yes
908 | VILATHIKULAM | Glucometer | C |  | 260042628 | 2003-08-21 | DMRHS | LABORATORY |  | 45036 /sps /1/ 03 | 2003-08-23 |  | 1205 | yes
909 | VILATHIKULAM | Glucometer | C |  | 260042413 | 2003-08-21 | DMRHS | LABORATORY |  | 45036/SPS /1/ 03 | 2004-12-02 |  | 1456 | yes
910 | VILATHIKULAM | Magnavision Lamp | C | 8008 | 1 NO | 2011-05-05 | TNMSC | LABOUR WARD | TNMSC | 04R/NRHM /TNMSC /ENGG/2011 | 2012-04-17 | 2014-05-05 | 4400 | yes
911 | VILATHIKULAM | Semi auto analyser | B2 |  |  | 2009-05-02 | TNHSP | LABORATORY | TNHSP | TNHSP/TNMSC/ICB/ P3E2/2009 | 2009-05-04 |  | 60690 | yes
912 | VILATHIKULAM | Centrifuge | C | RANA | 48752173 | 1986-02-23 | LACAI PURCHASE | LABORATORY |  |  |  |  | 2240 | yes
913 | VILATHIKULAM | Operation table Hydraulic Minor | B2 |  | H.O .T -1 | 1985-02-24 |  | OPERATION TEATRE |  |  | 1985-03-23 |  | 11200 | yes
914 | VILATHIKULAM | Operation table Hydraulic Minor | B2 |  | H.O.T-3 | 2009-02-27 | DMS | OPEARTION THEATRE | DMS | 51190/ Sp/1/2008 | 2009-03-18 |  | 164268 | yes
915 | VILATHIKULAM | Lab Incubator | C | BDI 54 | 76155 | 2009-07-30 | TNHSP | LABORATORY | TNHSP | TNHSP /TNMSC /ICB /P3E2 | 2009-09-05 |  | 11953 | yes
916 | VILATHIKULAM | Haemotokrit | C |  |  | 1997-02-12 | Recived from M.C.H TOOTUKUDI | LABORATORY |  | CSSM PHASE V KIT O |  |  | 0 | yes
917 | VILATHIKULAM | Operation table Hydraulic Minor | B2 |  | H.O.T-2 | 2003-12-11 | DMandamp; RH | OPERATION TEATRE |  | 80163/Sandamp;P/ 1/2003 | 2003-12-12 |  | 40600 | yes
918 | VILATHIKULAM | Foetal Doppler | C | BF 500D + | BSM-BF-X-D20002064 | 2012-09-26 | LOCAL PURCHASE | LABOUR WARD | OTHERS |  | 2012-09-26 |  | 7500 | yes
919 | VILATHIKULAM | Defibrillator with Monitor | B2 | HEART STAT FRX ~of philips make | ADE-1 | 2012-08-10 | TNMSC |  | TNHSP | TNHSP/TNMSC/ICB/AG17/2011 |  |  | 58696 | yes
920 | VILATHIKULAM | Refrigerator | C | GODREJ | 12391 | 2005-01-31 | JDHS | INJECTION OP | JDHS | 5749/S1/04 | 2005-02-15 |  | 8990 | yes
921 | VILATHIKULAM | Refrigerator | C | Godrej | 13534 | 2005-01-31 | JDHS | STORE | JDHS | 5749/S1/04 |  | 2005-01-31 | 8990 | yes
922 | VILATHIKULAM | Fowlers Cot | C |  | F.C.1 | 2004-10-05 | DMS | FEMALE WARD | DMS | DMRHS REF 74387/5PS/1/2003- DLO5 | 2004-10-07 |  | 8600 | yes
923 | VILATHIKULAM | Fowlers Cot | C |  | F.C.2 | 2004-10-05 | DMS | FEMALE WARD | DMS | DMRHS REF 74387/SPS1/2003-4 DLO5 | 2004-10-07 |  | 8600 | yes
924 | VILATHIKULAM | Needle destroyer / Syringe Destroyer | C |  |  | 2012-09-26 | LOCAL PURCHASE | MALE WARD |  |  | 2012-09-27 |  | 1600 | yes
925 | VILATHIKULAM | Infant Warmer / Neonatal Warmer/Infant Open Care system | B2 |  | 2973 | 2008-11-19 |  | labour ward | TNHSP | TNHSP/ TNMSC/P3E9/2008 | 2008-12-06 |  | 18000 | yes
926 | VILATHIKULAM | Needle destroyer / Syringe Destroyer | C |  |  | 2012-09-26 | LOCAL PURCHASE | LABOUR WARD |  |  | 2012-09-27 |  | 1600 | No
927 | VILATHIKULAM | Needle destroyer / Syringe Destroyer | C |  |  | 2012-09-26 | LOCAL PURCHASE | INJECTION OP |  |  | 2012-09-27 |  | 1600 | No
928 | VILATHIKULAM | Needle destroyer / Syringe Destroyer | C |  |  | 2012-09-26 | LOCAL PURCHASE | STORE |  |  |  |  | 1600 | No
929 | VILATHIKULAM | Needle destroyer / Syringe Destroyer | C |  |  |  | TNMSC | OPERATION TEATRE | TNMSC | TNHSP/TNMSC/ENGG/BMWM/12008 | 2008-09-04 |  | 755 | No
930 | VILATHIKULAM | Needle destroyer / Syringe Destroyer | C |  |  | 2008-09-04 | TNMSC | LABRATORY | TNMSC | TNHSP/TNMSC/ENGG/BMWM/1/2008 | 2010-12-12 | 2008-09-04 | 755 | No
931 | VILATHIKULAM | Needle destroyer / Syringe Destroyer | C |  |  | 2003-06-24 |  | FEMALE WARD |  |  | 2003-06-25 |  | 2350 | No
932 | VILATHIKULAM | Computer | C |  |  | 2009-03-28 | TNHSP | OFFICE | TNHSP | TNHSP/TNMSC/P1H1/2009 |  |  | 25885 | yes
933 | VILATHIKULAM | UPS | C |  |  | 2009-05-14 | TNHSP | OFFICE | TNHSP | TNHSP/TNMSC/P1HA/08 |  |  | 0 | yes
934 | VILATHIKULAM | Generator | C |  | G.R 1 | 1996-02-17 |  | OPERATION THEATRE | IPPV |  | 1996-02-23 |  | 21729 | yes
935 | VILATHIKULAM | B.P.apparatus stand model | C |  | B.P.S 1 | 2008-12-10 | TNMSC | OPERATION TEATRE | TNMSC | TNMSC P3E16/2008 | 2008-12-18 |  | 1090 | No
936 | VILATHIKULAM | B.P.apparatus stand model | C |  | B.P.S 2 | 1997-02-15 | DMS | INJECTION OP | DMS | 28259/CPC/91/96 | 1998-05-15 |  | 1200 | No
937 | VILATHIKULAM | Computer | C |  | c101aa533630 |  |  |  |  | TNHSP ELCOT/ICB/COMP/UTERS/P2H1/10-11 DT.07.12.210 | 2011-08-16 | 2013-12-07 | 0 | yes
938 | VILATHIKULAM | Computer | C | LX INFINITI PRO BL 1350 | C101AA53760 | 2011-08-16 | TNHSP | OPD[MEDICAL OFFICER ROOM 1] | TNHSP | TNHSP/ELCOT / ICB /COMPUTER/P2H/10-11 | 2011-08-19 | 2013-12-07 | 0 | yes
939 | VILATHIKULAM | Computer | C | LX INFINITI PRO BL1350 | C101AA533562 | 2011-08-16 | TNHSP | OPD[MEDICAL OFFICER ROOM 2] | TNHSP | TNHSP/ELCOT/ ICB /COMPUTER /P2H1 /10-11 | 2011-08-19 | 2013-12-07 | 0 | yes
940 | VILATHIKULAM | Printer | C | TVSE HD 250 GOLD PRINTER | JBS3FD003426 | 2011-08-16 | TNHSP | DISPENSARY | TNHSP | TNHSP /ELCOT/ ICB /COMP | 2011-08-18 | 2013-08-16 | 0 | yes
941 | VILATHIKULAM | Defibrillator with Monitor | B2 | HEART STAT FRx OF PHILIPS MAKE | 861304 | 2012-08-10 | TNHSP |  | TNHSP | TNHSP/TNMSC/ICB/AG17/2011 |  |  | 15000 | yes
942 | VILATHIKULAM | Computer | C | LX INFINITI PRO BL1350 | C101AA533508 | 2011-08-16 | TNHSP | OPERATION THEATRE | TNHSP | TNHSP/ELCOT/ICB/COMP /P2H1 | 2011-08-16 | 2013-12-07 | 0 | yes
943 | VILATHIKULAM | Computer | C | LX INFINITI PRO BL 10350 | C101AA533507 | 2011-08-16 | TNHSP | TB UNIT | TNHSP | TNHSP/ELCOT/ICB/COMP/P2H1/10-2011 | 2011-08-25 | 2013-12-07 | 0 | yes
944 | VILATHIKULAM | Computer | C | LX INFINITI PRO BL 1350 | C101AA533554 | 2011-08-16 | TNHSP | OPD (SCAN ROOM) | TNHSP | TNHSP/ELCOT/ICB/COMP/P2H1/10-11 | 2011-08-19 | 2013-12-07 | 0 | yes
945 | VILATHIKULAM | Printer | C | TVSE HD 250 GOLD PRINTER | JBS3FD003428 | 2011-08-16 | TNHSP | OP RECEPTION | TNHSP | TNHSP/ELCOT/ ICB COMP | 2011-08-19 | 2013-08-16 | 0 | yes
946 | VILATHIKULAM | Computer | C | LX INFINITI PRO BL 1350 | C101AA533563 | 2011-08-16 | TNHSP | FEMALE WARD | TNHSP | TNHSP/ELCOT/ICB/COMP/P2H1/10-11 | 2011-09-13 | 2013-12-07 | 0 | yes
947 | VILATHIKULAM | Computer | C | LX INFINITI PRO BL 1350 | C101AA522323 | 2011-08-16 | TNHSP | MALE WARD | TNHSP | TNHSP/ELCOT/ICB/COMP/P2H1/10-11 | 2011-08-23 | 2013-12-07 | 0 | yes
948 | VILATHIKULAM | Computer | C | LX INFINITI PRO BL1350 | C101AA522294 | 2011-08-16 | TNHSP | DENTAL OP | TNHSP | TNHSP/ELCOT/ICB/COMPUTER/P2H1/10-11 | 2011-08-19 | 2013-12-07 | 0 | yes
949 | VILATHIKULAM | Computer | C | LX INFINITI PRO BL 1350 | C101AA533501 | 2011-08-16 | TNHSP | INJECTION OP | TNHSP | TNHSP/ELCOT/ICB/COMPUTER/P2H1/10-11 | 2011-08-19 |  | 0 | yes
950 | VILATHIKULAM | Computer | C | LX INFINITI PRO BL 1350 | C101AA533854 | 2011-08-16 | TNHSP | OPD [FEMALE OP) | TNHSP | TNHSP/ELCOT/ ICB /COMPUTER/P2H1/10-11 | 2011-08-19 |  | 0 | yes
951 | VILATHIKULAM | Computer | C | LX INFINITI PRO BL1350 | C101AA522137 | 2011-08-16 | TNHSP | OP RECEPTION | TNHSP | TNHSP/ELCOT/ICB/COMPUTER/P2H1/10-11 | 2011-08-19 |  | 0 | yes
952 | VILATHIKULAM | Computer | C | LX INFININITI PRO BL1350 | C101AA533631 | 2011-08-16 | TNHSP | DISPESARY | TNHSP | TNHSP/ELCOT/ ICB/ COMPUTER/P2H1/10-11 | 2011-08-18 | 2013-12-07 | 0 | yes
953 | VILATHIKULAM | Computer | C | LX INFINITI PRO BL1350 | C101AA533761 | 2011-08-16 | TNHSP | X-RAY | TNHSP | TNHSP /ELCOT /ICB /COMP | 2011-09-13 | 2013-12-07 | 0 | yes
954 | VILATHIKULAM | Printer | C | TVSE HD 250 GOLD | JBS3FD003393 | 2011-08-16 | TNHSP | OPERATION THEATRE | TNHSP | TNHSP/ELCOT/ICB/COMP/ | 2011-09-13 | 2013-08-16 | 0 | yes
955 | VILATHIKULAM | Printer | C | TVSE HD250GOLD PRINTER | JBW3FD004148 | 2011-08-16 | TNHSP | INJECTION OP | TNHSP | TNHSP/ ELCOT/ICB/COMP | 2011-08-19 | 2013-08-16 | 0 | yes
956 | VILATHIKULAM | Printer | C | TVSE HD 250 GOLD PRINTER | JBJ3FD002750 | 2011-08-16 | TNHSP | IP RECEPTION | TNHSP | TNHSP/ELCOT /ICB /COMP | 2011-08-19 | 2013-08-16 | 0 | yes
957 | VILATHIKULAM | Computer | C | LX INFINITI PRO BL 1350 | C101AA533552 | 2011-08-16 | TNHSP | LABOUR WARD | TNHSP | TNHSP/ELCOT/ICB/COMP/P2H1/10-11 | 2011-08-23 | 2013-12-07 | 0 | yes
958 | VILATHIKULAM | Computer | C | LX INFINITI PRO BL 1350 | C101AA522321 | 2011-08-16 | TNHSP | DISPENSARY (STORE 1) | TNHSP | TNHSP/ELCOT/ICB/COMP/P2H1/10-11 | 2011-08-19 | 2013-12-07 | 0 | yes
959 | VILATHIKULAM | Computer | C | LX INFINITI PRO BL 1350 | C101AA522537 | 2011-08-16 | TNHSP | STORE 2 | TNHSP | TNHSP/ELCOT/ICB/COMP/ P2H1/10-11 | 2011-08-18 | 2013-12-07 | 0 | yes
960 | VILATHIKULAM | Printer | C | TVSE HD 250 GOLDPRINTER | JBJ3FD02925 | 2011-08-16 | TNHP | STORE 1 | TNHSP | TNHSP/ELCOT /ICB/COMP | 2011-08-18 | 2013-08-16 | 0 | yes
961 | VILATHIKULAM | Printer | C | TVSE HD 250GOLD PRINTER | JBJ3FD004148 | 2011-08-16 | TNHSP | LABOUR WARD | TNHSP | TNHSP/ ELCOT / ICB /COMP | 2011-08-23 | 2013-08-16 | 0 | yes
962 | VILATHIKULAM | Printer | C | TVSE HD 250 GOLD PRINTER | JBS3FD003892 | 2011-08-16 | TNHSP | LABROTARY | TNHSP | TNHSP/ELCOT /ICB/ COMP | 2011-08-23 | 2013-08-16 | 0 | yes
963 | VILATHIKULAM | Printer | C | TVSE HD 250 GOLD PRINTER | JBW3FD003984 | 2011-08-16 | TNHSP | MALE WARD | TNHSP | TNHSP/ELCOT / ICB /COMP | 2011-08-23 | 2013-08-16 | 0 | yes
964 | VILATHIKULAM | Computer | C | LX INFINITI PRO BL 1350 | C101AA533509 | 2011-08-16 | TNHSP | HEAD NURSE ROOM | TNHSP | TNHSP/ELCOT/ICB/COMP/P2H1/10-11 | 2011-09-13 | 2013-12-07 | 0 | yes
965 | VILATHIKULAM | Computer | C | LX INFINITI PRO BL 1350 | C101AA533553 | 2011-08-16 | TNHSP | OFFICE | TNHSP | TNHSP/ELCOT/ICB/COMP/P2H1/10-11 | 2011-09-13 | 2013-12-07 | 0 | yes
966 | VILATHIKULAM | Printer | C | TVSE HD 250 GOLD PRINTER | JBJ3FD002765 | 2011-08-16 | TNHSP | FEMALE WARD | TNHSP | TNHSP/ ELCOT/ ICB /COMP | 2011-09-23 | 2013-08-16 | 0 | yes
967 | Tiruchendur GH | X-ray Machine 300 mA | B |  |  |  |  | X-RayRoom |  |  |  |  | 345673 | yes
968 | Tiruchendur GH | Cardiac Monitor | C | ORBIT |  |  |  | OT |  |  |  |  | 0 | No
969 | Tiruchendur GH | Cardiac Monitor | C | ORBIT |  |  |  | Ward |  |  |  |  | 0 | No
970 | Tiruchendur GH | Multi Para Monitor | B | Planet50 |  |  |  | ICU |  |  |  |  | 56000 | yes
971 | Tiruchendur GH | Infusion pump | C | OT-701 |  |  | SISCO | FW |  |  |  |  | 0 | No
972 | Tiruchendur GH | Infusion pump | C | Diginfusa5010 |  | 2007-09-26 | SISCO | NICU |  |  | 2007-09-26 | 2008-09-26 | 0 | No
973 | Tiruchendur GH | Otoscope | C |  |  |  | Vibhsh | O.PWard |  |  |  |  | 34500 | yes
974 | Tiruchendur GH | Opthalmoscope - Direct | C |  |  |  | Vibhsh | O.PWard |  |  |  |  | 134563 | yes
975 | Tiruchendur GH | Operating Microscope(Eye) | B |  |  |  | Appasamy | O.PWard |  |  |  |  | 134563 | yes
976 | Tiruchendur GH | Dental Unit with motor for dental OP | B2 |  |  | 2003-07-06 | Confident | O.PWard |  |  | 2003-07-06 | 2004-06-07 | 118669 | yes
977 | Tiruchendur GH | Dental Autoclave | C |  |  |  | Confident | O.PWard |  |  |  |  | 0 | No
978 | Tiruchendur GH | Semi auto analyser | B2 | PreOnetouch |  | 2007-10-18 | Robonik | O.PWard |  |  | 2007-10-18 | 2008-10-18 | 59000 | yes
979 | Tiruchendur GH | Binocular Mircroscope | B2 |  |  |  |  | O.PWard |  |  |  |  | 19530 | yes
980 | Tiruchendur GH | Mono cular Microscope | C |  |  |  |  | O.PWard |  |  |  |  | 0 | yes
981 | Tiruchendur GH | Electri centrifuger | C |  |  |  |  | O.PWard |  |  |  |  | 11000 | yes
982 | Tiruchendur GH | Electri centrifuger | C |  |  |  |  | O.PWard |  |  |  |  | 11000 | yes
983 | Tiruchendur GH | Electri centrifuger | C |  |  |  |  | O.PWard |  |  |  |  | 11000 | yes
984 | Tiruchendur GH | Electric Calorimeter | C |  |  | 2000-01-18 | Allen | O.PWard |  |  | 2000-01-18 | 2001-01-18 | 110000 | yes
985 | Tiruchendur GH | Electric Calorimeter | C |  |  | 2001-01-24 |  | O.PWard |  |  | 2001-01-24 | 2002-01-24 | 110000 | yes
986 | Tiruchendur GH | VDRL Rotator / Mechanical Agitator | C |  |  |  |  | O.PWard |  |  |  |  | 0 | yes
987 | Tiruchendur GH | Hot Air oven | C |  |  | 2010-10-09 |  | O.PWard |  |  | 2010-10-09 | 2011-09-10 | 0 | yes
988 | Tiruchendur GH | Operation Table Hydraulic Major | B2 |  |  | 2008-02-13 | Jupiter | O.PWard |  |  | 2008-02-13 | 2009-02-13 | 0 | yes
989 | Tiruchendur GH | Operation Table Hydraulic Major | B2 |  |  | 2008-02-13 | Jupiter | O.PWard |  |  | 2008-02-13 | 2009-02-13 | 0 | yes
990 | Tiruchendur GH | Operation Table Hydraulic Major | B2 |  |  |  |  | O.PWard |  |  |  |  | 0 | yes
991 | Tiruchendur GH | Auto Clave HP Vertical (2 bin) | C |  |  |  |  | O.PWard |  |  |  |  | 18000 | yes
992 | Tiruchendur GH | Auto Clave HP Vertical (2 bin) | C |  |  |  |  | O.PWard |  |  |  |  | 18000 | yes
993 | Tiruchendur GH | Auto Clave HP Vertical (2 bin) | C |  |  |  |  | O.PWard |  |  |  |  | 0 | No
994 | Tiruchendur GH | Auto Clave HP Vertical (2 bin) | C |  |  |  |  | O.PWard |  |  |  |  | 0 | No
995 | Tiruchendur GH | Autoclave vertical single bin | C |  |  |  |  | O.PWard |  |  |  |  | 0 | No
996 | Tiruchendur GH | Diathermy Machine (Electric Cautery) | B |  |  | 2007-03-07 | Jupiter | O.PWard |  |  | 2007-03-07 | 2008-07-03 | 0 | No
997 | Tiruchendur GH | Diathermy Machine (Electric Cautery) | B |  |  | 2007-08-10 | Jupiter | O.PWard |  |  | 2007-08-10 | 2008-10-08 | 218000 | yes
998 | Tiruchendur GH | Infusion pump | C | OT-701 |  |  | SISCO | W |  |  |  |  | 0 | yes
999 | Tiruchendur GH | Suction Apparatus - Electrical | C |  |  |  | Jupiter | O.PWard |  |  |  |  | 5720 | yes
1000 | Tiruchendur GH | Suction Apparatus - Electrical | C |  |  |  | Vishal | O.PWard |  |  |  |  | 5720 | yes
1001 | Tiruchendur GH | Laproscope Single Puncture | C |  |  | 1997-03-14 |  | O.PWard |  |  | 1997-03-14 | 1998-03-14 | 0 | yes
1002 | Tiruchendur GH | Laproscope Double Puncture | C |  |  |  | Vishal | O.PWard |  |  |  |  | 0 | yes
1003 | Tiruchendur GH | Boyles apparatus with Circle Abosrber | B |  |  |  | Dragen | O.PWard |  |  |  |  | 75000 | yes
1004 | Tiruchendur GH | Boyles apparatus with Circle Abosrber | B |  |  |  | ESAB | O.PWard |  |  |  |  | 75000 | yes
1005 | Tiruchendur GH | Boyles apparatus with Circle Abosrber | B |  |  | 1996-04-03 | IOL | O.PWard |  |  | 1996-04-03 | 1997-03-04 | 75000 | yes
1006 | Tiruchendur GH | Boyles apparatus with out Circle Abosrber | B |  |  | 2008-01-29 | Landt | O.PWard |  |  | 2008-01-29 | 2009-01-29 | 41450 | yes
1007 | Tiruchendur GH | Phototherapy Unit | C |  |  |  |  | Ward |  |  |  |  | 12000 | yes
1008 | Tiruchendur GH | Phototherapy Unit | C |  |  |  |  | NICU |  |  |  |  | 12000 | yes
1009 | Tiruchendur GH | Phototherapy Unit | C |  |  |  | MadrasSurgicals | Store |  |  |  |  | 12000 | yes
1010 | Tiruchendur GH | Phototherapy Unit | C |  |  |  | MadrasSurgicals | NICU |  |  |  |  | 12000 | yes
1011 | Tiruchendur GH | Radiant Warmer | C |  |  |  | Datex ohmeda | Ward |  |  |  |  | 0 | yes
1012 | Tiruchendur GH | Baby Incubators | C |  |  | 2007-12-12 |  | O.PWard |  |  | 2007-12-12 | 2008-12-12 | 37500 | yes
1013 | Tiruchendur GH | Baby Incubators | C |  |  | 2010-10-09 |  | O.PWard |  |  | 2010-10-09 | 2011-09-10 | 37500 | yes
1014 | Tiruchendur GH | Nebuliser Adult | C | PULMO MIST 4235 CE | 114061990 | 2012-09-10 | ELSHADDAI MEDICAL DEVICE TIRUNELVELI | OP | OTHERS | PWS 73 | 2012-09-10 | 2014-09-09 | 2000 | yes
1015 | Tiruchendur GH | Cryo Surgery/Cryocautery Unit | B2 | CRYO 004 B |  | 2012-04-10 | SOLOKRAFTS INDUSTRIES CHENNAI | EYE OPERATION T | TNHSP |  | 2012-04-10 |  | 24331 | yes
1016 | Tiruchendur GH | RING LENS SYSTEM |  | MAGNOSCOPE |  | 2012-04-10 | SOLOKRAFTS INDUSTRIES CHENNAI | STORE | TNHSP |  | 2012-04-10 |  | 7337 | yes
1017 | Tiruchendur GH | Computer | C | PRO BL /1350 | C101AA533555 | 2011-01-11 | HCL INFO SYSTEMS LTD |  | TNHSP |  | 2012-03-03 |  | 23031 | yes
1018 | Tiruchendur GH | Computer | C | PRO BL 1350 /HCL | C101AA533279 | 2011-01-11 | HCL INFO SYSTEMS LTD |  | TNHSP | TNHSP/ELCOT/ICB/COMP/07/12/2010 |  |  | 23031 | yes
1019 | Tiruchendur GH | Computer | C | PRO BL 1350 /HCL | C101AA522325 | 2011-01-11 | HCL INFO SYSTEMS LTD |  | TNHSP | TNHSP/ELCOT/ICB/COMP/07/12/2010 | 2012-03-03 |  | 26031 | yes
1020 | Tiruchendur GH | Computer | C | PRO BL 1350 /HCL | C101AA522316 | 2011-01-11 | HCL INFO SYSTEMS LTD |  | TNHSP | TNHSP/ELCOT/ICB/COMP/07/12/2010 | 2012-03-03 |  | 23031 | yes
1021 | Tiruchendur GH | Computer | C | PRO BL 1350 /HCL | C101AA522298 | 2012-01-11 | HCL INFO SYSTEMS LTD |  | TNHSP | TNHSP/ELCOT/ICB/COMP/07/12/2010 | 2012-03-03 |  | 23031 | yes
1022 | Tiruchendur GH | Computer | C | PRO BL 1350 /HCL | C101AA533763 | 2011-01-11 | HCL INFO SYSTEMS LTD |  | TNHSP | TNHSP/ELCOT/ICB/COMP/07/12/2010 | 2012-03-03 |  | 23031 | yes
1023 | Tiruchendur GH | Computer | C | PROBL 1350 /HCL | C101AA533849 | 2011-01-11 | HCL INFO SYSTEMS LTD |  | TNHSP | TNHSP/ELCOT/ICB/COMP/07/12/2010 | 2012-03-03 |  | 26030 | yes
1024 | Tiruchendur GH | Computer | C | PRO BL 1350 /HCL | C101AA533603 | 2011-01-11 | HCL INFO SYSTEMS |  | TNHSP | TNHSP/ELCOT/ICB/COMP/07/02/2010 | 2012-03-03 |  | 23031 | yes
1025 | Tiruchendur GH | Computer | C | PRO BL 1350 /HCL | C101AA533543 | 2011-01-11 | HCL INFO SYSTEMS |  | TNHSP | TNHSP/ELCOT/ICB/COMP/07/12/2010 | 2012-03-03 |  | 23031 | yes
1026 | Tiruchendur GH | Printer | C | TVSE 250 GOLD | JBS3FD003901 | 2011-01-11 | HCL INFO SYSTEMS |  | TNHSP | 2000059297/1000042960/TNHSP/ELCOT/ICB/COMP/07/12/2010 | 2012-03-03 |  | 8098 | yes
1027 | Tiruchendur GH | Printer | C | TVSE HD GOLD | JBS3FD003830 | 2011-01-11 | HCL INFO SYSTEMS |  | TNHSP | 2000059297/1000042960/TNHSP/ELCOT/ICB/COMP/ | 2012-03-03 |  | 8098 | yes
1028 | Tiruchendur GH | ADULT WEIGHING SCALE |  | BATHROOM TYPE |  | 2012-02-17 | ALAN MEDICAL AND LABORATORY PRODUCTS | STORE | TNMSC | TNHSP/TNMSC/ENGG/AG24/2011 | 2012-02-17 |  | 598 | yes
1029 | Tiruchendur GH | Deep Freezer | B2 | JA DF 20 | DF 11121289 | 2012-03-26 | PAWER ELECTRO SYSTEMS PVT LTD | BLOOD BANK | TNMSC | RCH 2/TNMSC/ENGG/7146/2010/DT10/02/2011 | 2012-03-27 | 2013-03-26 | 51750 | yes
1030 | Tiruchendur GH | Printer | C | TVSE HD 250 GOLD | JBJ3FD002896 | 2011-01-11 | HCL INFO SYSTEMS CHENNAI |  | TNHSP |  | 2012-03-03 |  | 8098 | yes
1031 | Tiruchendur GH | Printer | C | TVSE HD 250 GOLD | JBS3FD003528 | 2011-01-11 | HCL INFO SYSTEMS CHENNAI |  | TNHSP | 20000592297/1000042960/TNHSP/ELCOT/ICB/COMP07/12/2010 | 2012-03-03 |  | 8098 | yes
1032 | Tiruchendur GH | Printer | C | TVSE HD 250 GOLD | JBS3FD003391 | 2011-01-11 | HCL INFO SYSTEMS CHENNAI |  | TNHSP |  | 2012-03-03 |  | 8098 | yes
1033 | Tiruchendur GH | Printer | C | TVSE HD 250 GOLD | JBS3FD003730 | 2011-01-11 | HCL INFO SYSTEMS CHENNAI |  | TNHSP | //2000052297/1000047960/TNHSP/ELCOT/ICB/COMP/ | 2012-03-03 |  | 8098 | yes
1034 | Tiruchendur GH | Needle destroyer / Syringe Destroyer | C | HEAVY DUTY |  | 2012-03-22 | SOUTHERN MEDICAL SYSTEM TRICHY |  | OTHERS |  |  |  | 1050 | yes
1035 | Tiruchendur GH | Needle destroyer / Syringe Destroyer | C | HEAVY DUTY |  | 2012-03-22 | SOUTHERN MEDICAL SYSTEM TRICHY |  | OTHERS |  |  |  | 1050 | yes
1036 | Tiruchendur GH | Needle destroyer / Syringe Destroyer | C | HEAVY DUTY |  | 2012-03-22 | SOUTHERN MEDICAL SYSTEM TRICHY |  | OTHERS |  |  |  | 1050 | yes
1037 | Tiruchendur GH | Needle destroyer / Syringe Destroyer | C | HEAVY DUTY |  | 2012-03-22 | SOUTHERN MEDICAL SYSTEM TRICHY |  | OTHERS |  |  |  | 1050 | yes
1038 | Tiruchendur GH | Syringe Pump | B | ST 670 |  | 2010-11-15 | TRANS HEALTH HEALTH CARE INDIA PRIVATE LTD CHENNAI |  | TNMSC | RCH 2/TNMSC/ENGG/E38/2010DT 04/02/2010 | 2010-11-15 |  | 43200 | yes
1039 | Tiruchendur GH | Syringe Pump | B | ST 670 |  | 2010-11-15 | TRANS HEALTH CARE INDIA PRIVATE LTD CHENNAI |  | TNMSC | RCH2/TNMSC/ENGG/E38/2010/DT 04/02/2010 | 2010-11-15 |  | 43200 | yes
1040 | Tiruchendur GH | Infusion Pump/Infusion Syringe Pump/Insulin Syringe Pump | C | MP 1000 | MP1ALH387 | 2011-11-11 | SCHILLER HEALTH CARE INDIA PVT LTD PONDYCHERY | TRANSPERED TO TVMCH TIRUNELVELI | TNMSC | TNHSP/TNMSC/AG16/2010/01/07/2011 | 2011-11-11 | 2014-11-11 | 25900 | yes
1041 | Tiruchendur GH | Pulse Oximeter with NIB.P | B2 | MD 200 A |  | 2011-04-19 | TRANS HEALTH CARE INDIA PRIVATE LTD CHENNAI | POISON TREATMENT WARD | TNHSP | TNHSP/TNMSC/ENGG/AG7/2010/DT 01/03/2011 | 2011-04-19 |  | 13950 | yes
1042 | Tiruchendur GH | Ultrasound scanner system B and W | B2 | LOGIC P3 | H74042LD | 2009-06-23 | WIPRO GE HEALTH CARE CHENNAI | MATERNITY WARD | TNHSP | TNMSC/TNHSP/ICBP3E24/2009/ DT 20/05/2009 | 2009-06-20 |  | 674800 | No
1043 | Tiruchendur GH | Ultrasound scanner system B and W | B2 | LC 2 BT08 | H48122LC | 2011-09-22 | WIPRO GE HEALTH CARE CHENNAI | FEMALE OP SCAN ROOM | TNMSC | RCH 2/TNMSC/ENGG/E44/2010/DT 05/07/2011 | 2011-11-29 |  | 323800 | yes
1044 | Tiruchendur GH | Suction Apparatus - Electrical(Hivacuam) | B2 | CABINET MODEL |  | 2009-07-28 | VISHAL HOSPITAL STEEL FURNITURE MANUFACTURING CO CHENNAI |  | DMS | 51190/Sandamp;P/1/2008/10/09/2008 | 2009-07-28 |  | 5720 | yes
1045 | Tiruchendur GH | Haemoglobinometer | C |  |  | 2010-09-29 | SOLOKRAFTS INDUSTRIES CHENNAI |  | TNMSC | RCH 2/TNMSC/ENGG/4538/2010-=6DT 06/10/2010 |  |  | 4300 | yes
1046 | Tiruchendur GH | SYRINGE PUMP |  | ANS141 | 21575292 21575302 | 2012-03-26 | MITI ELECTRONICS PVT LTD | STORE | DMS | 76970/Sandamp;P1-2011DT12/03/2012 | 2012-03-26 | 2013-03-25 | 76000 | yes
1047 | Tiruchendur GH | Ventilator - Portable | B2 | LTV 1000 | A 48789 | 2011-07-08 | TRANS HEALTH CARE INDIA PRIVATE LTD CHENNAI | POISON TREATMENT WARD | TNHSP | TNHSP/TNMSC/ENGG/AG 73a/2010 dt 25/04/2011 | 2011-06-02 |  | 420300 | yes
1048 | Tiruchendur GH | Haemoglobinometer | C |  |  | 2011-09-21 | SOLOKRAFTS INDUSTRIES CHENNAI |  | TNMSC | RCH 2/TNMSC/ENGG/4538/2010-=6DT 06/10/2010 |  |  | 4300 | yes
1049 | Tiruchendur GH | Haemoglobinometer | C |  |  | 2011-09-21 | SOLOKRAFTS INDUSTRIES CHENNAI |  | TNMSC | RCH 2/TNMSC/ENGG/4538/2010-=6DT 06/10/2010 |  |  | 4300 | yes
1050 | Tiruchendur GH | Suction Apparatus - Electrical(Hivacuam) | B2 |  |  | 2009-03-17 | vishal hospital steel furniture manufacturing co chennai |  | TNHSP | TNHSP/TNMSC/P3E8/2008 DT 10/09/2008 |  |  | 5720 | yes
1051 | Tiruchendur GH | Suction Apparatus - Electrical(Hivacuam) | B2 |  |  | 2009-03-17 | vishal hospital steel furniture manufacturing co chennai |  | TNHSP | TNHSP/TNMSC/P3E8/2008 DT 10/09/2008 |  |  | 5720 | yes
1052 | Tiruchendur GH | Haemoglobinometer | C |  |  | 2011-09-21 | SOLOKRAFTA INDUSTRIES CHENNAI |  | TNMSC | RCH 2/TNMSC/ENGG/4538/2010-=6DT 06/10/2010 |  |  | 4300 | yes
1053 | Tiruchendur GH | Slit Lamp | C |  |  | 2000-12-01 | APPASAMY ASSOCIATES CHENNAI |  | JDHS | L1103 DT 22/01/2000 |  |  | 38464 | yes
1054 | Tiruchendur GH | Keratometer | C |  |  | 2000-12-01 | APPASAMY ASSOCIATES CHENNAI | EYE OP | JDHS | NOTIFICATION MO L1103/6//99 DT 22/08/2000 |  |  | 11000 | yes
1055 | Tiruchendur GH | Washing Machine | B2 | LG |  | 2010-11-19 | LG ELECTRONICS | OPERATION THEATRE | OTHERS |  | 2010-11-19 |  | 18500 | yes
1056 | Tiruchendur GH | Foetal Doppler | C | 210 | 112FQ317986 | 2012-09-10 | ELSHADDAI MEDICAL DEVICE TIRUNELVELI | MATERNITY WARD | OTHERS | PWS PURCHASE 73 | 2012-09-10 | 2014-09-09 | 6000 | yes
1057 | Tiruchendur GH | Pulse Oximeter with NIB.P | B2 | INNOAVA 10 CR | CIPL1302B143 | 2013-03-08 | CONCEPT INTEGRATIONS (I) PVT LTD | OPERATION THEATRE | TNHSP | TNHSP/TNMSC/AG14/2012 DATED 21/11/2012 | 2013-03-08 |  | 56000 | yes
1058 | Tiruchendur GH | Colposcope | B2 | API 2 ID | R 20130238 | 2013-03-02 | SOUTH INDIA SURGICAL CO LTD CHENNAI | N C D CLINIC | TNHSP | TNHSP/TNMSC/ENGG/AG 30/2011 | 2013-03-20 |  | 130000 | yes
1059 | Tiruchendur GH | Laproscope Single Puncture | B2 | karl stroz | 26034AA | 2013-04-09 | KARL STROZ | OPERATION THEATRE | OTHERS |  | 2013-04-10 |  | 467750 | yes
1060 | Tiruchendur GH | ECG machine computerized | B | SE-300 |  |  | MadrasSurgicals | Ward |  |  |  |  | 45000 | yes
1061 | Tiruchendur GH | Cardiac Monitor with defibrillator | C | HeartstartXL |  | 2008-01-29 |  | MW |  |  | 2008-01-29 | 2009-01-29 | 320000 | yes
1062 | Tiruchendur GH | Semi auto analyser | B2 | PreOnetouch |  |  | Robonik | O.PWard |  |  |  |  | 59000 | yes
1063 | Tiruchendur GH | Boyles apparatus with Ventilator | B |  |  |  | erkadi | O.PWard | TNHSP | TNHSP/TNMSC/ICB/CE1/07DT27.06.07 |  |  | 279444 | yes
1064 | Tiruchendur GH | Operation Table Hydraulic Major | B2 |  |  | 2003-12-17 | Reliance | O.PWard |  |  | 2003-12-17 | 2004-12-17 | 0 | yes
1065 | Tiruchendur GH | Operation Table Hydraulic Major | B2 | Paediatric |  |  | Vibhsh | O.PWard |  |  |  |  | 0 | yes
1066 | Tiruchendur GH | Diathermy Machine (Electric Cautery) | B |  |  |  |  | O.PWard |  |  |  |  | 218000 | yes
1067 | Tiruchendur GH | Radiant Warmer | C |  |  |  | MadrasSurgicals | OT |  |  |  |  | 0 | yes
1068 | Tiruchendur GH | Radiant Warmer | C |  |  |  | madras surgical |  | TNHSP |  |  |  | 0 | yes
1069 | Tiruchendur GH | Generator | C | exk2800 portable | [8 empty] | 0 | yes
1070 | Tiruchendur GH | Pulse Oximeter with NIB.P | B2 | MD200 A |  | 2011-04-19 | TRANS HEALTH CARE INDIA PRIVATE LTD CHENNAI | POISON TREMENT WARD | TNHSP | TNHSP/TNMSC/ENGG/AG73d/2010DT 09/09/2010 | 2011-04-19 | 2012-04-19 | 13950 | yes
1071 | Tiruchendur GH | Pulse Oximeter with NIB.P | B2 | MD200A |  | 2011-04-19 | TRANS HEALTH CARE INDIA PRIVATE LTD CHENNAI | POISON TREATMENT WARD | TNHSP | TNHSP/TNMSC/ENGG/AG73d/2010DT 01/03/2011 | 2011-04-19 | 2012-04-18 | 13950 | yes
1072 | Tiruchendur GH | Pulse Oximeter with NIB.P | B2 | MD 200 A |  | 2011-04-19 | TRANS HEALTH CARE INDIA PRIVATE LTD | POISON TREATMENT WARD | TNHSP | TNHSP/TNMSC/ENGG/AG73d/2010DT 01/03/2011 | 2011-04-19 | 2012-04-18 | 13950 | yes
1073 | Tiruchendur GH | Suction Apparatus - Electrical(Hivacuam) | B2 |  |  | 2009-03-17 | vishal hospital steel furniture manufacturing co chennai |  | TNHSP | TNHSP/TNMSC/P3E8/2008 DT10/09/2008 |  |  | 5720 | yes
1074 | Tiruchendur GH | Suction Apparatus - Electrical(Hivacuam) | B2 |  |  | 2009-03-17 | vishal hospital steel furniture manufacturing co chennai |  | TNHSP | TNHSP/TNMSC/P3E8/2008 DT10/09/*2008 |  |  | 3900 | yes
1075 | Tiruchendur GH | Nebuliser Adult | C | PULMO MIST 4235 CE | 114061989 | 2012-09-10 | ELSHADAI MEDICAL DEVICES TIRUNELVELI | POISON TREATMENT WARD | OTHERS | PWS 73 | 2012-09-10 | 2014-09-09 | 2000 | yes
1076 | Tiruchendur GH | Slit Lamp | C | A/A-11 | 1501120805 | 2012-12-08 | APPASAMY ASSOCIATES CHENNAI | EYE OP | TNMSC | 13413(R)TNMSC/ENGG DT 05/10/2012 | 2012-12-08 | 2015-12-07 | 38464 | yes
1077 | Tiruchendur GH | Cardiac Monitor | C | G3H | G3HKA0065 | 2013-12-09 | TRANS HEALTH CARE INDIA LIMITED CHENNAI | POISON TREATMENT CENTRE | TNHSP | TNHSP/TNMSC/AG73b/(R)2013 DATED 25/09/2013 | 2013-12-10 | 2014-12-09 | 45000 | yes
1078 | Tiruchendur GH | Cardiac Monitor | C | G3H | G3HKA0096 | 2013-12-10 | TRANS HEALTH CARE INDIA PRIVATE LIMITES | POISONTREATMENT CENTRE | TNHSP | TNHSP/TNMSC/AG73b/9(r) | 2013-12-10 | 2013-12-10 | 45000 | yes
1079 | Tiruchendur GH | Binocular Mircroscope | B2 | BD12A | 28105 | 2014-02-10 | SOLOKRAFTS INDUSTRIES CHENNAI | LABROTORY | TNMSC | TNHSP/TNMSC/AG87C/2013 DT 22/10/2013 | 2014-01-12 | 2015-01-18 | 19530 | yes
1080 | Tiruchendur GH | Hematology analyser | B1 | XP 100 ADVANCE VERSION OF KX 21 | A3099 | 2014-02-07 | TRANS ASIA BIO MEDICALS PUDUCHERY | LABORATORY | DMS | 78217/Sandamp;P/1/2013/1 | 2014-02-07 | 2016-07-07 | 385319 | yes
1081 | Tiruchendur GH | Pulse Oximeter | B2 | RAD 8 PULSEOXY METER | M-71987 | 2014-04-08 | GRACE MANUFACTURING ANDTRADING CO | POISON TREATMENT CENTRE | RCH | RCH 2/TNMSC/ENGG/E67/2014/DT05/03/2014 | 2014-04-08 |  | 68968 | yes
1082 | Tiruchendur GH | Pulse Oximeter | B2 | RAD 8 PULSEOXY METER | M-71657 | 2014-04-08 | GRACE MANUFACTURING andamp;TRADING CO | POISON TREATMENT CENTRE | RCH | RCH 2/TNMSC/ENGG/E67/2014/DT05/03/2014 | 2014-04-08 | 2019-03-07 | 68968 | yes
1083 | Tiruchendur GH | B.P.apparatus dial model | C |  |  | 2014-06-17 | VIP SURGICALS CHENNAI | BLOOD BANK | TNMSC | 5251-1/TNMSC/ENGG/2013-2014DT 12/03/2014 | 2014-06-17 | 2017-06-16 | 4900 | yes
1084 | Tiruchendur GH | Elisa Reader | B2 | READ WELL TOUCH | RT0310514RBK | 2014-06-20 | SHAN BIOTECH AND DIAGNOSTICS CHENNAI 6000024 | BLOOD BANK | TNMSC | 5251-1/TNMSC/ENGG/2013-2 DT23/05/2014 | 2014-06-20 | 2017-06-19 | 105000 | yes
1085 | Tiruchendur GH | PH meter | C | RPA-1GRTIOANPN | SN1289 | 2014-06-06 | RLT INSTRUMENTATION PVT LTD | LAB | TNHSP | TNHSP/TNMSC/AG87B/2013-1 DT 24/03/2014 OP | 2014-06-06 |  | 60221 | yes
1086 | Tiruchendur GH | Ceiling Suspended Shadowless Lamp | B2 | LED 750 /750 |  | 2014-07-17 | STAAN BIOMEDICAL ENGINEERING 199 A BHARATHIAR ROAD COIMBATORE | OPERATION THEATRE | TNHSP | TNHSP /TNMSC/AG 88 B/2013 DT 10/02/2014 | 2014-07-18 | 2017-07-17 | 614685 | yes
1087 | Tiruchendur GH | Multi Para Monitor | B2 | G3D | G3DL60131 | 2014-07-05 | TRANS HEALTH CARE PVT LTD CHENNAI | OPERATION THEATRE | TNMSC | 17240/TNMSC/ENGG/2014*316/05/14 | 2014-07-05 | 2017-07-16 | 60000 | yes
1088 | Tiruchendur GH | Elisa Washer | B2 | EASY WASH | 67000692 | 2014-08-13 | VIP SURGICALS 358 JJ COMPLEX TIRUMANGALAM CHANNAI | BLOOD BANK | TNMSC | 5251-2/TNMSC /ENGG/2013-3DT 23/05/2014 | 2014-09-08 | 2017-09-08 | 96000 | yes
1089 | Tiruchendur GH | Multi Para Monitor | B2 | G 3 D | G3 DT 60060 | 2014-07-05 | TRANS HEALTH CARE PVT LTD CHENNAI | POISON TREATMENT CENTRE | TNMSC | 17240/TNMSC/ENGG/2014-3 DT16/05/2014 | 2014-07-05 | 2017-07-04 | 60000 | yes
1090 | Tiruchendur GH | Multi Para Monitor | B2 | G3D | G3 60067 | 2014-07-05 | TRANS HEALTH CARE INDIA PVT LTD CHENNAI | LABOUR WARD | TNMSC | 17240/TNMSC/ENGG/2014-3/DT 16/05/2014 | 2014-07-05 | 2017-07-04 | 60000 | yes
1091 | Tiruchendur GH | O2 Cylinder- D type | C | EVEREST KENTO |  | 2014-07-27 | SOLOKRAFTS INDUSTRIES NO 69 MC NICHOLS ROAD CHETPET CHENNAI 600031 | MANIFOLD ROOM | TNMSC | 1909/TNMSC/ENGG/2013-1 DT 16/05/2014 |  | 2015-07-26 | 98700 | yes
1092 | Tiruchendur GH | Blood Donor Couch | B2 | DC200 | 14071745 | 2014-09-19 | Mithra Enterprisers chennai | Blood Bank | TNMSC | 5251-2/TNMSC/ENGG/2013-S DT 12/08/2014 |  | 2017-09-18 | 116585 | yes
1093 | Tiruchendur GH | Dielectric Sealer | C | TERUMO | 1402468 | 2014-07-20 | MITHRA ENTERPRISERS | BLOOD BANK | TNMSC | 5251-1/TNMSC /ENGG/2013-1/DT23/05/2014 | 2014-07-29 |  | 102575 | yes
1094 | Tiruchendur GH | Computer | C | PRO BL 1350 /HCL | C101AA533901 | 2011-01-11 | HCL INFO SYSTEMS LTD |  | TNHSP | TNHSP/ELCOT/ICB/COMP/07/12/2010 | 2012-03-03 |  | 23031 | yes
1095 | Tiruchendur GH | Computer | C | PRO BL1350/HCL | C101AA533899 | 2011-01-11 | HCL INFO SYSTEMS LTD |  | TNHSP | TNHSP/ELCOT/ICB/COMP/7-12-2010 | 2012-03-03 |  | 26030 | yes
1096 | Tiruchendur GH | Computer | C | PROBL 1350/HCL | C101AA533687 | 2011-01-11 | HCL INFO SYSTEMS LTD |  | TNHSP | TNHSP/ELCOT/ICB/COMP/07/12/2010 | 2012-03-03 |  | 26031 | yes
1097 | Tiruchendur GH | Computer | C | PRO B- 1350 /HCL | C101AA533343 | 2011-01-11 | HCL INFO SYSTEMS |  | TNHSP | TNHSP/ELCOT/ICB/COMP/07/12/2010 | 2011-01-11 |  | 23031 | yes
1098 | Tiruchendur GH | Computer | C | PRO BL 1350 /HCL | C101AA522319 | 2011-01-11 | HCL INFO SYSTEMS |  | TNHSP | TNHSP/ELCOT/ICB/COMP/07/12/2010 | 2012-03-03 |  | 23031 | yes
1099 | Tiruchendur GH | Computer | C | PRO BL 1350 /HCL | C101AA534062 | 2011-01-11 | HCL INFO SYSTEMS |  | TNHSP | TNHSP/ELCOT/ICB/COMP/07/12/2010 | 2012-03-03 |  | 23031 | yes
1100 | Tiruchendur GH | Computer | C | PRO BL 1350 /HCL | C101AA533764 | 2011-01-11 | HCL INFO SYSTEMS |  | TNHSP | TNHSP/ELCOT/ICB/COMP 07/12/2010 | 2012-03-03 |  | 23031 | yes
1101 | Tiruchendur GH | Computer | C | PRO BL 1350 /HCL | C101AA533633 | 2011-01-11 | HCL INFO SYSTEMS |  | TNHSP | TNHSP /ELCOT/ICB/COMP/07/12/2010 | 2012-03-03 |  | 23031 | yes
1102 | Tiruchendur GH | Computer | C | PRO BL 1350 /HCL | BG000458A | 2011-01-11 | HCL INFO SYSTEMS |  | TNHSP | TNHSP/ELCOT/ICB/COMP/07/12/2010 | 2012-03-03 |  | 23031 | yes
1103 | Tiruchendur GH | Computer | C | PRO BL 1350 /HCL | C101AA533263 | 2011-01-11 | HCL INFO SYSTEMS |  | TNHSP | TNHSP/ELCOT/ICB/COMP/074/12/2010 | 2012-03-03 |  | 23031 | yes
1104 | Tiruchendur GH | Computer | C | PRO BL 1350 /HCL | C101AA533853 | 2011-01-11 | HCL INFO SYSTEMS |  | TNHSP | TNHSP/ELCOT/ICB/COMP/07/12/2010 | 2012-03-03 |  | 23031 | yes
1105 | Tiruchendur GH | Computer | C | PRO BL 1350 /HCL | C101AA533266 | 2011-01-11 | HCL INFO SYSTEMS |  | TNHSP | TNHSP/ELCOT/ICB/COMP/07/12/2010 | 2012-03-03 |  | 23031 | yes
1106 | Tiruchendur GH | Computer | C | PRO BL1350 /HCL | C101AA522322 | 2011-01-11 | HCL INFO SYSTEMS |  | TNHSP | TNHSP/ELCOT/ICB/COMP/07/12/2010 | 2011-01-11 |  | 23031 | yes
1107 | Tiruchendur GH | Printer | C | TVSE HD 250 GOLD | JBS3FD003893 | 2011-01-11 | HCL INFO SYSTEMS CHENNAI |  | TNHSP | 2000059297/1000042960/TNHSP/ELCOT/ICB/COMP/07/12/2010 | 2012-03-03 |  | 8098 | yes
1108 | Tiruchendur GH | Printer | C | TVSE HD 250 GOLD | JBS3FD003707 | 2011-01-11 | HCL INFO SYSTEMS CHENNAI |  | TNHSP | 200005297/1000047960/TNHSP/ELCOT/ICB/COMP/07/12/2010 | 2012-03-03 |  | 8098 | yes
1109 | Tiruchendur GH | Printer | C | TVSE HD 250 GOLD | FD002912 | 2011-01-11 | HCL INFO SYSTEMS CHENNAI |  | TNHSP | 2000059297/1000042960/TNHSP/ELCOT/ICB/COMP/07/12/2010 | 2012-03-03 |  | 8098 | yes
1110 | Tiruchendur GH | Printer | C | TVSE HD 250 GOLD | JBS3FD003866 | 2011-01-11 | HCL INFO SYSTEMS CHENNAI |  | TNHSP | 2000059297/1000047960/TNHSP/ELCOT/ICB/COMP/07/12/2010 | 2012-03-03 |  | 8098 | yes
1111 | Tiruchendur GH | Printer | C | TVSE HD 250 GOLD | JBJ3FD002819 | 2011-01-11 | HCL INFO SYSTEMS CHENNAI |  | TNHSP | 2000059297/1000047960/TNHSP/ELCOT/ICB/COMP/07/12/2010 | 2012-03-03 |  | 8098 | yes
1112 | Tiruchendur GH | Printer | C | TVSE HD 250 GOLD | JBS3FD003382 | 2011-01-11 | HCL INFO SYSTEMS CHENNAI |  | TNHSP | 2000059297/10000042960/TNHSP/ELCOT/ICB/COMP/07/12/2010 | 2012-03-03 |  | 8098 | yes
1113 | KAYALPATTINAM | Magnavision Lamp | C |  |  | 2009-08-27 | MADRAS SURGICALSandamp;CHEMECALS | LABOUR WARD | TNMSC |  |  |  | 4628 | Working
1114 | KAYALPATTINAM | Magnavision Lamp | C | S008 |  | 2011-05-06 | JUPITAR MANUFACTURING WORKS | LABOUR WARD | TNMSC | 04R/NRHM/TNMSC/ENGG/2011 |  | 2014-05-05 | 4576 | Working
1115 | SRIVAIKUNDAM | Mannual Colposcope | C | ARI II -ID | R20130224 | 2013-03-02 | SOUTH INDIA SURGICAL CO. LTD | LABOUR WARD | TNHSP | TNHSP/TNMSC/ENGG/AG30/2011 | 2013-03-21 | 2014-03-21 | 136500 | yes
1116 | ETTAIYAPURAM | Mannual Colposcope | C | ARI ~II-ID | R20130159 | 2013-03-19 | South india surgical co .LTD~ New ~no--117~ old no--65~ Wallajha road~ chennai-2 | O.P.D~ N.C.D.~CORNER | TNHSP | TNHSP/TNMSC/ENGG/AG30/2011 | 2013-03-19 | 2014-03-19 | 130000 | WORKING
1117 | ETTAIYAPURAM | Micro pipettes | C |  |  | 2014-01-31 | Thescientific Unlimited ~No-22~Sriram Bhavanan~Prasnanthi nagar ~KRISHNANARAYANAPURAM ~Avarampalayam road~ Coimbatore-6 | LABORTORY | OTHERS |  | 2014-02-03 | 2014-01-31 | 8500 | WORKING
1118 | SRIVAIKUNDAM | Mono cular Microscope | C |  |  |  |  | Lab |  |  |  |  | 10500 | yes
1119 | Ottapidaram | Electri centrifuger | C | BD154 | 73839 | 2003-06-10 |  | Lab |  |  | 2003-06-10 |  | 11000 | yes
1120 | Ottapidaram | Electri centrifuger | C | BDI-152 |  | 2012-04-11 | SOLOKRAFTS | MAIN STORE | TNHSP | TNHSP/TNMSC/AG29E/2011 | 2012-04-11 | 2015-04-11 | 5345 | yes
1121 | Ottapidaram | Electri centrifuger | C |  |  | 2009-07-30 | SOLOCRAFTS | LAB | TNHSP |  | 2009-09-04 | 2010-07-30 | 10873 | No
1122 | ETTAIYAPURAM | Mono cular Microscope | C |  |  | 1995-02-28 |  | Lab | OTHERS |  | 1995-02-28 | 1996-02-28 | 0 | WORKING
1123 | ETTAIYAPURAM | MOULDED~CHAIR |  |  |  | 2009-12-14 | MARUTHIOFFICEEQUIPMENTPVTLTD | OPD~WARD~AE~WARD~LABORWARD~ | TNHSP | TNHSP/TNMSC/ICB/P3G2/2009 | 2009-12-14 |  | 24436 | WORKING
1124 | Ottapidaram | Electric Calorimeter | C |  | 712216 | 2003-06-10 | Alan Medicals | Lab |  |  | 2003-06-10 |  | 110000 | yes
1125 | SRIVAIKUNDAM | Multi Para Monitor | B2 | G3D | G3DL60027~G3DL60026~G3DL60107 | 2014-07-11 | TRANS HEALTH CARE | O.T~ LABOUR WARD~ CASUALITY | TNMSC | 17240/TNMSC/ENGG/2013 ~ | 2014-07-11 | 2017-07-11 | 63000 | yes
1126 | ETTAIYAPURAM | Multi Para Monitor | B2 | G3D | G3DL60054 | 2014-07-01 | TRANS HEALTH CARE INDIA PRIVATE LIMITED ~A.P.740NEW N.O.9]15thSector ~95th Street~K.K.Nagar~CHENNAI-78 | O.T.OERATION THEATER] | TNMSC | 17240/TNMSC/ENGG/2014-13 | 2014-07-09 | 2017-07-07 | 60000 | WORKING
1127 | KAYALPATTINAM | Multi Para Monitor | B2 | G3D | G3L60125 | 2014-07-10 | TNMSC | FEMALE WARD | TNHSP | 17240/TNMSC/ENGG/2014-16.05.2014 | 2014-07-10 | 2017-07-09 | 126000 | Working
1128 | KAYALPATTINAM | Multi Para Monitor | B2 | G3D | G3DL60120 | 2014-07-10 | TNMSC | OPERATION THEATRE | TNHSP | 17240/TNMSC/ENGG/2014-DT-16/05/2014 | 2014-07-10 | 2017-07-09 | 126000 | Working
1129 | Ottapidaram | Electricity Generator | B2 | KE15 | INDI3H00633 | 2013-08-27 | BHALIIVARADHA ELECTRO MECK PVT. LTD | NEAR OPERATION THEATRE | TNMSC | 10073/TNMSC/ENGG/2013 dated 02.07.2013 | 2013-09-07 | 2016-08-26 | 340100 | yes
1130 | Ottapidaram | Emergency Lamp | C |  |  | 2009-04-16 | GH~ TIRUCHENDER | WARD |  |  | 2009-05-15 |  | 0 | No
1131 | SRIVAIKUNDAM | Nebuliser Adult | C | ARROW NEB |  | 2009-05-26 | SABERWAL SURGICALS CO | OP | TNHSP | 08/NRHM/HSP/TNMSC/ENGG/2009 | 2009-05-26 | 2012-05-26 | 1456 | yes
1132 | Ottapidaram | Foetal Doppler | C |  |  | 1998-04-13 |  |  | JDHS |  | 1998-04-13 | 1999-04-13 | 6000 | yes
1133 | Ottapidaram | Foetal Doppler | C |  |  | 2003-09-26 |  |  | DMS |  | 2003-09-26 | 2004-09-26 | 6000 | yes
1134 | Ottapidaram | Foetal Doppler | C | A100H |  | 2014-11-25 | MEDI WAVES INC | MAIN STORE | TNMSC | 17240/TNMSC/ENGG/2014-15 DT 16.05.2014 | 2014-12-22 | 2015-12-21 | 4650 | yes
1135 | Ottapidaram | Foetal Doppler | C | A100H |  | 2014-11-25 | MEDI WAVES INC | LABOUR WARD | TNMSC | 17240/TNMSC/ENGG/2014-15 DT 16.05.2014 | 2014-12-22 | 2015-12-21 | 4650 | yes
1136 | ETTAIYAPURAM | Nebuliser Adult | C |  |  | 2003-11-09 |  | OP |  |  | 2003-11-09 | 2004-09-11 | 1500 | WORKING
1137 | ETTAIYAPURAM | Nebuliser Adult | C |  |  | 1996-03-13 | PHENEIX MEDICAL SYSTEM [P]~ LTD MADRAS | LABOUR WARD | IPPV |  | 1996-03-13 | 1997-03-13 | 4010 | WORKING
1138 | KAYALPATTINAM | Nebuliser Adult | C | Nunneb |  |  |  | MW |  |  |  |  | 1500 | Working
1139 | KAYALPATTINAM | Nebuliser Adult | C | Microlux |  | 1999-05-05 | Associate Surgicals | FW |  |  | 1999-05-05 | 2000-05-05 | 1550 | Working
1140 | KAYALPATTINAM | Nebuliser Adult | C |  |  | 2009-01-31 | KAYAL LIONS CLUB | MALE WARD |  |  |  |  | 4250 | Working
1141 | Ottapidaram | Generator | C | 1KVA |  | 1996-03-18 | BIRLA YAMAHA | OT |  |  |  | 1997-03-18 | 19800 | yes
1142 | ETTAIYAPURAM | Nebulizer | C |  |  | 2003-09-11 | ASSOCIATED~ SURGICAL | LAB.WARD ~O.P.D ~M.WARD | DMS |  | 2003-09-11 |  | 3000 | WORKING
1143 | SRIVAIKUNDAM | Nebulizer baby | C | ARROW NEB |  | 2009-05-26 | SABERWALL SURGICAS CO PVT LTD | CASUALITY | TNHSP | 08/NRHM/HSP/TNMSC/ENGG/2009 | 2009-05-26 |  | 1456 | yes
1144 | ETTAIYAPURAM | Nebulizer Imported |  |  |  |  | Alpha medical system~Tirunalveli |  | OTHERS |  |  |  | 1500 | WORKING
1145 | Ottapidaram | Glucometer | C |  | 260042810 | 2003-09-26 | Associate Surgicals | Lab | DMS | 45036/SPS/1/03 | 2003-09-26 | 2004-09-26 | 3200 | No
1146 | SRIVAIKUNDAM | Needle destroyer / Syringe Destroyer | C |  |  | 2008-09-04 | GLO LIFE CARE EQUIPMENTS | WARD~ OP | TNHSP | TNHSP/TNMSC/ENGG/BMWMS 1/2008 | 2008-09-04 | 2010-09-04 | 1300 | yes
1147 | ETTAIYAPURAM | Needle destroyer andamp;Syringe destroyer |  |  |  |  | Glo life care equipment ~Chennai |  | TNMSC |  |  |  | 1500 | WORKING
1148 | SRIVAIKUNDAM | O2 Cylinder- B type | C |  | M236074~ M236068~M236066~M236089 | 2009-08-14 | MADRAS SURGICALS andamp; CHEMIICALS | O.T | TNHSP | 03/NRHM/HSP/TNMSC/2009-CYL | 2009-08-14 | 2012-08-14 | 20592 | yes
1149 | SRIVAIKUNDAM | Operation Table Hydraulic Major | B2 | ORT481 |  | 2009-01-21 | VIBASH COIMBATORE SURGICAL PVT LTD | OPERATION THEATRE | DMS | 51190/SODP/1/2008. | 2009-01-21 | 2012-01-21 | 67499 | yes
1150 | ETTAIYAPURAM | Operation Table Hydraulic Major | B2 |  |  | 1986-06-01 | Associate Surgicals | OT | DMS |  | 1986-06-01 | 1987-01-06 | 11200 | WORKING
1151 | KAYALPATTINAM | Operation Table Hydraulic Major | B2 |  |  | 2008-11-08 | JUPITAR -MANUFACTURING WORKS -VINAYAGAR KOVIL STREET- COIMBATORE | OPERATION THEATRE | DMS |  |  |  | 53456 | Working
1152 | Ottapidaram | Infusion pump | C | infu300 | E-05070581 | 2007-06-14 | AKAS MEDICAL EQUIPMENT | W | DMS | 103928/Sandamp;P/1/2006 | 2007-06-14 | 2008-06-14 | 25376 | No
1153 | SRIVAIKUNDAM | PH meter | C | RPA-1GRTIOANPN | SN1288 | 2014-05-12 | RLT INSTRUMENTATION PVT LTD~CHENNAI | LAB | TNHSP | TNHSP/TNMSC/AG87B/2013-1 | 2014-05-06 | 2017-05-12 | 60221 | yes
1154 | ETTAIYAPURAM | PH meter | C | RPA-1GRTIOANPN |  | 2014-04-09 | RLT INSTRUMENTATION PVT LTD | Laboratory | TNHSP | TNHSP/TNMSC/AG87b/2013-1 | 2014-04-09 | 2015-04-09 | 57353 | WORKING
1155 | KAYALPATTINAM | PH meter | C | RPA-1GRTIONPN | 1283 | 2015-04-12 | RLT INSTRUMENT PVT LTD | LABORATORY | TNHSP | TNHSP/TNMSC/AG87B/2013/2014 | 2014-03-24 | 2016-04-12 | 60221 | Working
1156 | SRIVAIKUNDAM | Printer | C | HL5250DN |  | 2009-03-23 | LIPI DATA SYSTEM | OFFICE | TNHSP | TNHSP/TNMSC/P1H7/2009 | 2009-03-23 |  | 8840 | yes
1157 | KAYALPATTINAM | Printer | C | TVS |  |  | HCL INFOSYSTEMS LTD |  |  | 200005903/1000042960 |  | 2015-02-12 | 1500 | Working
1158 | KAYALPATTINAM | Printer | C | TVS HDGOLD 250 |  | 2011-03-02 | HCL INFO SYSTEM -PANDICHERRY | OP.REGISTRATION | TNHSP | 2000059303/1000042960 | 2012-02-13 | 2015-02-12 | 9671 | Working
1159 | KAYALPATTINAM | Printer | C | HD250 GOLD | JBV3FE002032 | 2010-10-12 | HCL INFO SYSTEMS LTD | OP.REGISTRATION | TNHSP | TNHSP/ELCOT/ICB/COMP | 2012-02-13 | 2015-02-12 | 9671 | Working
1160 | KAYALPATTINAM | Printer | C |  |  | 2010-09-24 | HCL INFOSYSTEMS | MALE WARD | TNHSP |  | 2012-02-13 | 2015-02-12 | 9671 | Working
1161 | KAYALPATTINAM | Printer | C | TVS250GOLD | JBVFE002462 | 2011-01-11 | HCL INFO SYSTEMS LTD |  | TNHSP | 2000059303/1000024960 | 2012-02-13 | 2015-02-12 | 9671 | Working
1162 | Ottapidaram | Magnavision Lamp | C | 8008 |  | 2011-05-06 | jupiter mfg | LABOUR WARD | TNMSC | O4R/NRHM/TNMSC/ENGG/2011 | 2011-02-26 | 2014-02-25 | 4676 | No
1163 | KAYALPATTINAM | Printer | C | HD GOLD250 | JBV3FE001772 | 2011-01-11 | HCL INFO SYSTEMS LTD |  | TNHSP | 2000059303 | 2012-02-13 | 2015-02-12 | 9671 | Working
1164 | KAYALPATTINAM | Printer | C | HD250GOLD | JBV3FEE001906 | 2010-12-23 | HCL INFO SYSTEMS LTD |  | TNHSP | 2000059303/1000042960 | 2012-02-13 | 2015-02-12 | 9671 | Working
1165 | KAYALPATTINAM | Printer | C | TVS | JBV3FE001838 | 2011-01-11 | HCL INFO SYSTEMS LTD |  | TNHSP | 2000059303/1000042960 | 2012-02-13 | 2015-02-12 | 9612 | Working
1166 | KAYALPATTINAM | Printer | C | TVS | JBW3FE002504 | 2011-01-12 | HCL INFO SYSTEMS LTD |  | TNHSP | 2000059303/1000042960 | 2012-02-13 | 2015-02-12 | 9671 | Working
1167 | KAYALPATTINAM | Printer | C | HD250 GOLD | JBV3FE001870 | 2011-01-11 | HCL INFO SYSTEMS LTD |  | TNHSP | 2000059303/1000042960 | 2012-02-13 | 2015-02-12 | 9671 | Working
1168 | Ottapidaram | Micromotor - Dental | C | C108A | 200 | 2007-04-21 | CONFIDENT | DENTAL ROOM | DMS | 100134/Sandamp;P/1/2006 | 2007-04-21 | 2009-04-21 | 18500 | yes
1169 | Ottapidaram | Mono cular Microscope | C |  |  | 2003-06-10 | OLYUMPUS INDIA | Lab |  |  | 2003-06-10 |  | 0 | No
1170 | Ottapidaram | Multi Para Monitor | B2 | G3D | G3DL60064 | 2014-07-01 | TRANS HEALTH CARE | OT | TNMSC | 17240/TNMSC/ENGG/2014 DATED 16.05.2014 | 2014-07-07 | 2017-07-06 | 63000 | yes
1171 | SRIVAIKUNDAM | Pulse Oximeter | B2 | MASIMO RAD 8 | M81762 | 2015-01-08 | INDIAN MEDICAL SYSTEMS AND TECHNOLOGIES~ CHENNAI | MAIN STORE | TNMSC | 114/TNMSC/ENGG/2013-2 | 2015-01-08 | 2020-01-07 | 72398 | yes
1172 | SRIVAIKUNDAM | Pulse Oximeter | B2 | MODEL RAD 8 | M81762 | 2015-01-08 | INDIAN MEDICAL SYSTEMS TECHNOLOGIES~CHENNAI | MAIN STORE | TNMSC | 114/TNMSC/ENGG/2013-2 | 2015-01-08 | 2020-01-07 | 72398 | yes
1173 | SRIVAIKUNDAM | Pulse Oximeter | B2 | M900 | 09300024/U8005847 | 2009-07-25 | Madras surgicals and Chmicals | Operation Theater | TNHSP | 02/NRHM/HSP/TNMSC/2009-POUL | 2009-07-28 | 2012-07-25 | 23000 | yes
1174 | Ottapidaram | Nebuliser Adult | C | Ithalina |  | 2003-09-26 | Associate Surgicals | W | DMS | 45036/SPS/1/03 | 2003-09-26 | 2004-09-26 | 2200 | yes
1175 | Ottapidaram | Nebuliser Adult | C | Nunneb |  | 1999-06-04 | ASSOCIATED SURGICALS | W | DMS | 29550/CP11/1/99 | 1999-06-04 | 2000-06-04 | 4590 | yes
1176 | SRIVAIKUNDAM | Pulse Oximeter | B2 | INNOVA 10CIR | CIPL1302BJ42 | 2013-03-08 | CONCEPT INTEGRATIONS [ I] PVT LTD | O T | TNHSP | TNHSP/TNMSC/AG14/2012 | 2013-03-08 | 2014-03-08 | 57120 | yes
1177 | srivaikundam | Pulse Oximeter | B2 | masimorad8 |  | 2015-08-01 | indianmedicalsystem | LR,NBSU | TNMSC | 114/TNMSC/ENGG/2013-2 | 2015-08-01 | 2020-07-01 | 72398 | yes
1178 | ETTAIYAPURAM | Pulse Oximeter | B2 | RAD-8 | M71828 andamp; M71909 | 2014-04-21 | GRACE MFG .andamp; TRADING CO.[DELHI]~308~311~oriental house~gulmohar complex~yusuf sarai~NEW DELHI-110049 | OPERATION THEATER ~andamp; LABOUR WARD | TNMSC | RCH-II/TNMSC/ENGG/ E67/2014~ D.T -05-03-2014 | 2014-04-21 | 2019-04-20 | 137936 | WORKING
1179 | ETTAIYAPURAM | Pulse Oximeter | B2 | RAD-8 | 9190 | 2014-04-21 | GRACE MFG andamp;TRADING CO ~308~311~ORIENTAL HOUSE~ GULMOHAR COMPLEX~YUSUF SARAI~ NEW DELHI-110049 | OPERATION THEATER andamp; LABOUR WARD | TNMSC | RCH-II/TNMSC/ENGG/E67/2014 ~D.T ~05-03--2014 | 2014-04-21 | 2019-04-22 | 137936
1180 | ETTAIYAPURAM | Pulse Oximeter | B2 | RAD 8 | M 81763 | 2015-01-09 | INDIAN MEDICAL SYSTEMS andamp;TECHNOLOGIES ~2E~Beryl BHOOM~NO.6~Spartan NAGAR~AnnaNagar West Extension ~Chennai-600037 | NBSU | TNMSC | 114/TNMSC/ENGG/2013-2 | 2015-01-09 | 2020-01-09 | 68950 | WORKING
1181 | ETTAIYAPURAM | Pulse Oximeter | B2 | FINGER PULSE OXIMETER | 131637600697 | 2014-02-06 | ALLIANCE MEDICALACCESSORIES~RAMNIVAS~126-~7th~Perumalpuram~TIRUNELVELI-627007 | OPERATION THEATER | OTHERS |  | 2014-02-06 | 2014-02-06 | 4200 | WORKING
1182 | ETTAIYAPURAM | Pulse Oximeter | B2 |  |  | 2009-05-04 | THESUPERINTENDANT~G.D.H.Q.H~ KOVIL PATTI | O . T [OPERATION THEATER] | TNHSP |  |  |  | 0 | WORKING
1183 | KAYALPATTINAM | Pulse Oximeter | B | NONIN |  | 1999-05-01 | TransHealthCare | OT |  |  | 1999-05-01 | 2000-01-05 | 14000 | Working
1184 | Ottapidaram | Needle destroyer / Syringe Destroyer | C |  |  | 2008-09-06 | GLO LIFE CARE EQUIPMENTS | WARD | TNHSP | TNHSP/TNMSC/ENGG/BMWM1/2008 |  | 2009-09-06 | 755 | No
1185 | Ottapidaram | Needle destroyer / Syringe Destroyer | C |  |  | 2012-06-04 | MEDILINK | WARD | OTHERS | 911 | 2012-06-04 |  | 1620 | yes
1186 | Ottapidaram | Needle destroyer / Syringe Destroyer | C |  |  | 2008-09-06 | GLO LIFE CARE | WARD | TNHSP | TNHSP/TNMSC/ENGG/BMWM1/2008 |  | 2009-09-06 | 755 | No
1187 | Ottapidaram | Needle destroyer / Syringe Destroyer | C |  |  | 2008-09-06 | GLO LIFE CARE | WARD | TNHSP | TNHSP/TNMSC/ENGG/BMWM1/2008 |  | 2009-09-06 | 755 | No
1188 | Ottapidaram | Needle destroyer / Syringe Destroyer | C |  |  | 2008-09-06 | GLO LIFE CARE | WARD | TNHSP | TNHSP/TNMSC/ENGG/BMWM1/2008 |  | 2009-09-06 | 755 | No
1189 | KAYALPATTINAM | Pulse Oximeter | B | Cleo |  |  |  | OT |  |  |  |  | 24000 | Working
1190 | Ottapidaram | Operation Table Hydraulic Major | B2 | 205 |  | 2008-02-13 | Jupiter | OT | TNHSP | TNHSP/TNMSC/P2E6/2007 | 2008-02-13 |  | 55120 | yes
1191 | KAYALPATTINAM | Pulse Oximeter | B2 | RAD 8 | M78123 | 2015-01-08 | TNMSC | NBSU | TNMSC | 114/TNMSC/ENGG/2013 | 2015-01-08 | 2020-01-07 | 72398 | Working
1192 | SRIVAIKUNDAM | Radiant Warmer | C | WS100 |  | 1996-03-13 |  | L.W |  |  | 1996-03-13 | 1997-03-13 | 20500 | yes
1193 | Ottapidaram | PH meter | C | RPA-IGRTIOANPN | 1286 | 2014-04-08 | RLT | LAB | TNHSP | TNHSP/TNMSC/AG87B/2013-14 dt 28/11/2013 | 2014-06-02 | 2015-04-07 | 60221 | yes
1194 | SRIVAIKUNDAM | Radiant Warmer | C |  |  |  |  | NICU |  |  |  |  | 20500 | yes
1195 | SRIVAIKUNDAM | Radiant Warmer | C | Nice2007s | Nice2007s | 2009-09-17 | Madras surgical and chemicals | Labour ward | TNHSP | 02/NRHM/HSP/TNMSC/2009-WAR~25.6.09 | 2009-09-17 | 2012-09-17 | 20500 | yes
1196 | Ottapidaram | Phototherapy Unit | C |  |  | 1996-03-20 | BET MEDICALS | W | IPPV | 40/S2/LCBI/95 | 1996-03-13 | 1997-03-20 | 12000 | yes
1197 | Ottapidaram | Printer | C | HD 250 GOLD | JBI3FD002499 | 2010-12-29 | HCL | PHARMACY | TNHSP | 2000059302/1000042960/TNHSP/ELCOT/ICB/COMP | 2011-08-17 | 2014-08-16 | 9098 | yes
1198 | Ottapidaram | Printer | C | HD 250 GOLD | JBS3FD003479 | 2010-12-29 | HCL | O.P.UNIT | TNHSP | 2000059302/100042960/TNHSP/ELCOT/ICB/COMP | 2011-08-17 | 2014-08-16 | 9098 | yes
1199 | Ottapidaram | Printer | C | HD 250 GOLD | JBS3FD003637 | 2010-12-29 | HCL | WARD | TNHSP | 2000059302/1000042960/TNHSP/ELCOT/ICB/COMP | 2011-08-17 | 2014-08-16 | 9098 | yes
1200 | Ottapidaram | Printer | C | HD 250 GOLD | JBN3FD003143 | 2010-12-29 | HCL INFOSYSTEMS LTD | MAIN STORE | TNHSP | 2000059302/1000042960/TNHSP/ELCOT/ICB/COMP | 2011-08-17 | 2014-08-16 | 9098 | yes
1201 | Ottapidaram | Printer | C | HD 250 GOLD | JBI3FD002342 | 2010-12-29 | HCL | CLINICAL LAB | TNHSP | 2000059302/1000042960/TNHSP/ELCOT/ICB/COMP | 2011-08-17 | 2014-08-16 | 9098 | yes
1202 | Ottapidaram | Printer | C | HD 250 GOLD | JBN3FD003160 | 2010-12-29 | HCL | INJECTION O.P | TNHSP | 2000059302/1000042960/TNHSP/ELCOT/ICB/COMP | 2011-08-17 | 2014-08-16 | 9098 | yes
1203 | Ottapidaram | Printer | C | HD 250 GOLD | JBI3FD002378 | 2010-12-29 | HCL | POST OPERATIVE WARD | TNHSP | 2000059302/100042960/TNHSP/ELCOT/ICB/COMP | 2011-08-17 | 2014-08-16 | 9098 | No
1204 | Ottapidaram | Printer | C | HL5250DN LASER |  | 2009-03-05 | LIPI DATA SYSTEMS | OFFICE |  | TNHSP/TNMSC/P1H7/2009 | 2009-03-05 | 2010-03-05 | 8840 | No
1205 | ETTAIYAPURAM | Radiant Warmer | C |  |  | 2008-11-19 |  | NICU |  |  | 2008-11-19 | 2009-11-19 | 20500 | WORKING
1206 | KAYALPATTINAM | Radiant Warmer | C | Nice2007s |  | 2007-08-12 | Madras surgicals | L.W |  |  | 2007-08-12 | 2008-12-08 | 20500 | Working
1207 | KAYALPATTINAM | Radiant Warmer | C |  |  | 2007-11-19 | MADRAS SURGICALS andamp; CHEMICALS |  | TNHSP |  |  |  | 20500 | Working
1208 | KAYALPATTINAM | Radiant Warmer | C |  |  | 2007-08-03 | FAMILY WELFARE -THOOTHUKUDI |  | RCH |  |  |  | 20500 | Working
1209 | KAYALPATTINAM | Radiant Warmer | C | Nice2007s |  | 2007-03-08 |  | NICU |  |  | 2007-03-08 | 2008-08-03 | 20500 | Working
1210 | ETTAIYAPURAM | Refrigerator | C | 165~LIT |  | 1986-11-27 | M E G~ [INDIA] PRIVATE~LTD~ | M.WARD | DMS | M E G /PC/44/86-87/4392 | 1986-11-27 | 1987-11-27 | 8500 | WORKING
1211 | ETTAIYAPURAM | Refrigerator | C | GODREJGE |  | 1996-03-10 | GODREJGE | MAINSTORE | DMS |  | 1996-03-10 | 1997-03-10 | 8500 | WORKING
1212 | ETTAIYAPURAM | Rescuscitation BAG | C |  |  | 1996-05-30 | ASSOCIATED SURGICALS[INDIA] | LABOUR WARD | IPPV |  | 2007-11-21 | 1997-05-30 | 0 | WORKING
1213 | srivaikundam | Ring lens system |  | magnoscope |  | 2012-10-04 | solocrafts | viavillairoom | tnhsp | tnhsp/tnmsc/engg/ag21/2010 | 2012-10-04 |  | 1500 | yes
1214 | ETTAIYAPURAM | ring lens systemwith illumination |  |  |  | 2012-04-12 | solokrafts industries | labour ward | TNHSP | TNHSP/TNMSC/ICB/2011 | 2012-04-12 | 2015-02-28 | 6987 | WORKING
1215 | Ottapidaram | Pulse Oximeter | B2 | RAD 8 | M78154 | 2015-01-09 | INDIAN MEDICAL SYSTEMS AND TECHNOLOGIES | NBSU WARD | TNMSC | 114/TNMSC/ENGG/2013-2 DATED 8.12.2014 | 2015-01-09 | 2020-01-08 | 68950 | yes
1216 | Ottapidaram | Pulse Oximeter | B2 | RAD-8 | M71607 | 2014-04-05 | GRACE MFG. andamp; TRADING CO.(DELHI) | LABOUR WARD | TNMSC | RCH-11/TNMSC/ENGG/E67/2014DT 05.03.14 | 2014-04-10 | 2019-04-09 | 68968 | yes
1217 | Ottapidaram | Pulse Oximeter | B2 | RAD-8 | M71624 | 2014-04-05 | GRACE MFG.andamp; TRADING CO9DELHI) | OPERATION THEATRE | TNMSC | RCH-11/TNMSC/ENGG/E67/2014 Dt 05.03.14 | 2014-04-10 | 2019-04-09 | 68968 | yes
1218 | KAYALPATTINAM | RO Plant | B2 |  |  | 2011-05-09 | RASI WATEAIR ERAL (PWS) | OT ROOF TRACE |  |  |  |  | 25000 | Working
1219 | ETTAIYAPURAM | Rotary Microtome | C | BDI 149 |  | 2014-09-18 | SOLOKRAFTS INDUSTRIES ~NO;69~MC NICHOLS ROAD~FIRST FLOOR~ CHETPET~CHENNAI-31 .. EQUIPMENT NAME- ROTARY SHAKER ] | LABORATARY | TNHSP | TNHSP/TNMSC/AG87fR]2014-2~19~ D.T- 19-05-2014 | 2014-09-18 | 2017-09-18 | 32200
1220 | SRIVAIKUNDAM | Semi auto analyser | B2 | PRIETEST TOUCH | AT0230709RSK | 2009-07-29 | ROBONIK INDIA PVT LTD | LAB | TNMSC | 26895/TNMSC/ENGG/2009 | 2009-08-04 | 2012-08-04 | 59000 | yes
1221 | SRIVAIKUNDAM | Semi auto analyser | B2 | PRITEST TOUCH | AT0840314RBK | 2014-04-01 | ROBINAK INDIA PVT LTD~NAVI MUMBAI | LAB | TNMSC | 10072/TNMSC/ENGG/2013 DT.05/03/2014 | 2014-04-01 | 2017-04-01 | 55500 | yes
1222 | ETTAIYAPURAM | Semi auto analyser | B2 | ERBAchem5 | 31277 | 2004-01-19 | TRASASIA | LabORATORY | PPP | 64109/Sandamp;P/1/2003. DT;8-12-2003 | 2004-01-19 | 2005-01-19 | 145600 | WORKING
1223 | SRIVAIKUNDAM | Shadowless Lamp stand model | B | ANS034 |  | 2009-03-07 | JUPITER MANUFACTURING WORKS | OPERATION THEARE | DMS | 47975/Sandamp;P/1/2008 | 2009-03-07 | 2012-03-07 | 0 | yes
1224 | ETTAIYAPURAM | Shadowless Lamp stand model | B |  |  | 2009-03-08 | JUPITER MANUFACTURINGandamp;CO~NO.563-M.S.COMPLEX.~D.B.ROAD~R.S~PURAM~COIMBUTORE-2 | O . T . | DMS |  | 2009-03-08 | 2010-03-08 | 40000 | WORKING
1225 | ETTAIYAPURAM | Shadowless Lamp stand model | B |  |  | 2009-03-08 | JUPITER~ MANUFACTURING WORKS | O.T | DMS | 10652 | 2009-03-08 | 2010-03-08 | 40000 | WORKING
1226 | Ottapidaram | Radiant Warmer | C | OCW100 | 2970 | 2008-11-19 | DATEX OHMEDA | LW | TNHSP | TNMSC/P3E9/2008 | 2008-11-19 | 2009-11-19 | 18720 | yes
1227 | ETTAIYAPURAM | Shadowless Lamp stand model | B |  |  | 2009-03-08 | JUPITER MANUFACTURING WORKS~N.O-563~M.S~COMPLEX~D.B ~ROAD~R.S~PURAM~ COIMBATORE-2 | OPERATION THEATRE | DMS | 2050 | 2009-03-08 | 2010-03-08 | 26000 | WORKING
1228 | KAYALPATTINAM | Shadowless Lamp stand model | B |  |  | 2009-03-07 | JUPITAR MANUFACTURING WORK-CHENNAI | OT~LABOURWARD | TNHSP |  |  |  | 41600 | Working
1229 | ETTAIYAPURAM | shadowless lamp with halogen bulb |  | nes.271 |  | 2009-03-08 | jupiter manufacturing works~cbe |  | DMS |  |  |  | 41600 | WORKING
1230 | srivaikundam | shadowlesslampstandmodel | b | gesco |  | 26/2/15 |  | OT | TNMSC | 114/TNMSC/ENGG/2013-2 | 26/2/15 | 26/2/18 | 49875 | yes
1231 | KAYALPATTINAM | Silastic vacuum extractor | C |  |  |  | JUPITER MANUFACTURING COVAI | LABOUR WARD | DMS |  |  |  | 0 | Working
1232 | SRIVAIKUNDAM | Slit Lamp | C |  |  | 2002-01-26 | Surgicon Industries | Store |  |  | 2002-01-26 | 2003-01-26 | 34500 | yes
1233 | Ottapidaram | Refrigerator | C | ELECTROLUX |  | 2007-12-22 | DAVEY PHARMA | injection o.p. | TNHSP | TNHSP/TNMSC/P2G5/2007 | 2008-02-13 | 2008-12-22 | 10816 | yes
1234 | ETTAIYAPURAM | steel~rack |  |  |  | 2009-12-14 | MARUTHI~OFFICE~EQUIPMENT~PVT.LTD | M.WARD~LABOURWARD~ | TNHSP | TNHSP/TNMSC/ICB/P3G2/2009 | 2009-12-14 |  | 17068 | WORKING
1235 | ETTAIYAPURAM | STEELCUPBOARD |  |  |  | 2009-12-14 | MARUTHIOFFICEEQUIPMENTPVT.LTD | LABOUR~WARD~M.WARD~AE~WARD~F.WARD | TNHSP |  | 2009-12-14 |  | 24187 | WORKING
1236 | ETTAIYAPURAM | Steriliser Small (Instruments) | C |  |  | 2008-10-15 | JUPITER MANUFACTURING WORKS.NO.564~Candamp;D~M.S~COMPLEX~D.B-ROAD~R.S~PURAM~COIMBATORE-2 | DENTAL~ O . P ~ | TNHSP |  | 2008-10-15 | 2010-10-15 | 1400 | WORKING
1237 | ETTAIYAPURAM | STERILIZER 12 |  |  |  |  | m/s Jupiter manufacturing works~cbe |  | TNHSP |  |  |  | 774 | WORKING
1238 | Ottapidaram | Ringlens System | C | MAGNASCOPE |  | 2012-04-11 | SOLOKRAFTS | NCD ROOM | TNHSP | TNHSP/TNMSC/ICB/AG31/2011 | 2012-04-11 | 2015-04-10 | 7337 | yes
1239 | SRIVAIKUNDAM | Sterilizer big (Instrument) | C |  |  | 2008-10-11 | JUPITER MANUFACTURING WORKS | OPERATION THEATER | TNHSP | TNHSP/TNMSC/ENGG/P3E1/2008/ | 2008-10-11 | 2011-10-11 | 774 | yes
1240 | Ottapidaram | Semi auto analyser | B2 |  | AT0790209RBK | 2009-04-22 | ROBINIK INDIA PVT LTD | Lab | TNHSP | TNHSP/TNMSC/ICB/P3E2/2009 | 2009-04-22 |  | 59500 | yes
1241 | Ottapidaram | Semi auto analyser | B2 | prietest | PEL1171213RBK | 2014-09-17 | GOVT HOSPITAL~ KAYALPATTINAM. | LAB | TNHSP | TNHSP/TNMSC/AG87b/2013-2014 dated 28.11.2013 | 2014-09-27 |  | 59000 | yes
1242 | ETTAIYAPURAM | Sterilizer Medium (Instrument) [[12" * 9" ] | C |  |  | 2008-10-15 | JUPITER MANUFACTURING WORKS | DENTAL~DEPARTMENT | TNHSP | P3E17 | 2008-10-15 | 2009-10-15 | 1400 | WORKING
1243 | KAYALPATTINAM | Stethoscope | C |  |  | 2007-11-16 | MMC COOPERATIVE STORE DT16.11.07 RASI SURGICALTUTICORIN 29.1110 | FW LW OT MW | OTHERS |  |  |  | 1800 | Working
1244 | SRIVAIKUNDAM | Suction Apparatus - Electrical | C | cabinat |  | 2009-07-09 | vishal hospital steel furniture manufacturing andamp; co | O.T | DMS | 51190/Sandamp;P/1/2008-2 | 2009-07-09 | 2012-07-09 | 4586 | yes
1245 | SRIVAIKUNDAM | Suction Apparatus - Electrical | C | DEN308 | S.NO.2 | 2009-03-21 | JUPITER MANUFACTURING WORKS | OT | DMS | 47975/Sandamp;P /1/2008 | 2009-03-21 |  | 6720 | yes
1246 | Ottapidaram | Shadowless Lamp stand model | B | MOBILE W/4 HOLOGEN BULBS |  | 2009-03-08 | JUPITER | OT | DMS | 47975/Sandamp;P/1/2008 | 2009-03-08 | 2010-03-08 | 40000 | yes
1247 | Ottapidaram | Shadowless Lamp stand model | B | MOBILE |  | 2009-03-08 | JUPITER | OT | DMS | 47975/Sandamp;P/1/2008 | 2009-03-08 | 2010-03-08 | 26000 | yes
1248 | KAYALPATTINAM | Suction Apparatus - Electrical | C |  |  | 2009-02-28 | tnhsp | ot~labour ward~op~female ward | TNHSP |  |  |  | 5720 | Working
1249 | SRIVAIKUNDAM | Suction Apparatus - Electrical(Hivacuam) | B2 | CABINET |  | 2009-03-20 | VISHAL HOSPITAL STEEL MANUFACTURING WORKS | OPERATION THEATRE | TNHSP | TNHSP/TNMSC/P3EC/2008 | 2009-03-20 | 2012-03-20 | 3500 | yes
1250 | ETTAIYAPURAM | Suction Apparatus - Electrical~OPERATEDCABINET | C | CABINET MODEL |  | 2009-03-17 | [ 1 ]VISHAL HOSPITAL FURNITURE MANUFACTURING-CO [~PERAMPUR~CHENNAI~ [ 2 ]JUPITER MANUFACTURING WORKS COIMBATOR | A.EWARD | DMS | 708/S/P/2009~564/S/P/2009 | 2009-03-17 | 2010-03-17 | 9910 | WORKING
1251 | Ottapidaram | Silastic vacuum extractor | C |  |  | 2007-06-29 | JUPITER | LABOUR WARD | DMS | 35047/Sandamp;P/1/2007 | 2007-06-29 | 2008-06-29 | 2600 | No
1252 | ETTAIYAPURAM | Suction Apparatus - Foot operated | C |  |  | 2009-05-04 | VISHAL STEEL FURNITURE MANUFACTURING-CO | WARD | TNHSP |  | 2009-03-04 | 2010-05-04 | 3525 | WORKING
1253 | ETTAIYAPURAM | Suction Apparatus - Foot operated | C |  |  | 2009-05-04 | FROM 108 AMBULANCE~ SUPPLIED BY SUPPERINTENDANT G D H Q H~ KOVILPATTI | M.WARD | TNHSP |  | 2009-05-04 |  | 3525 | WORKING
1254 | ETTAIYAPURAM | Suction Apparatus - Foot operated | C |  |  | 2007-05-01 | VISHAL SURGICAL | M.WARD | TNMSC |  | 2007-05-01 | 2008-05-01 | 3250 | WORKING
1255 | ETTAIYAPURAM | suction apparatus cabinat |  |  |  | 2009-03-17 | vishal manufacturing work~chennai |  | DMS |  |  |  | 5720 | WORKING
1256 | ETTAIYAPURAM | suction apparatus cabinat |  |  |  |  | jupiter manufacturing works~cbe |  | DMS |  | 2009-03-20 |  | 5720 | WORKING
1257 | ETTAIYAPURAM | Suction apparatus trollley model |  |  |  | 2009-03-17 | Vibash surgical~Chennai |  | TNMSC |  |  |  | 5720 | WORKING
1258 | ETTAIYAPURAM | SURGICAL ASPIRATOR VACCUM SUCTION | C |  |  | 2009-05-08 | GENARAL SURGICAL COMPANY LTD ~NO-- |  | DMS | DMS | 2009-05-08 | 2010-05-08 | 22000 | WORKING
1259 | Ottapidaram | Suction Apparatus - Electrical | C | 7A-23D |  | 2008-02-17 | VIN BIOTECH SYSTEMS LTD | OT | TNHSP | TNHSP/TNMSC/P2E18/2007 | 2008-02-25 | 2009-02-16 | 4314 | yes
1260 | Ottapidaram | Suction Apparatus - Electrical | C | cabinet model |  | 2009-03-18 | vishal hospital steel furniture | ward | TNHSP | 51190/Sandamp;P/1/2008 | 2009-03-18 | 2010-03-18 | 4410 | yes
1261 | Ottapidaram | Suction Apparatus - Electrical | C |  |  | 2009-03-18 | VISHAL HOSPITAL STEEL FURNITURE | WARD | TNHSP | TNHSP/TNMSC/P3E8/2008 | 2009-03-18 | 2010-03-18 | 3900 | yes
1262 | KAYALPATTINAM | Syringe Pump | B |  |  | 2012-03-23 | MITI ELECTRICAL PRIVATE LTD~INDRANAGAR ADAYAR CHENNAI | FEMALE MEDICAL WARD |  |  |  |  | 39900 | Working
1263 | SRIVAIKUNDAM | Test tube rack | C |  |  | 2009-09-05 | SABERWAL SURGICALS | BLOOD BANK | TNHSP | 05/NRHM/HSP/TNMSC/2009-TTR | 2009-09-05 | 2010-09-05 | 0 | yes
1264 | SRIVAIKUNDAM | Test tube rack | C |  |  | 2009-09-05 | SABERWALL SURGICALS CO PVT LTD | LABORATORY | TNHSP | 05/NRHM/HSP/TNMSC/2009 | 2009-09-05 | 2012-09-05 | 234 | yes
1265 | ETTAIYAPURAM | TVS~HD~250~GOLDPRINTER |  |  | JBS3FD003690~JBJ3FD002892~JBJ3FD002691~JBU3FE001591~JBJ3FD002919~JBJ3FD002815~JBV3FE002059~JBS3FD003389~JBJ3FD002870 | 2010-12-24 | HCL~INFOSYSTEMS~LTD |  | TNHSP | TNHSP/ELCOT/ICB/COMP~ |  | 2013-12-31 | 3358 | WORKING
1266 | SRIVAIKUNDAM | Ultra Sonogram -MOBILE | B | Logiq p3 | 56364ws3 | 2009-06-23 | Wipro GE Health Care P Ltd | Labour Ward | TNHSP | TNHSP/TNMSC/ICB/P3E24/2009 | 2009-09-08 | 2010-06-23 | 674800 | yes
1267 | ETTAIYAPURAM | Ultra Sonogram -MOBILE | B | UF-4100 |  | 2007-09-27 | KODY~TECK LIMITED~NO-18~11th EAST STREET~~KAMARAJ~NAGAR~THIRUVANMIYUR~CHENNAI-41 | SCAN~ROOM | TNMSC |  | 2007-09-28 | 2010-09-28 | 264000 | WORKING
1268 | KAYALPATTINAM | Ultra Sonogram -MOBILE | B | IOGMQ P3 | 57475 WSB |  |  | SCAN ROOM |  |  |  |  | 688296 | Working
1269 | SRIVAIKUNDAM | UPS | C | 600VA LI UPS |  | 2009-04-15 | RK TECH HARD AND SOFT UTD | OFFICE | TNHSP | TNHSP/TNMSC/P1H1/08 | 2009-04-15 | 2012-04-15 | 0 | yes
1270 | Ottapidaram | Thomas Splint | C |  |  | 1997-06-20 | ASSOCIATED SURGICALS | MAIN STORE |  |  | 1997-06-20 | 1998-06-20 | 900 | No
1271 | KAYALPATTINAM | UPS | C |  |  | 2011-03-02 | UNILINE ENERGY SYSTEM PVT-NEW DELHI-110020 | POST OPERATIVE WARD | TNHSP |  |  |  | 0 | Working
1272 | KAYALPATTINAM | UPS | C |  | UL-BLL-645 |  | RK.TECK HARD AND SOFT PVT LTD.GF25 PLAZAANNA NAGAR.CHENNAI | OPERATION THEATRE | TNHSP | ICPNO.TNHSP/ELCOT/ICP/UPS/A~/P2H2/2010/11 | 2012-02-13 |  | 1102000 | Working
1273 | Ottapidaram | Ultra Sonogram -MOBILE | B | LOGICQ3 |  | 2009-03-19 | WIPRO GE | Scan Room | TNHSP | TNMSC ICB/P3 E24/2009 | 2009-09-23 | 2010-03-19 | 674800 | yes
1274 | ETTAIYAPURAM | VIV/VILI-KIT [12~ITEMS ] | C |  |  | 2012-09-18 | SOLOKRAFTS INDUSTRIES ~NO.69~MC NICHOLAS ROAD FIRST FLOOR ~CHETPET~ CHENNAI-31 | LABOUR WARD | TNHSP | TNHSP/TNMSC/AG31[R]/2011 ~DT-17-04-2012 | 2012-09-18 |  | 8786 | WORKING
1275 | ETTAIYAPURAM | Water Bath/Ultrasonic Water Bath | C | SM I-143 ~MAKE- JINDAL | SMI-143 | 2014-05-31 | S.M.SCIENTIFIC INSTRUMENTS PVT ~LTD | Laboratory | TNHSP | TNHSP/TNMSC/AG87h[R]/2014 ~ 2014-15 | 2014-05-21 | 2016-05-31 | 8262 | WORKING
1276 | KAYALPATTINAM | Water Bath/Ultrasonic Water Bath | C | SMI-143 MAKE;JINDAL | NOP-6-20 EN-337 | 2014-05-31 | TNMSC | LABORATORY | TNHSP | TNHSP/TNMSC/AG87H(R02014 10.04.2014 | 2014-12-08 | 2016-12-07 | 8427 | Working
1277 | Ottapidaram | UPS | C |  | UL-B11-605 | 2011-03-03 | RK TECH HARD AND SOFT PVT LTD | EB ROOM | TNHSP | TNHSP/ELCOT/ICB/UPSA/P2H2/2010-11 | 2011-07-12 |  | 76440 | yes
1278 | srivaikundam | waterbath | c | smi143 |  | 2014-10-12 |  | lab | TNHSP | tnhsp/tnmsc/ag87hr/ | 2014-10-12 | 30/5/16 | 8427 | yes
1279 | ETTAIYAPURAM | weighing machine |  | hardik meditech ~Delhi |  | 2012-04-01 | Alan Medical ~laboratory products | O.P.D | TNHSP |  | 2012-04-01 | 2014-01-29 | 598 | WORKING
1280 | ETTAIYAPURAM | Weighing machine [ELETRONIC] | C |  |  | 2009-01-31 | SURYA SURGICAL INDUSTRIES | LABOUR ~WARD | DMS | 1165 | 2009-01-31 | 2010-01-31 | 10500 | WORKING
1281 | ETTAIYAPURAM | Weighing machINE ~SUSPENSION | C |  |  | 2008-06-21 | JUPITER MANUFACTURING WORKS | LABOUR WARD | TNHSP |  | 2008-06-21 | 2009-06-21 | 541 | WORKING
1282 | Ottapidaram | Washing Machine | B2 | RVWE-10 | 801141 | 2012-05-11 | RAMSONS | DRESSING ROOM | TNMSC | 4100R/TNMSC/ENGG/2010andamp;DIVERTED AS PER REVISED PO NO-4100/P4/SHS/09 | 2012-09-05 | 2013-09-05 | 106989 | yes
1283 | Ottapidaram | Water Bath/Ultrasonic Water Bath | C | SMI-143 |  | 2014-05-31 | S.M.SCIENTIFIC INSTRUMENTS PVT.LTD. | LAB | TNHSP | TNHSP/TNMSC/ENGG/AG87h(R)/2014Dt.29/04/2014 | 2014-12-09 | 2016-12-08 | 8262 | yes
1284 | SRIVAIKUNDAM | Weighing machine adult | C |  |  | 2008-07-01 | jupiter manufacturing works | O P D | TNMSC | TNHSP/TNMSC/ENGG/BMWMB/2008 | 2008-07-01 |  | 563 | yes
1285 | ETTAIYAPURAM | Weighing machine adult | C |  |  | 2012-04-01 | ALAN MEDICAL AND LABORATORY PRODUCTS~ NO.810-ANNA SALAI-2 | O . P .D ~ | TNHSP |  | 2012-04-01 | 2013-04-01 | 598 | WORKING
1286 | SRIVAIKUNDAM | Weighing Machine Electronic | C | PAE026 |  | 2009-02-03 | SURIYA SURGICAL INDUSTRIES | LABOUR WARD | DMS | 51180/S andamp;P/1/2008 | 2009-02-03 | 2012-02-03 | 1234 | yes
1287 | Ottapidaram | Weighing machine adult | C | AIWA |  | 2013-02-28 | ALAN MEDICAL | GYNAE ROOM | TNHSP | TNHSP/TNMSC/ENGG/AG24/2011 | 2013-02-26 | 2014-02-28 | 598 | yes
1288 | SRIVAIKUNDAM | Weighing Machine Electronic | C | PAE 026 |  | 2009-02-03 | SURYA SURGICAL INDUSTRIES | OPD | DMS | 51190/Sandamp;P/1/2008 | 2009-02-03 | 2012-02-03 | 10920 | yes
1289 | KAYALPATTINAM | Weighing machine infant | C |  |  |  | ANOCIATED SURGIGAL CHENNAI JDHS TUTICORIN/ | LABOUR WARD |  |  |  |  | 1500 | Working
1290 | SRIVAIKUNDAM | Weighing machine paed | C | DOCBEL |  | 2009-05-26 | Saberwal Surgicals and Co | Labour ward | TNHSP | 10/NRHM/HSP/TNMSC/ENGG/09-DT 24.03.09 | 2009-05-26 | 2012-05-26 | 1230 | yes
1291 | Ottapidaram | Weighing Machine Electronic | C |  |  | 2009-02-02 | SURYA SURGICALS | WARD | DMS | 51190/Sandamp;P/1/2008 | 2010-06-03 | 2010-02-02 | 10920 | condemned
1292 | Ottapidaram | Weighing machine infant | C |  |  | 1997-04-06 | ASSOCIATED SURGICALS | MAIN STORE |  |  | 1997-04-06 | 1998-04-06 | 510 | yes
1293 | ETTAIYAPURAM | Weighing machine paed | C |  |  | 1997-02-08 | ASSOCIATED SURGICAL~MADRAS | LABOUR WARD | DMS |  | 1997-02-08 | 1998-02-08 | 1800 | WORKING
1294 | Ottapidaram | Weighing machine paed | C |  |  | 2008-10-09 |  |  | TNHSP |  | 2008-10-09 | 2009-10-09 | 0 | yes
1295 | ETTAIYAPURAM | Weighing machine paed~ELECTRONIC | C |  |  | 2009-01-31 | THE SURYA SURGICAL INDUSTRIES~NO.105-ANGALAMMAN~KOILSTREET~CHOOLAI~CHENNAI-6 | LABOUR~WARD | DMS |  | 2009-01-16 | 2009-01-31 | 10500 | WORKING
1296 | ETTAIYAPURAM | Weighing machine SUSPENSION | C |  |  | 2008-06-21 | Jupiter manufacturing works~ coimbatore-2 | M. WARD | TNHSP |  | 2008-06-21 | 2010-06-21 | 541 | WORKING
1297 | SRIVAIKUNDAM | X-ray Machine 100 mA | B | 100mA |  | 1997-08-03 |  | X-rayroom |  |  | 1997-08-03 | 1998-03-08 | 192000 | yes
1298 | Ottapidaram | X-ray Machine 100 mA | B | MXD-1000 | 40808 | 2004-09-04 | MEDFORD MEDICAL SYSTEMS PVT LTD | X-rayroom | TNMSC | 15161/TNMSC/ENGG/2004 | 2004-09-04 | 2005-09-04 | s | yes
1299 | ETTAIYAPURAM | X-ray Machine 100 mA | B | 100mA |  | 2004-02-21 | ALLENGERS MEDICAL SYSTEMS LTD~ PUNJAB~ CHANDIGAR~ INDIA | X-RAY ~DEPARTMENT | DMS |  | 2004-02-21 | 2005-02-21 | 177500 | WORKING
1300 | KAYALPATTINAM | X-ray Machine 100 mA | B | 100mA |  | 1988-07-01 |  | X-rayroom |  |  | 1988-07-01 | 1989-01-07 | 177500 | Working
68570151