## Arakkonam
DIRECTORATE OF MEDICAL AND RURAL HEALTH SERVICES
GOVERNMENT OF TAMIL NADU
REPORT : EQUIPMENT RECEIPT DETAILS REPORT-INSTITUTION WISE
PERIOD : 01/03/2008-04/03/2015
District : Vellore
Institution : Arakkonam
S.No. | Equipment Name | Equipment Category | Equipment Model No | Equipment Serial No | Date of Receipt | Supplier Name | Location of Equipment | Source of Supply | Purchase Order No | Date of Installation | Warranty Valid Upto | Cost of the item | Working Status
| Laryngoscope(Adult) | C | trt33 |  | 2011-03-13 | sisico | ENT | DRHM |  | 2005-08-07 | 2012-05-15 | 1222
| Pulse Oximeter with NIB.P | B2 | INNOAVA 10CIR |  | 2013-03-05 | Concept Integrations{i}Pvt Ltd | GOT | TNHSP | TNHSP-TNMSC/AG14/2012 | 2013-03-05 |  | 0
| Water Bath/Ultrasonic Water Bath | C | SMI-143 |  | 2014-05-28 | S.M.Scientific Instruments Pvt Ltd |  | TNHSP |  |  |  | 8262
| PH meter | C | RPA-IGRTIOANPN | 1329~ 1330 | 2014-05-02 | RLT INSTRUMENTATION PVT LTD |  | TNMSC | TNHSP/TNMSC/AG87b/2013-1 |  | 2015-05-01 | 57353
| Pulse Oximeter with NIB.P | B2 | RAD 8 | M 81865 | 2014-12-26 | INDIAN MEDICAL SYSTEMS AND TECHNOLOGIES | NEW BORN WARD | TNMSC | 114/TNMSC/ENGG/2013 - 2 | 2014-12-26 | 2019-12-25 | 68950
| Phototherapy Unit | C |  |  | 1996-03-07 | Bet Medicals (P) Ltd. | F W |  |  |  |  | 0
| Radiant Warmer | C |  |  | 1996-03-24 | Phoenix Medicals Systems (P) Ltd | L W |  |  |  |  | 0
| Foetal Monitor | B |  |  | 1998-04-07 | JDHS Vellur | Store |  |  |  |  | 0
| Foetal Monitor | B |  |  | 1999-07-26 | Bet Medicals (P) Ltd. | L W |  |  |  |  | 0
| Radiant Warmer | C | Phoenix |  | 2001-03-17 | Phoenix Medicals Systems (P) Ltd | L W |  |  |  |  | 0
| Foetal Monitor | B |  |  | 2003-07-24 | Associated Surgicals | L W |  |  |  |  | 0
| Radiant Warmer | C | Datex Ohmeda |  | 2009-07-20 | datex ohmeda pvt ltd | Labour | TNHSP |  |  |  | 0
| Radiant Warmer | C | Datex Ohmeda |  | 2009-07-20 | datex ohmeda pvt ltd | Labour | TNHSP |  |  |  | 0
| B.P.apparatus table model | C | Box Type |  | 1975-12-29 | M.S.D | Store |  |  |  |  | 0
| B.P.apparatus table model | C | Box Type |  | 1975-12-29 | M.S.D | Store |  |  |  |  | 0
| B.P.apparatus table model | C | Box Type |  | 1975-12-29 | M.S.D | Store |  |  |  |  | 0
| B.P.apparatus table model | C | Box Type |  | 1975-12-29 | M.S.D | Store |  |  |  |  | 0
| Auto Clave HP Vertical (2 bin) | C | High Perssure Vertical 24x16 |  | 1976-03-17 | East India Surgicals | Store |  |  |  |  | 0
| Autoclave vertical single bin | C | High Perssure Vertical 24x12 |  | 1980-03-23 | Vishal Surgicals | Store |  |  |  |  | 0
| Autoclave vertical single bin | C | High Perssure Vertical 24x12 |  | 1983-12-04 | Associated Surgicals | Store |  |  |  |  | 0
| Boyles apparatus with out Circle Abosrber | B |  |  | 1984-11-04 | BOC India Ltd. | Store |  |  |  |  | 0
| Electric Calorimeter | C |  |  | 1986-09-02 | Universal Bio Chem Ltd. | Store |  |  |  |  | 0
| Rotor / Shaker | C |  |  | 1986-09-07 | M C Dalal | Store |  |  |  |  | 0
| Boyles apparatus with out Circle Abosrber | B |  |  | 1991-03-08 | BOC India Ltd. | OT |  |  |  |  | 0
| Ice Lined Refrigerator | C |  |  | 1993-07-26 | DDHS Vellur | L W |  |  |  |  | 0
| Electri centrifuger | C |  |  | 1995-04-19 | Transac | Store |  |  |  |  | 0
| Boyles apparatus with out Circle Abosrber | B |  |  | 1996-03-28 | BOC India Ltd. | OT |  |  |  |  | 0
| Ultra Sonogram -MOBILE | B | F F Sonic |  | 1996-03-30 | Kody Elcot | L W |  |  |  |  | 0
| ECG machine ordinary | B | 3081L192 |  | 1996-12-10 | BPL Ltd. | X-Ray room |  |  |  |  | 0
| Diathermy Machine (Electric Cautery) | B |  |  | 1996-12-27 | Associated Surgicals | OT |  |  |  |  | 0
| Operation Table Hydraulic Major | B2 | GESCO |  | 1997-01-21 | General Surgicals Co Ltd. | OT |  |  |  |  | 0
| Opthalmoscope Indirect | C |  |  | 1997-02-13 | South India Surgicals Co. Ltd. | Store |  |  |  |  | 0
| Opthalmoscope Indirect | C |  |  | 1997-02-13 | South India Surgicals Co. Ltd. | Store |  |  |  |  | 0
| B.P.apparatus stand model | C | Stand |  | 1997-02-21 | Eagle Surgicals India | ICU |  |  |  |  | 0
| B.P.apparatus stand model | C | Stand |  | 1997-02-21 | Eagle Surgicals India | L W |  |  |  |  | 0
| B.P.apparatus stand model | C | Stand |  | 1997-02-21 | Eagle Surgicals India | OT |  |  |  |  | 0
| Electri centrifuger | C |  |  | 1997-08-07 | GLCU | Store |  |  |  |  | 0
| Electri centrifuger | C |  |  | 1997-08-07 | GLCU | Store |  |  |  |  | 0
| Formaline dispenser | C |  |  | 1997-08-13 | South India Surgicals Co. Ltd. | Store |  |  |  |  | 0
| Semi auto analyser | B2 | Point 180 |  | 1998-03-24 | Ranboxy Lab Ltd. | Lab |  |  |  |  | 0
| Mono cular Microscope | C |  |  | 1998-04-30 | DDHS Vellur | Lab |  |  |  |  | 0
| Autoclave vertical single bin | C | 12x12 |  | 1998-08-19 | Associated Surgicals | Store |  |  |  |  | 0
| Autoclave vertical single bin | C | 12x12 |  | 1998-08-19 | Associated Surgicals | Store |  |  |  |  | 0
| Autoclave vertical single bin | C | 12x12 |  | 1998-08-19 | Associated Surgicals | Store |  |  |  |  | 0
| Autoclave vertical single bin | C | 12x12 |  | 1998-08-19 | Associated Surgicals | Store |  |  |  |  | 0
| Operation Table Hydraulic Major | B2 |  |  | 1999-01-12 | Super Cardiac | OT |  |  |  |  | 0
| Nebuliser Adult | C |  |  | 1999-04-21 | Associated Surgicals | F W |  |  |  |  | 0
| Nebuliser Adult | C |  |  | 1999-04-21 | Associated Surgicals | Store |  |  |  |  | 0
| Lab Incubator | C |  |  | 1999-08-03 | M C Dalal | BB |  |  |  |  | 0
| Lab Incubator | C |  |  | 1999-08-03 | M C Dalal | Lab |  |  |  |  | 0
| Operation Table Hydraulic Major | B2 |  |  | 1999-09-23 | General Surgicals Co Ltd. | OT |  |  |  |  | 0
| X-ray Machine 300 mA | B |  |  | 1999-10-04 | GE Wiprow | X-Ray room |  |  |  |  | 0
| Distilled water stills | C |  |  | 1999-10-14 | Gee Enterprices | BB |  |  |  |  | 0
| Cardiac Monitor with defibrillator | C | BPL |  | 1999-10-26 | BPL Ltd. | ICU |  |  |  |  | 0
| Auto Clave HP Horizontal-CYLINDRICAL | C | Horizontal |  | 2000-03-07 | Alan Medical and Laboratories Products | Store |  |  |  |  | 0
| Shadowless Lamp stand model | B |  |  | 2000-03-21 | Associated Surgicals | Labour ward |  |  |  |  | 0
| Auto Clave HP Horizontal-CYLINDRICAL | C | Horizontal |  | 2000-07-03 | Yarco Scientific Pvt. | EWD |  |  |  |  | 0
| Auto Clave HP Horizontal-CYLINDRICAL | C | Horizontal |  | 2000-07-03 | Yarco Scientific Pvt. | EWD |  |  |  |  | 0
| B.P.apparatus table model | C | Box Type |  | 2000-07-20 | Associated Surgicals | Store |  |  |  |  | 0
| B.P.apparatus table model | C | Box Type |  | 2000-07-20 | Associated Surgicals | Store |  |  |  |  | 0
| B.P.apparatus table model | C | Box Type |  | 2000-07-20 | Associated Surgicals | Store |  |  |  |  | 0
| B.P.apparatus table model | C | Box Type |  | 2000-07-20 | Associated Surgicals | Store |  |  |  |  | 0
| B.P.apparatus table model | C | Box Type |  | 2000-07-20 | Associated Surgicals | Store |  |  |  |  | 0
| B.P.apparatus table model | C | Box Type |  | 2000-07-20 | Associated Surgicals | Store |  |  |  |  | 0
| B.P.apparatus table model | C | Box Type |  | 2000-07-20 | Associated Surgicals | Store |  |  |  |  | 0
| B.P.apparatus table model | C | Box Type |  | 2000-07-20 | Associated Surgicals | Store |  |  |  |  | 0
| B.P.apparatus table model | C | Box Type |  | 2000-07-20 | Associated Surgicals | Store |  |  |  |  | 0
| B.P.apparatus table model | C | Box Type |  | 2000-07-20 | Associated Surgicals | Store |  |  |  |  | 0
| B.P.apparatus table model | C | Box Type |  | 2000-07-20 | Associated Surgicals | Store |  |  |  |  | 0
| B.P.apparatus table model | C | Box Type |  | 2000-07-20 | Associated Surgicals | Store |  |  |  |  | 0
| B.P.apparatus table model | C | Box Type |  | 2000-07-20 | Associated Surgicals | Store |  |  |  |  | 0
| B.P.apparatus table model | C | Box Type |  | 2000-07-20 | Associated Surgicals | Store |  |  |  |  | 0
| B.P.apparatus table model | C | Box Type |  | 2000-07-20 | Associated Surgicals | Store |  |  |  |  | 0
| B.P.apparatus table model | C | Box Type |  | 2000-07-20 | Associated Surgicals | Store |  |  |  |  | 0
| Electric Calorimeter | C |  |  | 2000-07-23 | Alan Medical and Laboratories Products | Lab |  |  |  |  | 0
| Electri centrifuger | C | 4x15 ml |  | 2000-12-19 | Associated Surgicals | BB |  |  |  |  | 0
| Steriliser Small (Instruments) | C |  |  | 2001-02-17 | South India Surgicals Co. Ltd. | Eye OP |  |  |  |  | 0
| Bowl steriliser - Medium | C |  |  | 2001-02-26 | Associated Surgicals | OT |  |  |  |  | 0
| Bowl steriliser - Medium | C |  |  | 2001-02-26 | Associated Surgicals | OT |  |  |  |  | 0
| Bowl steriliser - Medium | C |  |  | 2001-02-26 | Associated Surgicals | OT |  |  |  |  | 0
| Auto Clave HP Horizontal-CYLINDRICAL | C | Horizontal |  | 2001-02-27 | Associated Surgicals | OT |  |  |  |  | 0
| Auto Clave HP Vertical (2 bin) | C |  |  | 2001-02-27 | Alan Medical and Laboratories Products | OT |  |  |  |  | 0
| Cardiac Monitor with defibrillator | C | BPL |  | 2001-03-14 | BPL Ltd. | ICU |  |  |  |  | 0
| ECG machine ordinary | B | BPL 108 |  | 2001-03-14 | BPL Ltd. | ICU |  |  |  |  | 0
| ECG machine ordinary | B | BPL 109 |  | 2001-03-29 | BPL Ltd. | X-Ray room |  |  |  |  | 0
| Autoclave vertical single bin | C | High Pressure Steriliser 12x20 |  | 2001-07-13 | DDHS Vellur | Store |  |  |  |  | 0
| Operating Microscope(Eye) | B | Eye |  | 2001-07-27 | Appasamy Associates | OT |  |  |  |  | 0
| Autoclave vertical single bin | C | High Pressure Steriliser 12x20 |  | 2001-08-18 | Associated Surgicals | Store |  |  |  |  | 0
| Shadowless Lamp stand model | B |  |  | 2002-04-09 | JDHS Vellur | Labour Ward |  |  |  |  | 0
| Lab Incubator | C |  |  | 2002-11-10 | Associated Surgicals | ICTC |  |  |  |  | 0
| Rotor / Shaker | C |  |  | 2002-11-28 | M C Dalal | Lab |  |  |  |  | 0
| Electri centrifuger | C | 4x15 ml |  | 2002-12-11 | Associated Surgicals | Store |  |  |  |  | 0
| Mono cular Microscope | C |  |  | 2002-12-11 | Associated Surgicals | Store |  |  |  |  | 0
| Opthalmoscope Indirect | C |  |  | 2003-02-08 | South India Surgicals Co. Ltd. | Eye OP |  |  |  |  | 0
| Opthalmoscope Indirect | C |  |  | 2003-02-27 | South India Surgicals Co. Ltd. | Eye OP |  |  |  |  | 0
| Shadowless Lamp stand model | B |  |  | 2003-03-04 | Associated Surgicals | OT |  |  |  |  | 0
| Nebuliser Adult | C |  |  | 2003-07-24 | Associated Surgicals | OP |  |  |  |  | 0
| Formaline dispenser | C |  |  | 2003-08-21 | South India Surgicals Co. Ltd. | OT |  |  |  |  | 0
| Electri centrifuger | C | 4x15 ml |  | 2005-10-21 | Vaishvi Equipments and Surgicals | Store |  |  |  |  | 0
| ECG machine ordinary | B |  |  | 2006-05-17 | Solokraft | Store |  |  |  |  | 0
| Infusion pump | C | Akas |  | 2007-03-22 | Akas Medicals | Store |  |  |  |  | 0
| Diathermy Machine (Electric Cautery) | B | High Frequency Radio Surgery Unit |  | 2007-04-29 | Solokraft | OT |  |  |  |  | 0
| Nebuliser Adult | C | Pediatric |  | 2007-08-27 | Jupitor Manufacturing Works | I W | TNHSP |  |  |  | 0
| Infusion pump | C |  |  | 2007-08-28 | South India Surgicals Co. Ltd. | Store | TNHSP |  |  |  | 0
| Sterilizer big (Instrument) | C | 16x9 |  | 2008-02-12 | Suriya Surgicals | Store | TNHSP |  |  |  | 0
| Sterilizer big (Instrument) | C | 16x9 |  | 2008-02-12 | Suriya Surgicals | Store | TNHSP |  |  |  | 0
| Sterilizer big (Instrument) | C | 16x9 |  | 2008-02-12 | Suriya Surgicals | Store | TNHSP |  |  |  | 0
| Sterilizer big (Instrument) | C | 16x9 |  | 2008-02-12 | Suriya Surgicals | Store | TNHSP |  |  |  | 0
| Sterilizer Medium (Instrument) | C | 12x9 |  | 2008-02-12 | Suriya Surgicals | Store | TNHSP |  |  |  | 0
| Sterilizer Medium (Instrument) | C | 12x9 |  | 2008-02-12 | Suriya Surgicals | Store | TNHSP |  |  |  | 0
| Sterilizer Medium (Instrument) | C | 12x9 |  | 2008-02-12 | Suriya Surgicals | Store | TNHSP |  |  |  | 0
| Sterilizer Medium (Instrument) | C | 12x9 |  | 2008-02-12 | Suriya Surgicals | Store | TNHSP |  |  |  | 0
| Suction Apparatus - Electrical | C | Vin Bio Tech |  | 2008-02-15 | Vin Bio Tech | I W | TNHSP |  |  |  | 0
| Suction Apparatus - Electrical | C | Vin Bio Tech |  | 2008-02-15 | Vin Bio Tech | I W | TNHSP |  |  |  | 0
| Suction Apparatus - Electrical | C | Vin Bio Tech |  | 2008-02-15 | Vin Bio Tech | OP | TNHSP |  |  |  | 0
| Suction Apparatus - Electrical | C | Vin Bio Tech |  | 2008-02-15 | Vin Bio Tech | Store | TNHSP |  |  |  | 0
| Suction Apparatus - Electrical | C | Vin Bio Tech |  | 2008-02-15 | Vin Bio Tech | Store | TNHSP |  |  |  | 0
| Auto Clave HP Vertical (2 bin) | C | 2 Bin Vertical |  | 2008-02-22 | Jupitor Manufacturing Works | Store | TNHSP |  |  |  | 0
| Auto Clave HP Vertical (2 bin) | C | 2 Bin Vertical |  | 2008-02-22 | Jupitor Manufacturing Works | eye ot | TNHSP | TNHSP/TNMSC/P2E11/07 | 2008-03-27 | 2009-02-21 | 32000
| Binocular Mircroscope | B2 | binocular |  | 2009-01-08 | solocrafts | lab | TNHSP |  |  |  | 0
| Binocular Mircroscope | B2 | binocular |  | 2009-01-08 | solocrafts | lab | TNHSP |  |  |  | 0
| Electri centrifuger | C |  |  | 2009-01-08 | solocrafts | Lab | TNHSP |  |  |  | 0
| Hot Air oven | C |  |  | 2009-01-08 | solocrafts | Store | TNMSC |  |  |  | 0
| Deep Freezer | C | jewett |  | 2009-04-11 | solocrafts | Blood bank | TNHSP |  |  |  | 0
| Suction Apparatus - Electrical | C | YUYUE 7 |  | 2009-10-02 | vishal hospitals and furnitures | Store | TNHSP |  |  |  | 0
| Suction Apparatus - Electrical | C | YUYUE 7 |  | 2009-10-02 | vishal hospitals and furnitures | Store | TNHSP |  |  |  | 0
| Suction Apparatus - Electrical | C | YUYUE 7 |  | 2009-10-02 | vishal hospitals and furnitures | Store | TNHSP |  |  |  | 0
| Suction Apparatus - Electrical | C |  |  |  |  | ENT OP |  |  |  |  | 0
| Suction Apparatus - Electrical | C |  |  |  |  | F W |  |  |  |  | 0
| Suction Apparatus - Electrical | C |  |  |  |  | I W |  |  |  |  | 0
| Suction Apparatus - Electrical | C |  |  |  |  | L W |  |  |  |  | 0
| Suction Apparatus - Electrical | C |  |  |  |  | M W |  |  |  |  | 0
| Suction Apparatus - Electrical | C |  |  |  |  | OP |  |  |  |  | 0
| Suction Apparatus - Electrical | C |  |  |  |  | OT |  |  |  |  | 0
| Suction Apparatus - Electrical | C |  |  |  |  | OT |  |  |  |  | 0
| Suction Apparatus - Electrical | C |  |  |  |  | Store |  |  |  |  | 0
| Suction Apparatus - Electrical | C |  |  |  |  | Store |  |  |  |  | 0
| Suction Apparatus - Electrical | C |  |  |  |  | Store |  |  |  |  | 0
| Suction Apparatus - Electrical | C |  |  |  |  | Store |  |  |  |  | 0
| DEEP FREEZER |  | JADF 20 | DF11121263 | 2012-03-06 | PAVER ELECTRO SYSTEMS PVT. LTD | BLOOD BANK | RCH | RCH-11/TNMSC/ENGG/7146/2010 | 2012-03-06 |  | 51750
| Auto analyser | B | PRIETEST TOUCH | AT0290807RBK | 2007-10-16 | ROBONIK (INDIA) P.LTD. | LABORATORY | TNHSP | TNHSP/TNMSC/PLE4/2007 | 2007-10-16 |  | 69422
| Keratometer | C |  | 110293 | 2001-11-24 | APPASAMY ASSOCIATE~ CHENNAI. | EYE OUT PATENT DEPT | OTHERS |  | 2001-11-24 |  | 0
| Keratometer | C |  | 610304074 |  | APPASAMY ASSOCIATE~ CHENNAI. | EYE OUT PATIENT DEPT |  |  | 2004-03-26 |  | 0
| Pulse Oximeter | B2 |  |  | 2008-01-22 | LARSON AND TOURBO | Operation theatre(General) | TNHSP |  | 2008-01-22 |  | 34762
| A-Scan Biometer | B2 |  | J73-087 | 2002-05-01 | HEALTH AND FAMIILY WELFARE~ NEW DELHI. | EYE OUT PATIENT DEPT | OTHERS | L-11013/3/2001 (OPHTH) | 2002-07-10 |  | 0
| Infusion Pump/Infusion Syringe Pump/Insulin Syringe Pump | C |  |  | 2010-11-15 | TRANS HEALTH CARE INDIA P.LTD | NEO NATAL WARD | RCH | RCH II/TNMSC/ENGG/E38/2010 | 2010-11-16 |  | 21600
| Infusion Pump/Infusion Syringe Pump/Insulin Syringe Pump | C |  |  | 2010-11-15 | TRANS HEALTH CARE INDIA P.LTD | NEO NATAL WARD | RCH | RCH II/TNMSC/ENGG/E38/2010 | 2010-11-16 |  | 21600
| REMI BLOOD BANK REFRIGERATOR |  | PC 400053 |  | 1999-07-19 | REMI INSTRUMENTS P.LTD~ MUMBAI. | BLOOD BANK | DMS | 6288/CP2/1/98-4 |  |  | 69900
| BLOOD BANK REFRIGERATOR |  | SB 700 |  | 2003-01-20 | HI-TEK INSTUMENTS AND EQUIPMENTS~ CHENNAI. | BLOOD BANK | DMS | 7856/CP2/1/2002 | 2003-04-09 |  | 64090
| A-Scan Biometer | B2 | AMA-01A | 10810304A | 2004-02-26 | APPASWAMY ASSOCIATE~ CHENNAI. | EYE OUT PATIENT DEPT | OTHERS | HLL/PROC/DEL/NPCB/(03-04)/43/3616 | 2009-07-07 | 2005-02-25 | 0
| ECG machine computerized | B | CARDIO TOUCH 3000 | TZL0900120 | 2011-11-09 | J.K.MEDICAL SYSTEM P.LTD~ K.K.NAGAR~ CHENNAI. |  | TNHSP | TNHSP/TNMSC/ENGG/AG21/2010 |  |  | 65736
| BLOOD BANK REFRIGERATOR |  |  |  | 1999-10-08 | GOVERNMENT MEDICAL STORE DPT. CHENNAI-3. | BLOOD BANK | OTHERS |  | 1999-10-08 |  | 196372
| Ultra Sonogram -POTABLE | B | 600A | 17281846 | 2009-08-14 | VIN BIO TECH SYSTEM TAMBARAM. | Labour ward | DMS | 39060/S/P/1/2009/ | 2009-08-19 | 2010-07-13 | 240000
| Foetal Doppler | C |  |  | 2011-10-11 | MEGHA SHREE HEALTH CARE KRISHNAGIRI | Labour Ward | OTHERS |  | 2011-11-19 | 2012-10-10 | 8925
| 1KV STABILIZER FOR ULTRA SOUND SCAN |  | 10200236KV |  | 2011-09-27 | WIPRO GE HEALTH CARE P.LTD | LABOUR WARD | TNHSP | RCH II/TNMSC/ENGG/E44 |  |  | 0
| Magnavision Lamp | C |  |  | 2011-03-14 | JUPITER MANUFACTURING WORKS~ COIMBATORE. | INJECTION OUT PATIENT DEPT | DRHM |  | 2011-04-12 |  | 4400
| Ultra Sonogram -POTABLE | B |  | 206487WX1 | 2012-10-25 | GE HEALTH CARE BANGALORE | LABOUR WARD | RCH | RCH-11 TNMSC/ENGG EGG | 2011-11-08 | 2012-09-24 | 323800
| Mortuary chamber | B2 | Model 2-Body |  | 2014-07-22 | EAKCON SYSTEM P.LTD | Mortuary | TNMSC | 42083(R)/TNMSC/ENGG/2013 | 2014-07-22 | 2017-07-21 | 290000
| Baby Incubators | C | Neo Tech | 7111045 | 2008-01-02 | Madras Surgicals | LabOUR wARD | TNHSP | TNHSP/TNMSC/P2E3/2007 | 2008-01-02 |  | 47880
| Baby Incubators | C | 30102 | 7111004 | 2008-01-02 | Madras Surgicals | Labour Ward | TNHSP | TNHSP/TNMSC/P2E3/2007 | 2008-01-02 |  | 47880
| Phototherapy Unit | C | Neo Tech | 711904 | 2008-01-02 | Madras Surgicals | Labour ward | TNHSP | TNHSP/TNMSC/PLE10/2007 |  |  | 10260
| Phototherapy Unit | C | Neo Tech | 711902 | 2008-01-02 | Madras Surgicals | Labour ward | TNHSP | TNHSP/TNMSC/PLE/10/2007 |  |  | 10260
| Radiant Warmer | C | 2007S | 711997 | 2008-01-02 | Madras Surgicals | Labour Ward | TNHSP | TNHSP/TNMSC/P2E10/2007 | 2008-01-02 |  | 17680
| Radiant Warmer | C | 2007S | 7111024 | 2008-01-02 | Madras Surgicals | Labour Ward | TNHSP | TNHSP/TNMSC/P2E10/2007 | 2008-01-02 |  | 17680
| Pulse Oximeter | B | Stellar - P |  |  | Landamp;T | [5 empty] | 0
| Generator | C | Portable 2.5 KVA |  | 2007-08-08 | Fermier Engineers (P) Ltd. | OP | TNHSP |  |  |  | 0
| Infusion pump | C |  |  | 2007-08-28 | South India Surgicals Co. Ltd. | Store | TNHSP |  |  |  | 0
| Operation Table Hydraulic Major | B2 |  |  | 2007-12-25 | Jupitor Manufacturing Works | OT | TNHSP |  |  |  | 0
| Operation Table Hydraulic Major | B2 |  |  | 2007-12-25 | Jupitor Manufacturing Works | OT | TNHSP |  |  |  | 0
| Refrigerator | C |  |  | 2007-12-26 | Devay Farma | Store | TNHSP |  |  |  | 0
| Cardiac Monitor with defibrillator | C |  |  | 2008-01-02 | Madras Surgicals | Store | TNHSP |  |  |  | 0
| Boyles apparatus with Ventilator | B |  |  | 2008-01-28 | L andamp; T | OT | TNHSP |  |  |  | 0
| Cardiac Monitor | C | L andamp; t |  | 2008-01-28 | L andamp; T | OT | TNHSP |  |  |  | 0
| Semi auto analyser | B2 | semi |  | 2009-04-14 | Robonic india pvt ltd | Store | TNHSP |  |  |  | 0
| Dental Chair | B2 |  |  | 2009-03-31 | ss chemicals | dental room | NRHM |  |  |  | 0
| Auto analyser | B | RX50 | TN10J020 | 2010-10-24 | MICRO LAB INSTRUMENT | LABORATORY | RCH | RCH2/TNMSC/ENGG/E38 | 2010-10-26 |  | 45288
| ECG machine computerized | B | SE300 | B2A020893828 | 2008-11-21 | MADRAS SURGICAL CHEMICAL | INJECTION OUT PATIENT DEPT. | TNHSP | TNHSP/TNMSC/P3/E5/2008 |  |  | 44760
| Infusion Pump/Infusion Syringe Pump/Insulin Syringe Pump | C | ST600 |  | 2011-08-25 | TRANS HEALTH CARE INDIA P.LTD. | NEO NATAL WARD | TNHSP | TNHSP/TNMSC/AG15/2011 | 2011-08-26 | 2012-08-24 | 25200
| Pulse Oximeter with NIB.P | B2 | RAD-8 |  | 2014-04-03 | GRACE MFG.andamp;TRADING CO.(DELHI) | LABOUR WARD | RCH | RCH-11/TNMSC/ENGG/E67/2014 | 2014-04-03 | 2019-04-02 | 68968
| Binocular Mircroscope | B2 | BDI 13 A | 22681~ 22495 | 2014-01-07 | Solokraft Industries | LABORATORY | TNHSP | TNHSP/TNMSC/AG87C/2013 | 2014-07-07 | 2015-07-06 | 18600
| Ultra Sonogram -POTABLE | B |  |  | 2011-10-25 | WIPRO G.E.HEALTH CARE | LABOUR WARD | RCH | RCH/TNMSC/ENGG/E44/2010 Dt- 05/07/2011 | 2011-11-19 | 2012-10-24 | 323800
| Syringe Pump | B | ST 6000 |  | 2011-08-25 | TRANS HEALTH CARE INDIA PVT. LTD | Neonatal Ward | TNHSP | TNHSP/TNMSC/ENGG/AG 15/2011 Dt- 01/07/2011 | 2011-08-26 | 2012-08-24 | 25200
| Dental Chair(Electric/Hydraulic/Manual) | B2 |  |  | 2009-03-31 | S.S.CHEMICALS | DENTAL OPD | TNHSP |  | 2009-04-13 | 2010-03-30 | 117000
| Magnavision Lamp | C |  |  | 2011-03-14 | JUPITOR MANUFACTURING WORKS | LABOUR WARD | DRHM | 0GR/SRHM/TNMSC/ENGG/2011 dt- 12/02/2011 | 2011-03-14 | 2012-03-13 | 4400
| Photo Electric Calorimeter |  |  |  | 2011-03-14 | Jupiter Manufacturing Works | Laboratory | RCH | RCH-11/TNMSC/ENGG/4538 | 2011-05-07 |  | 5300
| Cryotheraphy Unit |  | CYRO004 DELUXE |  | 2012-01-30 | Solokrafts Industries | Main Stores | TNHSP | TNHSP/TNMSC/AG30A/2011 |  | 2015-01-12 | 23172
| Blood Collecting Monitor |  | BCM10 |  | 2010-03-29 | REMI ELECTROTECHNIC LTD | BLOOD BANK | OTHERS | NRHM/TNHSP/TNMSC/10 | 2010-03-29 | 2011-03-28 | 30761
| Semi auto analyser | B2 | RX50 |  | 2010-10-24 | Microlab Instruments | Laboratory | RCH | RCH-11/TNMSC/ENGG/E38/2010 | 2011-01-06 | 2011-10-23 | 45288
| Generator | C | 40KVA (DIESEL) | V4A10M18689 (ENGINE SL.NO) | 2010-04-04 | BHALIVANDTRA ELECTROMEC PVT.LTD. | BACK SIDE OF A.E. WARD | TNHSP | TNSHP/TNMSC/P3G24/2009 | 2010-04-04 | 2011-04-03 | 388400
| HP 6000 PRINTER ULTRA SOUND SCAN |  | 100BK236HP | CN16A1F0Y | 2011-09-27 | WIPRO GE HEALTH CARE P.LTD | LABOUR WARD | TNHSP | RCH II/TNMSC/ENGG/344 | 2011-10-25 |  | 0
| Syringe Pump | B | Evadrop MP-1000 | MP1ALH403 | 2012-09-15 | Schiller Health Care India Pvt.Ltd | Male Ward | TNHSP | TNHSP/TNMSC/AG16/2010 | 2012-09-15 | 2015-09-14 | 25900
2973821

## Ambur
DIRECTORATE OF MEDICAL AND RURAL HEALTH SERVICES
GOVERNMENT OF TAMIL NADU
REPORT : EQUIPMENT RECEIPT DETAILS REPORT-INSTITUTION WISE
PERIOD : 01/03/2008-04/03/2015
District : Vellore
Institution : Ambur
S.No. | Equipment Name | Equipment Category | Equipment Model No | Equipment Serial No | Date of Receipt | Supplier Name | Location of Equipment | Source of Supply | Purchase Order No | Date of Installation | Warranty Valid Upto | Cost of the item | Working Status
1 | Shadowless Lamp stand model | B | GESCO |  | 2015-02-18 | GENERAL SURGICAL PVT LTD | LABUR WARED | TNHSP |  | 2015-02-18 |  | 49875 | Working
2 | Infusion Pump/Infusion Syringe Pump/Insulin Syringe Pump | C | INFU 510 |  | 2015-02-06 | AKAS Medical | LABOUR WARD | TNMSC | 114/TNMSC/ENGG/2013-4 | 2015-02-06 | 2018-02-05 | 19750 | Working
3 | Infusion Pump/Infusion Syringe Pump/Insulin Syringe Pump | C | SYRU 410 |  | 2015-02-06 | AKAS | LABOUR WARD | TNMSC | 114/TNMSC/ENGG/2013-4 | 2015-02-06 | 2018-02-05 | 20850 | Working
4 | Pulse Oximeter | B2 | RADI 8 | M78155 | 2014-12-30 | INDIAN MEDICAL SYSTEMS AND TECHNOLOGIES | LABOUR WARD | TNMSC | 114/TNMSC/ENGG/2013-2014 | 2014-12-30 | 2019-12-29 | 68950 | Working
5 | Foetal Doppler | C | A100H |  | 2014-12-24 | A100H | LABOUR WARD | TNMSC | 17240/TNMSC/ENGG/2014-15 | 2014-12-24 | 2017-12-23 | 4650 | Working
6 | Foetal Doppler | C | A100H |  | 2014-12-24 | MEDI WAVES INC | LABOUR WARD | TNMSC | 17240/TNMSC/ENGG/2014-15 | 2014-12-24 | 2017-12-23 | 4650 | Working
7 | Mannual Colposcope | C |  |  | 2013-04-27 | south india surgicals~channai | Labour Ward | TNHSP |  | 2013-02-18 |  | 136500 | Working
8 | Electri centrifuger | C |  |  | 1975-01-04 | [6 empty] | 0 | Condemend
9 | Suction Apparatus - Electrical | C |  |  | 1987-04-05 | Associated surgicals | OT | DMS |  | 1989-02-15 |  | 1840 | Working
10 | B.P.apparatus table model | C | Box Type |  | 2002-09-10 | Associated surgicals | BB | DMS | 7856 Dt.12.08.02 | 2008-09-05 |  | 300 | Working
11 | VDRL Rotator / Mechanical Agitator | C |  |  | 2002-10-16 | Scientific General Traders | BB |  |  |  |  | 0 | Working
12 | Lab Incubator | C |  |  | 2002-11-13 | Associated surgicals | Stores | DMS | 7856 Dt 17.09.2002 |  |  | 5200 | Working
13 | Mono cular Microscope | C |  |  | 2002-11-13 | Associated surgicals | BB | DMS | 7856 Dt 17.09.2002 | 2005-10-21 |  | 3900 | Working
14 | Electri centrifuger | C |  |  | 2002-11-13 | Associated surgicals | BB | DMS | 7856 Dt 17.09.09 | 2003-11-06 |  | 1300 | Working
15 | VDRL Rotator / Mechanical Agitator | C |  |  | 2002-12-18 | M C Dalal and Co | Lab |  |  |  |  | 0 | Working
16 | Bowl steriliser - Medium | C |  |  | 2003-01-11 | Vishal Surgicals | OT |  |  |  |  | 0 | Working
17 | Suction Apparatus - Electrical | C |  |  | 2003-02-12 | M C Dalal andamp; Co | L W | TNMSC | 20795 Dt 16.10.03 | 2006-02-03 |  | 4800 | Working
18 | Suction Apparatus - Electrical | C |  |  | 2003-02-12 | M C Dalal andamp; Co | OP | TNMSC | 20795 Dt 16.10.03 | 2004-02-03 |  | 4800 | Working
19 | Auto Clave HP Vertical (2 bin) | C |  |  | 2003-02-12 | M C Dalal andamp; Co | OT | TNMSC | 24761 Dt.01.12.2003 | 2008-01-19 |  | 16994 | Working
20 | PH meter | C | RPA;1GRTIOANPN |  | 2014-06-06 | RLT INSTRUMENTATION | LAB | TNHSP |  | 2014-06-06 | 2015-06-05 | 57353 | Working
21 | Binocular Mircroscope | B2 |  |  | 2014-01-06 | [6 empty] | 0 | Working
22 | Multi Para Monitor | B2 | G3D |  | 2014-07-24 | trans health care pvt ltd | CASVALITY | TNMSC |  | 2014-07-24 |  | 60000 | Working
23 | ECG Machine-Multichannel/Page Writer | B2 | 2000 |  | 2014-07-24 | JK MEDICAL SYSTEM | CASVALITY | OTHERS |  | 2014-07-24 |  | 44800 | Working
24 | Multi Para Monitor | B2 |  |  | 2014-07-16 | ALAN MEDICAL/LAB PRODUCTS | OT | OTHERS |  | 2014-07-16 |  | 97000 | Working
25 | PH meter | C |  |  | 2014-06-06 | RLT INSTRUMENTATION PVT LTD | LAB |  |  |  |  | 0 | Working
26 | B.P.apparatus table model | C | BOX TYPE |  | 2014-10-28 | HI-TEK INSTRUMENTS EQUIPMENTS CHENNAI 2 |  | OTHERS | 30/STORES |  |  | 2900 | Working
27 | Cell Counter | B2 |  |  | 2014-06-28 | recived from tpt gh | lab |  |  |  |  | 0 | Working
28 | Diathermy Machine (Electric Cautery) | B |  |  | 2014-07-02 | JBS MEDIITCC INDIA LTD |  | TNMSC |  |  |  | 0 | Working
29 | B.P.apparatus table model | C |  |  | 2014-07-07 | MEGASHREE HELTHCARE | [5 empty] | 0 | Working
30 | Opthalmoscope Indirect | C |  |  | 1997-02-15 | South India Surgicals | OT |  |  |  |  | 0 | Working
31 | Phototherapy Unit | C | NEOTECH |  | 2009-09-23 | jupiters ~coimbatore | LW | NRHM | 02 Dt 25.06.2009 |  |  | 10200 | Working
32 | Weighing machine infant | C |  |  | 2009-05-29 | Sabarwal surgicals | OPD | NRHM | 9 Dt 31.03.09 | 2009-07-02 |  | 710 | Working
33 | Radiant Warmer | C |  |  | 1994-01-21 | RGH | L W |  |  |  |  | 0 | Working
34 | Foetal Monitor | B |  |  | 1999-07-27 | Bet Medicals | LW | DMS | 20535 Dt 11.5.1999 | 2000-04-13 |  | 12500 | Working
35 | Suction Apparatus - Electrical | C |  |  | 1987-04-05 | Associated surgicals | OT | DMS |  | 1993-12-20 |  | 1840 | Working
36 | Sterilizer big (Instrument) | C | 16x6x6 |  | 2003-02-12 | M C Dalal andamp; Co | Store | TNMSC | 03 Dt 16.10.03 |  |  | 774 | Working
37 | Sterilizer big (Instrument) | C | 16x6x6 |  | 2003-02-12 | M C Dalal andamp; Co | Store | TNMSC | 03 Dt 16.10.03 |  |  | 774 | Working
38 | Sterilizer big (Instrument) | C | 16x6x6 |  | 2003-02-12 | M C Dalal andamp; Co | Store | TNMSC | 03 Dt 16.10.03 |  |  | 774 | Working
39 | Binocular Mircroscope | B2 | Binocular |  | 2003-03-11 | Associated surgicals | Lab | TNMSC | 03/02 Dt 1.10.03 | 2011-03-04 |  | 0 | Working
40 | Electri centrifuger | C |  |  | 2003-03-11 | Associated surgicals | BB | DMS | 20754 Dt 1.10.03 | 2009-09-22 |  | 0 | Working
41 | Rotor / Shaker | C |  |  | 2001-03-20 | Remi Motors | Lab | DMS | 120022 Dt25.01.2001 | 2001-03-20 |  | 3700 | Working
42 | Ultra Sonogram -MOBILE | B | L andamp; T Sota |  | 2003-03-20 | L andamp; T | Scan Room | DMS | 7014 Dt 11.02.03 | 2003-03-22 |  | 299999 | Deletion
43 | Dental Chair | B2 |  |  | 2003-03-21 | Associated surgicals | Dental OP | DMS |  | 2003-12-15 |  | 0 | Working
44 | Dental Autoclave | C | Appasamy |  | 2003-04-12 | Confident Dental Equipments | Dental OP | DMS | 30901 Dt 1.6.03 | 2003-12-15 |  | 27378 | Not working
45 | Needle destroyer / Syringe Destroyer | C |  |  | 2003-06-20 | Linco Scientific India Ltd. | Lab |  | 30/s/08 Dt 13.02.2008 |  |  | 0 | Working
46 | Steriliser Small (Instruments) | C | Electrical |  | 1987-07-18 |  | OT |  |  |  |  | 0 | Working
47 | Glucometer | C |  |  | 2003-08-25 | Associated surgicals | Lab | DMS | 45036 Dt 12.06.03 | 2003-08-28 |  | 3200 | Working
48 | Operation Table Hydraulic Major | B2 |  |  | 2003-10-20 | General Surgicals | OT | TNMSC | 20795 Dt 01.10.03 | 2006-08-21 |  | 40600 | Working
49 | Infusion pump | C | Akas |  | 2003-10-20 | Akas Medicals | MW | DMS | 20795 Dt 01.10.2003 | 2009-07-27 |  | 33850 | Working
50 | Multi Para Monitor | B |  |  | 2003-10-28 | Miti Electronics | AE W |  |  |  |  | 0 | Working
51 | Ventilators (Adult) | B |  |  | 2003-11-14 | Bio Vision Medical Systems | Transfer to Tirupattur |  |  |  |  | 0 | Transfer to Tirupattur
52 | X.ray lobby single | C |  |  | 2003-11-22 | X-Ray Medical Surgical | F W |  |  |  |  | 0 | Working
53 | X.ray lobby single | C |  |  | 2003-11-22 | X-Ray Medical Surgical | Store |  |  |  |  | 0 | Working
54 | X.ray lobby single | C |  |  | 2003-11-22 | X-Ray Medical Surgical | Store |  |  |  |  | 0 | Working
55 | X.ray lobby single | C |  |  | 2003-11-22 | X-Ray Medical Surgical | Store |  |  |  |  | 0 | Working
56 | B.P.apparatus stand model | C | Stand Model |  | 1988-04-05 | Davey Pharma | OT | DMS |  | 1988-05-05 |  | 620 | Working
57 | Ultra Sonogram -MOBILE | B | L andamp; T Sota |  | 2003-12-18 | L andamp; T | Scan Room | DMS | 20795 Dt 01.10.03 | 2003-12-20 |  | 311537 | Not working
58 | ECG machine ordinary | B | Alpha Model |  | 2004-03-30 | Trans Health Care | X-Ray Dept. | DMS | 6574 Dt 08.01.2006 | 2006-03-31 |  | 15000 | Working
59 | ECG machine ordinary | B | Marks |  | 2006-05-18 | Solokraft Industries | X-Ray Dept. | DMS | 77 Dt 04.05.2006 | 2006-05-19 |  | 24852 | Working
60 | B.P.apparatus stand model | C | Stand Model |  | 2006-10-30 | Uni Pharma | AE OT | OTHERS | 4692 Dt 22.8.06 | 2006-11-07 |  | 890 | Working
61 | B.P.apparatus stand model | C | Stand Model |  | 2006-10-30 | Uni Pharma | BB | OTHERS | 4692 Dt 22.8.06 | 2006-11-07 |  | 890 | Working
62 | B.P.apparatus stand model | C | Stand Model |  | 2006-10-30 | Uni Pharma | OT | OTHERS | 4692 Dt 22.8.06 | 2006-11-07 |  | 890 | Working
63 | B.P.apparatus stand model | C | Stand Model |  | 2006-10-30 | Uni Pharma | OT | OTHERS | 4692 Dt 22.8.06 | 2006-11-07 |  | 890 | Working
64 | B.P.apparatus stand model | C | Stand Model |  | 2006-10-30 | Uni Pharma | AEW | OTHERS | 4692 Dt 22.8.06 | 2006-11-07 |  | 890 | Working
65 | B.P.apparatus stand model | C | Stand Model |  | 2006-10-30 | Uni Pharma | FW | OTHERS | 4692 Dt 22.8.06 | 2006-11-07 |  | 890 | Working
66 | B.P.apparatus stand model | C | Stand Model |  | 2006-10-30 | Uni Pharma | LW | OTHERS | 4692 Dt 22.8.06 | 2006-11-07 |  | 890 | Working
67 | B.P.apparatus table model | C | Box Type |  | 1988-04-05 | Davey Pharma | LW | DMS |  | 1988-05-21 |  | 322 | Working
68 | B.P.apparatus stand model | C | Stand Model |  | 2006-10-30 | Uni Pharma | AE OT | OTHERS | 4692 Dt 22.8.06 | 2006-11-07 |  | 890 | Working
69 | B.P.apparatus stand model | C | Stand Model |  | 2006-10-30 | Uni Pharma | AE OT | OTHERS | 5689 Dt.22.08.06 | 2006-11-07 |  | 4460 | Working
70 | B.P.apparatus stand model | C | Stand Model |  | 2006-10-30 | Uni Pharma | FW | OTHERS | 5689 Dt.22.08.06 | 2006-11-07 |  | 3660 | Working
71 | B.P.apparatus stand model | C | Stand Model |  | 2006-10-30 | Uni Pharma | OPD | OTHERS | 30/S/06 Dt.17.08.06 | 2006-11-13 |  | 1855 | Working
72 | Infusion pump | C | Akas |  | 2007-03-21 | Akas Medicals | LW | DMS | 103928 Dt 07.03.2007 | 2010-11-03 |  | 33850 | Working
73 | Pulse Oximeter | B |  |  | 2009-07-08 | madras surgicals | AE OT | NRHM | 2 | 2009-08-12 |  | 23700 | Working
74 | Ultra Sonogram -MOBILE | B |  |  | 2009-07-13 | Wipro GE Medical Systems Ltd. | LW | NRHM | 24109 Dt 20.05.09 | 2009-08-08 |  | 674800 | Working
75 | Shadowless Lamp stand model | B | HOSPITECH |  | 2009-08-19 | jupiters ~coimbatore |  | NRHM | 03 Dt 29.06.2009 |  |  | 12450 | Working
76 | Electri centrifuger | C |  |  | 2009-09-19 | Sabarwal surgicals | Lab | TANSAC | 204 Dt 04.10.2011 | 2012-01-28 |  | 0 | Working
77 | B.P.apparatus table model | C | Box Type |  | 1988-04-05 | Davey Pharma | FW | DMS |  | 1988-06-20 |  | 323 | Working
78 | Nebuliser Adult | C | ISB NO ICB |  | 2009-05-27 | Sabarwal surgicals | OPD | NRHM | 65 Dt 06.05.2009 | 2009-06-25 |  | 811 | Working
79 | Laryngoscope(Paediatric) | C |  |  | 2009-07-28 | vishal hospitals and furnitures | OPD | NRHM | 12 Dt 31.3.2009 | 2009-08-05 |  | 441 | Working
80 | X.ray lobby single | C |  |  | 2009-07-28 | vishal hospitals and furnitures | OPD | NRHM | 27349 Dt 15.07.09 | 2009-08-05 |  | 1029 | Working
81 | Suction Apparatus - Electrical | C |  |  | 2009-05-29 | Sabarwal surgicals |  | TNMSC | 13 Dt 31.3.2009 | 2009-06-25 |  | 5070 | Working
82 | Mono cular Microscope | C |  |  |  | MSD Cheni | ICTC |  |  |  |  | 0 | Working
83 | X-ray Machine 100 mA | B | 150 mA Wipro GE |  | 2004-10-15 |  | X-Ray Dept. | TNMSC | 20795 Dt.30.06.2004 | 2005-04-02 |  | 125000 | Working
84 | B.P.apparatus table model | C | Box Type |  | 1988-04-05 | Davey Pharma | OPD | DMS |  | 1988-06-10 |  | 323 | Working
85 | B.P.apparatus table model | C | Box Type |  | 1988-04-05 | Davey Pharma | LW | OTHERS |  | 1988-05-21 |  | 323 | Working
86 | B.P.apparatus table model | C | Box Type |  | 1988-04-05 | Davey Pharma | OPD | OTHERS |  | 1988-06-10 |  | 323 | Working
87 | Boyles apparatus with out Circle Abosrber | B |  |  | 1991-03-22 | IOL | OT | DMS | 1442 Dt 28.01.91 | 1991-03-22 |  | 0 | Working
88 | B.P.apparatus table model | C | Box Type |  | 1979-10-05 | MSD Cheni | [5 empty] | 0 | Working
89 | Deep Freezer | C |  |  | 1993-02-11 | DFMO Supply | Store |  |  |  |  | 0 | Working
90 | Ice Lined Refrigerator | C |  |  | 1993-02-11 | DFMO Supply | Family welfare | OTHERS |  | 1993-11-02 |  | 0 | Working
91 | B.P.apparatus table model | C | Box Type |  | 1993-04-15 | Associated surgicals | LW | DMS |  | 1993-10-07 |  | 323 | Working
92 | B.P.apparatus table model | C | Box Type |  | 1993-04-15 | Associated surgicals | OPD | DMS |  | 1993-12-04 |  | 323 | Working
93 | B.P.apparatus table model | C | Box Type |  | 1993-04-15 | Associated surgicals | OPD | DMS | 7856 Dt.12.08.02 | 1993-10-07 |  | 322 | Working
94 | B.P.apparatus table model | C | Box Type |  | 1993-04-15 | Associated surgicals | MW | DMS |  | 1993-12-04 |  | 322 | Working
95 | B.P.apparatus table model | C | Box Type |  | 1993-04-15 | Associated surgicals | OT | DMS |  | 1995-07-05 |  | 322 | Working
96 | B.P.apparatus table model | C | Box Type |  | 1993-04-15 | Associated surgicals | FW | DMS |  | 1995-11-03 |  | 322 | Working
97 | B.P.apparatus table model | C | Box Type |  | 1993-04-15 | Associated surgicals | OPD | DMS |  | 1995-11-21 |  | 322 | Working
98 | B.P.apparatus table model | C | Box Type |  | 1993-04-15 | Associated surgicals | LW | DMS |  | 1996-05-03 |  | 322 | Working
99 | B.P.apparatus table model | C | Box Type |  | 1979-11-22 | MSD Cheni | [5 empty] | 0 | Working
100 | B.P.apparatus table model | C | Box Type |  | 1993-04-15 | Associated surgicals | OPD | DMS |  | 1996-07-17 |  | 322 | Working
101 | B.P.apparatus table model | C | Box Type |  | 1993-04-15 | Associated surgicals | OPD | DMS |  | 1996-07-17 |  | 322 | Working
102 | Electric Calorimeter | C |  |  | 1994-01-21 | K. G. H. | L W |  |  |  |  | 0 | Working
103 | B.P.apparatus table model | C | Box Type |  | 1995-01-04 | MSD Cheni | [5 empty] | 0 | Working
104 | B.P.apparatus table model | C | Box Type |  | 1995-01-04 | MSD Cheni | [5 empty] | 0 | Working
105 | B.P.apparatus table model | C | Box Type |  | 1995-01-04 | MSD Cheni | [5 empty] | 0 | Working
106 | B.P.apparatus table model | C | Box Type |  | 1995-01-04 | MSD Cheni | [5 empty] | 0 | Working
107 | Auto Clave HP Vertical (2 bin) | C |  |  | 1996-02-08 | Neco | [5 empty] | 0 | Working
108 | Auto Clave HP Vertical (2 bin) | C |  |  | 1996-02-26 | Morden Enginnering and Hospital Equipments | [5 empty] | 0 | Working
109 | Mono cular Microscope | C |  |  | 1980-03-26 |  | Lab |  |  |  |  | 0 | Working
110 | Auto Clave HP Vertical (2 bin) | C |  |  | 1996-02-27 | Muthumee Surgicals | [5 empty] | 0 | Working
111 | Water bath | C |  |  | 1996-03-13 | Neco | Lab |  |  |  |  | 0 | Working
112 | Ultra Sonogram -MOBILE | B | F F Sonic |  | 1996-03-30 | Elcot Ltd. | Scan Room |  |  |  |  | 0 | Not working
113 | Suction Apparatus - Electrical | C |  |  | 1996-08-10 | DFMO Supply | L W |  |  |  |  | 0 | Working
114 | Boyles apparatus with out Circle Abosrber | B |  |  | 1996-10-04 | Ohmada BOC India Ltd. | AEOT |  |  |  |  | 0 | Working
115 | Boyles apparatus with out Circle Abosrber | B | with Circle Absorber |  | 1996-10-04 | Ohmada BOC India Ltd. | OT |  |  |  |  | 0 | Working
116 | Operation Table Hydraulic Major | B2 |  |  | 1996-11-16 | Perambur GH | OT |  |  | 1998-01-28 |  | 0 | Working
117 | Lab Incubator | C |  |  | 1996-12-17 | ILE andamp; Co | BB | DMS |  | 2007-06-09 |  | 0 | Working
118 | Binocular Mircroscope | B2 | Binocular |  | 1997-01-30 | Neco | BB |  |  |  |  | 0 | Working
119 | Lab Incubator | C |  |  | 1997-01-30 | Neco | Lab |  |  |  |  | 0 | Working
120 | Auto Clave HP Vertical (2 bin) | C |  |  | 1980-04-14 | [6 empty] | 0 | Working
121 | Alpha Bed with motor | C |  |  | 1997-02-15 | South India Surgicals | M W | DMS | 02595 Dt 16.01.1997 | 1997-12-03 |  | 9620 | Working
122 | Formaline dispenser | C |  |  | 1997-02-15 | South India Surgicals | OT |  |  |  |  | 0 | Working
123 | Operation Table Hydraulic Major | B2 |  |  | 1997-02-22 | General Surgicals | AEOT | DMS | 67990 Dt 30.01.97 | 1998-01-28 |  | 22750 | Working
124 | B.P.apparatus stand model | C | Stand Model |  | 1997-02-27 | Eagle Surgicals | OT | DMS | 67990 Dt.4.12.96 | 1997-06-09 |  | 1200 | Working
125 | ECG machine ordinary | B | BPL 108T |  | 1997-03-13 | BPL india (P) Ltd. | X-Ray Dept. | DMS | 67990 Dt 22.10.96 | 1998-02-19 |  | 13815 | Working
126 | B.P.apparatus stand model | C | Stand Model |  | 1997-03-27 | Eagle Surgicals | BB | DMS | 26 Dt 19.11.96 | 1997-06-10 |  | 1200 | Working
127 | Diathermy Machine (Electric Cautery) | B |  |  | 1997-05-03 | Associated surgicals | OT |  |  |  |  | 0 | Working
128 | Suction Apparatus - Electrical | C |  |  | 1997-05-08 | Associated surgicals | LW | DMS | 67990 Dt 3.12.96 | 1997-07-08 |  | 4097 | Working
129 | B.P.apparatus table model | C | Box Type |  | 1997-09-09 | MSD Cheni | [5 empty] | 0 | Working
130 | Electri centrifuger | C |  |  | 1980-04-16 | South India Surgicals | BB |  |  |  |  | 0 | Working
131 | B.P.apparatus table model | C | Box Type |  | 1997-09-09 | MSD Cheni | [5 empty] | 0 | Working
132 | B.P.apparatus table model | C | Box Type |  | 1997-09-09 | MSD Cheni | [5 empty] | 0 | Working
133 | B.P.apparatus table model | C | Box Type |  | 1997-09-12 | JDHS Vellur | OPD | OTHERS |  | 1997-02-11 |  | 0 | Working
134 | B.P.apparatus table model | C | Box Type |  | 1997-09-12 | JDHS Vellur | OPD | OTHERS |  | 1998-05-09 |  | 0 | Working
135 | Suction Apparatus - Electrical | C |  |  | 1997-09-22 | DFMO Supply | OT | OTHERS |  | 1997-07-08 |  | 0 | Working
136 | Shadowless Lamp stand model | B |  |  | 1997-11-07 | Associated surgicals | OT |  |  |  |  | 0 | Working
137 | Semi auto analyser | B2 | Point 180 |  | 1998-03-18 | Ranboxy Labs | Lab | DMS | 49644 Dt.13.03.98 | 1998-07-22 |  | 88000 | Condemend
138 | Auto Clave HP Vertical (2 bin) | C |  |  | 1998-09-16 | Associated surgicals | LW | DMS | 21488 Dt 17.5.98 | 1998-10-26 |  | 0 | Working
139 | Distilled water stills | C | 5 Lts |  | 1999-02-24 | Gu Enter prices | BB | DMS | 2145 Dt 23.2.99 | 1999-02-24 |  | 2210 | Working
140 | Shadowless Lamp stand model | B |  |  | 1999-03-28 | Associated surgicals | OT | DMS | 3808 Dt 13.03.1999 | 1999-05-25 |  | 5900 | Working
141 | Shadowless Lamp stand model | B |  |  | 1981-06-08 | Associated surgicals | OT |  |  |  |  | 0 | Working
142 | Nebuliser Adult | C |  |  | 1999-04-21 | Associated surgicals | MW | DMS | 29880 Dt 11.01.1999 | 2001-01-22 |  | 4420 | Working
143 | B.P.apparatus table model | C | Box Type |  | 1999-08-13 | JDHS Vellur | LW | OTHERS |  | 1999-08-16 |  | 0 | Working
144 | B.P.apparatus table model | C | Box Type |  | 1999-08-13 | JDHS Vellur | FW | OTHERS |  | 2000-02-18 |  | 0 | Working
145 | B.P.apparatus table model | C | Box Type |  | 1999-08-13 | JDHS Vellur | OPD | OTHERS |  | 2000-05-02 |  | 0 | Working
146 | B.P.apparatus table model | C | Box Type |  | 1999-08-13 | JDHS Vellur | OPD | OTHERS |  | 2001-09-29 |  | 0 | Working
147 | Steriliser Small (Instruments) | C | Electrical |  | 1999-09-04 | DDHS | Ward |  |  |  |  | 0 | Working
148 | Operation Table Hydraulic Major | B2 |  |  | 1999-09-24 | General Surgicals | AEOT | DMS | 3/86 Dt 01.09.1999 | 1999-09-28 |  | 27500 | Working
149 | Pulse Oximeter | B |  |  | 1998-12-17 | Trans Health Care | OT | TNMSC | 14262 Dt 14.11.98 | 1998-01-23 |  | 34000 | Working
150 | Shadowless Lamp stand model | B |  |  | 2000-03-30 | Associated surgicals | OT | DMS | 21128 Dt 24.03.200 | 2001-01-08 |  | 5900 | Working
151 | Laproscope Double Puncture | C |  |  | 1987-01-30 | DDHS | OT | DMS |  | 1987-07-28 |  | 0 | Working
152 | ECG machine ordinary | B |  |  | 2000-03-28 | BPL india (P) Ltd. | AE | DMS | 21128 Dt 24.3.2000 |  |  | 77906 | Working
153 | ECG machine ordinary | B | BPL 108T |  | 2000-04-12 | BPL india (P) Ltd. | X-Ray Dept. | DMS | 34 Dt 02.12.2000 | 2000-12-06 |  | 0 | Working
154 | Operation Table Hydraulic Major | B2 |  |  | 2000-07-24 | General Surgicals | AEOT | DMS | 21178 Dt 24.03.2000 | 2001-04-21 |  | 27500 | Working
155 | B.P.apparatus table model | C | Box Type |  | 2000-07-28 | Alan Medicals | AE | DMS | 56509 Dt 30.06.2000 | 2000-07-31 |  | 505 | Working
156 | B.P.apparatus table model | C | Box Type |  | 2000-07-28 | Alan Medicals | LW | DMS | 56509 Dt 30.06.2000 | 2000-08-16 |  | 505 | Working
157 | B.P.apparatus table model | C | Box Type |  | 2000-07-28 | Alan Medicals | OPD | DMS | 56509 Dt 30.06.2000 | 2000-08-28 |  | 505 | Working
158 | B.P.apparatus table model | C | Box Type |  | 2000-07-28 | Alan Medicals | OT | DMS | 56509 Dt 30.06.2000 | 2000-10-31 |  | 505 | Working
159 | B.P.apparatus table model | C | Box Type |  | 2000-07-28 | Alan Medicals | OPD | DMS | 56509 Dt 30.06.2000 | 2000-11-20 |  | 505 | Working
160 | B.P.apparatus table model | C | Box Type |  | 2000-07-28 | Alan Medicals | MW | DMS | 56509 Dt 30.06.2000 | 2002-07-19 |  | 505 | Working
161 | Auto Clave HP Vertical (2 bin) | C |  |  | 2000-09-29 | Alan Medicals | AE OT | DMS | 481/2000 Dt 30.09.2000 | 2001-04-21 |  | 214920 | Working
162 | Mono cular Microscope | C |  |  | 1987-04-05 | Associated surgicals | Lab | DMS |  | 1987-07-18 |  | 0 | Working
163 | X-ray Machine 300 mA | B | 300 mA Wipro GE | 012-38384 | 2000-11-29 | Wipro GE Medical Systems Ltd. | X-Ray Dept. | DMS | 34853 Dt 16.03.2000 | 2000-12-06 |  | 395000 | Working
164 | B.P.apparatus table model | C | Box Type |  | 2001-03-19 | Associated surgicals | AE OT | DMS | 217 Dt 13.3.01 | 2001-04-21 |  | 505 | Working
165 | B.P.apparatus table model | C | Box Type |  | 2001-03-19 | Associated surgicals | OPD | DMS | 217 Dt 13.3.01 | 2001-07-05 |  | 505 | Working
166 | B.P.apparatus table model | C | Box Type |  | 2001-03-19 | Associated surgicals | [5 empty] | 0 | Working
167 | Auto Clave HP Vertical (2 bin) | C |  |  | 2001-04-07 | DFMO Supply | FW | DMS |  | 2001-10-12 |  | 4968 | Working
168 | Auto Clave HP Vertical (2 bin) | C |  |  | 2001-04-18 | Associated surgicals | AE OT | DMS |  | 2001-04-21 |  | 4968 | Working
169 | Steriliser Small (Instruments) | C | Electrical |  | 2002-02-28 | DDHS | OT |  |  |  |  | 0 | Working
170 | Shadowless Lamp stand model | B |  |  | 2002-03-13 | DFMO Supply | OT | OTHERS | 27122 Dt 07.12.2001 | 2002-05-03 |  | 0 | Working
171 | B.P.apparatus table model | C | Box Type |  | 2002-03-18 | Associated surgicals | Siddha | DMS | 40/Siddha Dt.15.3.02 | 2002-03-26 |  | 505 | Working
172 | Dental Chair(Electric/Hydraulic/Manual) | B2 | [9 empty] | 0 | Deletion
173 | ALPHA BED COMPLETE SET |  |  |  | 2007-07-03 | JUPITER MFG COM~ CBE | FEMALE WARD | DMS |  |  |  | 6600 | Working
174 | AEROSAL DISINFECTOR COMPLETE SET |  |  |  | 2007-08-08 | VIBAH SURGICALS PVT LMT ~CBE | AEOT | TNHSP |  |  |  | 4628 | Working
175 | B.B. APPARATUS BOX TYPE |  |  |  | 2007-10-19 | ASSOCIATED SURGICALS~ CHENNAI | BB-1~OPD-10~FW-3~LW-1~MW-1~ | JDHS |  |  |  | 8652 | Working
176 | ECG MONITOR |  |  |  | 2008-01-10 | LT LMT~MYSORE | FEMALE WARD | TNMSC |  |  |  | 27810 | Working
177 | ELE~AUTOCLAVE |  |  |  | 2008-03-04 | JUPITER MFG COMPANY~ CBE | AEOT | TNHSP |  |  |  | 33280 | Working
178 | O2 STAND |  |  |  | 2008-03-18 | SOLOCRAFT INDUSTRIES~CHENNAI | BB-1~ LW-1 | TNHSP |  |  |  | 690 | Deletion
179 | FOETAL MONITOR |  |  |  | 2008-03-18 | ASSOCIATED SURGICALS CHENNAI | LW | TNHSP |  |  |  | 7150 | Working
180 | ELE~STERLIZER |  |  |  | 2008-03-18 | ASSOCIATED SURGICALS~CHENNAI | LW | TNHSP |  |  |  | 1100 | Working
181 | SUCTION APPARATUS |  |  |  |  | ASSOCIATED SURGICALS~CHENNAI | AEOT | TNHSP |  |  |  | 8250 | Working
182 | Needle destroyer / Syringe Destroyer | C |  |  | 2008-03-18 | Associated surgicals |  | TNHSP |  |  |  | 1750 | Working
183 | Needle destroyer / Syringe Destroyer | C |  |  | 2008-06-19 | Guluco equipments | AE OT | TNHSP | 84/08-09 Dt 12.06.2008 | 2008-06-20 |  | 7550 | Working
184 | B.P.apparatus table model | C |  |  | 2007-10-19 | Associate surgiclas | BB | JDHS | 5498 Dt.10.09.07 | 2007-11-06 |  | 8320 | Working
185 | Laryngoscope(Adult) | C |  |  | 1997-04-19 | Associate surgicals |  | DMS |  | 2009-03-18 |  | 540 | Working
186 | Cardiac Monitor | C |  |  | 2007-10-28 | MITI Electronics | AEW | TNMSC | 103/31 Dt 01.10.2007 | 2008-10-04 |  | 135000 | Working
187 | Suction Apparatus - Electrical | C |  |  | 2006-10-08 | Associate surgicals |  | OTHERS |  | 1997-07-08 |  | 3940 | Working
188 | Electri centrifuger | C |  |  | 2012-01-25 | SOLOCRAFET | Stores | TNMSC | 2429 Dt 4.10.11 |  |  | 5345 | Working
189 | Weighing machine adult | C |  |  | 2012-02-16 | ALAN MEDICALS | Stores | TNHSP | 24 Dt 09.12.2011 | 2012-02-16 |  | 627 | Working
190 | Radiant Warmer | C |  |  | 2009-09-18 | MADRAS SURGICALS | LW | TNHSP | 02 Dt 01.09.09 | 2009-09-30 |  | 15700 | Working
191 | Suction Apparatus - Electrical(Hivacuam) | B2 |  |  | 2009-12-12 | VISALHOSPITAL FURNITURE LTD | F.WARD | OTHERS | 6874 Dt 23.01.2009 | 2009-02-14 |  | 5375 | Working
192 | Physical Balance | C |  |  |  | JUPITER MANIFUCTRING LTD | [5 empty] | 0 | Working
193 | Auto Clave HP Vertical (2 bin) | C |  |  | 2008-03-04 | JUPITER MANIFACTURING LTD | AE OT | TNHSP |  | 2008-03-04 |  | 32000 | Working
194 | Shadowless Lamp stand model | B |  |  | 2011-03-01 | GENERAL SURGICALS | AEOT | TNHSP | 30 Dt 13.021.2011 | 2011-03-08 |  | 8200 | Working
195 | Suction Apparatus - Electrical(Hivacuam) | B2 |  |  | 2011-03-10 | JUPITAR MANIFACTURING LTD | OPD | OTHERS | 30/S7 Dt 05.01.2011 | 2011-04-11 |  | 5292 | Working
196 | B.P.apparatus table model | C |  |  |  | MC-DALAL | MW ~ FW~ BB ~OPD. LW~AEOT | OTHERS |  | 2011-02-23 |  | 0 | Working
197 | Blood Bank Refrigerator | B2 |  | BO-17-1046 | 2010-09-30 | GEMI ELECTRICAL ELETRONICS | BB | TNHSP | 23 Dt 15.04.2010 | 2010-10-04 |  | 326250 | Working
198 | Pulse Oximeter | B2 |  |  |  | MADRAS SURGICALS | AEOT | TNHSP |  |  |  | 0 | Working
199 | Infusion Pump/Infusion Syringe Pump/Insulin Syringe Pump | C |  |  | 2010-05-17 | JUPITER MHG WORKS | L WARD | TNHSP | 2009 Dt 25.08.09 | 2010-11-03 |  | 30680 | Working
200 | Phototherapy Unit | C |  |  |  | JUPITTER MANIFACTURING | LW | TNHSP | 02 Dt 25.06.2009 | 2009-09-23 |  | 10200 | Working
201 | Weighing machine infant | C |  |  | 2009-10-07 | SOLOKARFT | LW | TNHSP | 2009 Dt 31.03.2009 | 2010-01-11 |  | 0 | Working
202 | B.P.apparatus table model | C | Box Type |  | 2001-03-19 | Associated surgicals | MW | DMS | 217 Dt 13.3.01 | 2002-02-01 |  | 505 | Working
203 | Radiant Warmer | C | NICE NEOTECH |  | 2009-09-18 | madras surgicals | LW | NRHM | 02 Dt 01.09.09 | 2009-09-30 |  | 15700 | Working
204 | ECG machine computerized | B | Microman-Nxt |  |  | Landamp;T | [5 empty] | 0 | Working
205 | Infusion pump | C | Akas |  | 2003-10-20 | Akas Medicals | LW | DMS | 20795 Dt 01.10.2003 | 2009-11-12 |  | 33850 | Working
206 | DEEP FREEZER |  | JA DF 20 | DF 11121262 | 2012-03-06 | PAWAR ELECTRO SYSTEM PVT LTD NASIK MAHARASHTRA | BLOOD BANK | TNMSC | RCH II TNMSC/ENGG/7146/2010-2 DT 10/02/2011 | 2012-03-06 | 2013-03-06 | 52785 | Working
207 | B.P.apparatus table model | C | Box Type |  | 2001-03-19 | Associated surgicals | OPD | DMS | 217 Dt 13.3.01 | 2001-09-29 |  | 505 | Working
208 | Shadowless Lamp stand model | B |  |  |  |  | Labour Ward | TNHSP |  |  |  | 0 | Working
4042495

## Arcot
DIRECTORATE OF MEDICAL AND RURAL HEALTH SERVICES
GOVERNMENT OF TAMIL NADU
REPORT : EQUIPMENT RECEIPT DETAILS REPORT-INSTITUTION WISE
PERIOD : 01/03/2008-04/03/2015
District : Vellore
Institution : Arcot
S.No. | Equipment Name | Equipment Category | Equipment Model No | Equipment Serial No | Date of Receipt | Supplier Name | Location of Equipment | Source of Supply | Purchase Order No | Date of Installation | Warranty Valid Upto | Cost of the item | Working Status
1 | Alpha Bed with motor | C |  |  | 2003-06-15 | Associated Surgicals | Female and Male Ward |  |  |  |  | 0 | Working
2 | Formaline dispenser | C |  |  | 2003-08-18 | South India Surgicals Co. Ltd. | OT |  |  |  |  | 0 | Working
3 | Phototherapy Unit | C | CE61 R | ELV/A7-15 | 1996-03-06 |  | NB ICU |  |  |  |  | 5600 | Working
4 | Weighing machine adult | C | Adult |  | 1999-10-01 | JDHS | OPD | OTHERS |  |  |  | 0 | Working
5 | Weighing machine adult | C | Adult |  | 2000-11-14 | JDHS | Eye OPD | OTHERS |  |  |  | 0 | Working
6 | Weighing machine paed | C |  |  | 1999-10-01 |  | Family Planning |  |  |  |  | 0 | Working
7 | Weighing machine paed | C | Peadiatric |  |  |  | Family Planning |  |  |  |  | 0 | Working
8 | Foetal Monitor | B | Sonatrax |  | 2008-06-04 | Vibash coimbatore surgical coimbatore | L R | TNHSP | TNHSP/TNMSC/P2E14/08 | 2008-08-01 |  | 7500 | Working
9 | Foetal Doppler | C |  |  |  |  | L R |  |  |  |  | 0 | Working
10 | Weighing machine infant | C | Adult |  |  |  | OP |  |  |  |  | 0 | Working
11 | Weighing machine adult | C | Adult |  |  | JDHS | L ab |  |  |  |  | 0 | Working
12 | Weighing machine adult | C | Adult |  |  | JDHS | OPD | OTHERS |  |  |  | 0 | Working
13 | Weighing machine paed | C | Adult |  |  |  | OPD |  |  |  |  | 0 | Working
14 | Weighing machine paed | C | Adult |  | 1989-10-01 |  | L W |  |  |  |  | 0 | Working
15 | Radiant Warmer | C |  |  | 2001-03-16 | Phoneix | NB ICU | DMS |  | 2001-04-01 |  | 29160 | Working
16 | Radiant Warmer | C |  |  |  |  | NB ICU |  |  |  |  | 0 | Working
17 | X-ray Machine 100 mA | B | Elpro GE Simple 100 mA |  | 1988-01-04 |  | X-Ray room |  |  |  |  | 0 | Working
18 | Suction Apparatus - Foot operated | B | Foot |  | 1996-02-26 | Saberval Instruments | OT |  |  |  |  | 0 | Working
19 | Formaline dispenser | C | Goley |  | 2007-08-10 | Vibash coimbatore surgical coimbatore | OT | TNHSP | TNHSP/TNMSC/P2E25/07 | 2008-08-01 |  | 4450 | Working
20 | Electri centrifuger | C |  |  | 1997-04-19 | Associated Surgicals | Lab |  |  |  |  | 2340 | Working
21 | Electri centrifuger | C |  |  | 1997-05-24 | Associated Surgicals | Lab |  |  |  |  | 2340 | Working
22 | Electric Calorimeter | C | LVM 150 | 3110294 | 1998-03-02 | Alan Medical andamp; Laboratories Products | Lab |  |  |  |  | 0 | Working
23 | Dental Chair | B2 | Confident |  | 1998-08-25 | Appadent | Dental OP |  |  |  |  | 0 | Working
24 | Dental X ray machine | C | Confident |  | 1999-04-07 | Confident Dental Equipments Ltd. | Dental OP |  |  |  |  | 0 | Working
25 | Retino scope | C |  |  | 1999-07-14 |  | Eye OT | JDHS Vellur |  |  |  | 0 | Working
26 | Boyles apparatus with out Circle Abosrber | B |  |  | 1999-10-01 |  | OT | DDHS Trans. To 1 No. |  |  |  | 0 | Working
27 | Boyles apparatus with out Circle Abosrber | B |  |  | 1999-10-01 |  | OT | DDHS Trans. To 1 No. |  |  |  | 0 | Working
28 | Cryo Surgery Unit | B2 |  |  | 2000-02-17 |  | Eye OT | JDHS Vellur |  |  |  | 0 | Working
29 | Diathermy Machine (Electric Cautery) | B | Bipolor Cotry |  | 2000-02-25 | Associated Surgicals | Eye OT | To Gudiyatham |  |  |  | 0 | Working
30 | Keratometer | B |  |  | 2000-12-20 | JDHS | Eye OT | JDHS Vellur |  |  |  | 0 | Working
31 | Cryo Surgery Unit | B2 | Slim Line Model003 |  | 2000-12-25 | Associated Surgicals | Eye OT |  |  |  |  | 0 | Working
32 | Auto Clave HP Vertical (2 bin) | C | 2 Bin Vertical |  | 2000-12-29 | Associated Surgicals | Eye OT |  |  |  |  | 0 | Working
33 | Opthalmoscope Indirect | C |  |  | 2001-01-22 | South India Surgicals Co. Ltd. | Eye opd | DMS |  | 2001-01-29 |  | 6750 | Working
34 | Pulse Oximeter | B | NONIN 8600 |  | 2001-01-22 | JDHS | OT | OTHERS |  | 1999-10-08 |  | 34000 | Working
35 | Keratometer | B |  |  | 2001-11-09 | Appasamy Associates | Store |  |  |  |  | 0 | Working
36 | Boyles apparatus with out Circle Abosrber | B | IOL | 1105m1/95 | 2001-12-22 | Mediline Classic | OT | D. F. W. | 21138/FW/111/01 |  |  | 60918 | Working
37 | Alpha Bed with motor | C |  |  | 2003-06-15 | Associated Surgicals | Female and Male Ward |  |  |  |  | 0 | Working
38 | Semi auto analyser | B2 | Erba Chem 5+ | 31242 | 2004-02-10 | Transasia Bio Ltd. | Lab | DMS | 64109P/1/03 | 2004-02-10 |  | 145600 | Working
39 | Opthalmoscope Indirect | C |  |  | 2005-04-18 | JDHS | Eye OT | JDHS Vellur |  | 2005-04-18 |  | 0 | Working
40 | Operating Microscope(Eye) | B | Aravind Engg. Industries |  | 2005-10-17 | Appaswamy associates | Eye OT | Doted By Ani Therasa Inst. | Donation | 2005-10-31 |  | 0 | Working
41 | Operating Microscope(Eye) | B | Takacioms | 407363 | 2007-05-19 | Ascon Medical Instruments Pvt. Ltd. | Eye OT |  | 24698/TNHSP/TNMSC/ENGG/2007 | 2007-05-25 |  | 248600 | Working
42 | Alpha Bed with motor | C | Oasis Series |  | 2007-07-02 | Jupitor Manufacturing Works | Store |  |  |  |  | 0 | Working
43 | Suction Apparatus - Electrical | C | Electrical |  | 2008-02-19 | Vin biotech | OP | TNHSP | TNHSP/TNMSC/P2E18/07 | 2008-08-01 |  | 4148 | Working
44 | Sterilizer big (Instrument) | C | 16x9 |  | 2008-03-15 | Suriya Surgicals | Male /Female ward | TNHSP | TNHSP/TNMSC/P2E20/07 | 2008-08-01 |  | 1630 | Working
45 | Sterilizer big (Instrument) | C | 16x9 |  | 2008-03-15 | Suriya Surgicals | Male /Female ward | TNHSP | TNHSP/TNMSC/P2E20/07 | 2008-08-01 |  | 1630 | Working
46 | Sterilizer big (Instrument) | C | 16x9 |  | 2008-03-15 | Suriya Surgicals | G OT | TNHSP | TNHSP/TNMSC/P2E20/07 | 2008-08-01 |  | 1630 | Working
47 | Sterilizer big (Instrument) | C | 16x9 |  | 2008-03-15 | Suriya Surgicals | G OT | TNHSP | TNHSP/TNMSC/P2E20/07 | 2008-08-01 |  | 1630 | Working
48 | Sterilizer Medium (Instrument) | C | 12x9 |  | 2008-03-15 | Suriya Surgicals | OPD | TNHSP | TNHSP/TNMSC/BE20/2007 | 2008-08-01 |  | 1360 | Working
49 | Sterilizer Medium (Instrument) | C | 12x9 |  | 2008-03-15 | Suriya Surgicals | OPD | TNHSP | TNHSP/TNMSC/BE20/2007 | 2008-08-01 |  | 1360 | Working
50 | Sterilizer Medium (Instrument) | C | 12x9 |  | 2008-03-15 | Suriya Surgicals | L.Ward | TNHSP |  |  |  | 0 | Working
51 | Sterilizer Medium (Instrument) | C | 12x9 |  | 2008-03-15 | Suriya Surgicals | L.Ward | TNHSP |  |  |  | 0 | Working
52 | Shadowless Lamp stand model | B | 18 (D) |  | 2008-03-26 | Jupitor Manufacturing Works | OT | TNHSP | TNHSP/TNMSC/P2E/17/2007 | 2008-04-22 |  | 13220 | Working
53 | Shadowless Lamp stand model | B | 18 (D) |  | 2008-03-26 | Jupitor Manufacturing Works | OT | TNHSP |  |  |  | 0 | Working
54 | B.P.apparatus table model | C | Bedside |  | 2009-04-12 | Ideal surgicals | L Ward | PWS |  |  |  | 1175 | Working
55 | Auto Clave HP Vertical (2 bin) | C | E2 -4 | A09020593 | 2009-05-05 | Received from MO Walajah | OPD | MO Walajah |  |  |  | 0 | Working
56 | Suction Apparatus - Foot operated | B |  |  | 2009-12-02 |  | L Ward | JD Vellore |  |  |  | 0 | Working
57 | Ultra Sonogram -MOBILE | B | CMS 600A | 17231761 | 2009-08-21 | Win biotech | Scan room | DMS | 39060/1/2009 | 2009-08-24 | 2012-08-13 | 249600 | Working
58 | B.P.apparatus table model | C | Diamond |  | 2009-01-29 | Ideal surgicals | Male /Female ward | PWS |  |  |  | 1200 | Working
59 | Auto Clave HP Vertical (2 bin) | C | E2 -4 | A09010333 | 2009-05-30 | Received from DD FWS | OT | DD.F.W.S |  |  |  | 0 | Working
60 | Sterilizer Medium (Instrument) | C | Medium |  |  |  | Dental OP |  |  |  |  | 0 | Working
61 | B.P.apparatus stand model | C | Stand |  |  |  | Eye OT |  |  |  |  | 0 | Working
62 | Slit Lamp | C |  | 1520207027 | 2007-05-25 | Appaswamy associates | Eye OT | OTHERS |  | 2007-05-25 |  | 0 | Working
63 | Autoclave vertical single bin | C | 1 Bin Vertical |  |  |  | Eye OT |  |  |  |  | 0 | Working
64 | Bowl steriliser - Medium | C |  |  |  |  | Eye OT |  |  |  |  | 0 | Working
65 | Focus lamp Ordinary | C |  |  |  |  | Eye OT |  |  |  |  | 0 | Working
66 | Focus lamp Ordinary | C |  |  |  |  | Eye OT |  |  |  |  | 0 | Working
67 | Focus lamp Ordinary | C |  |  |  |  | Eye OT |  |  |  |  | 0 | Working
68 | Shadowless Lamp stand model | B |  |  |  |  | Eye OT |  |  |  |  | 0 | Working
69 | Sterilizer big (Instrument) | C | Big |  |  |  | Eye OT |  |  |  |  | 0 | Working
70 | Steriliser Small (Instruments) | C | Small |  |  |  | Eye OT |  |  |  |  | 0 | Working
71 | Operation Table Hydraulic Major | B2 |  |  |  |  | Eye OT |  |  |  |  | 0 | Working
72 | Generator | C | Electro I Geition |  |  |  | Eye OT |  |  |  |  | 0 | Working
73 | Shadowless Lamp stand model | B |  |  |  |  | OT |  |  |  |  | 0 | Working
74 | Deep Freezer | C | Unicef Vestfrost Denmark |  |  |  | Family Planning |  |  |  |  | 0 | Working
75 | Ice Lined Refrigerator | C | Unicef Vestfrost Denmark |  |  |  | Family Planning |  |  |  |  | 0 | Working
76 | B.P.apparatus stand model | C | Stand |  |  |  | Female and Male Ward |  |  |  |  | 0 | Working
77 | Suction Apparatus - Electrical | C | Electrical |  | 2001-07-31 | Associated surgicals | OT | DMS | 9700/CR II | 2001-07-31 |  | 1350 | Working
78 | Nebuliser Adult | C |  |  |  |  | Female and Male Ward |  |  |  |  | 0 | Working
79 | Needle destroyer / Syringe Destroyer | C | Microsil |  |  |  | Female and Male Ward |  |  |  |  | 0 | Working
80 | Electri centrifuger | C |  | 111LO6356 |  |  | ICTC Lab |  |  |  |  | 0 | Working
81 | Refrigerator | C | Haier-8513 | INC051827679 | 2005-05-25 | Vasanth and co~Chennai | ICTC Lab | OTHERS |  | 2005-05-18 |  | 6190 | Working
82 | Needle destroyer / Syringe Destroyer | C |  |  |  | Mak enterprises | ICTC Lab | OTHERS |  | 2007-11-24 |  | 1650 | Working
83 | B.P.apparatus table model | C | Box |  |  |  | L R |  |  |  |  | 0 | Working
84 | B.P.apparatus table model | C | Box |  |  |  | L R |  |  |  |  | 0 | Working
85 | B.P.apparatus table model | C | Box |  |  |  | L R |  |  |  |  | 0 | Working
86 | Autoclave vertical single bin | C | 1 Bin Vertical |  |  |  | L R |  |  |  |  | 0 | Working
87 | Focus lamp Ordinary | C |  |  |  |  | L R |  |  |  |  | 0 | Working
88 | Shadowless Lamp stand model | B |  |  |  |  | L R |  |  |  |  | 0 | Working
89 | Shadowless Lamp stand model | B |  |  |  |  | L R |  |  |  |  | 0 | Working
90 | Shadowless Lamp stand model | B |  |  |  |  | L R |  |  |  |  | 0 | Working
91 | Steriliser Small (Instruments) | C | Small |  |  |  | L R |  |  |  |  | 0 | Working
92 | Needle destroyer / Syringe Destroyer | C |  |  |  |  | L R |  |  |  |  | 0 | Working
93 | Binocular Mircroscope | B2 | G B Unicef |  |  | Olympus | Lab |  |  |  |  | 0 | Working
94 | Binocular Mircroscope | B2 | M Kow Optik Binocular |  |  |  | Lab |  |  |  |  | 0 | Working
95 | Glucometer | C | Glucocare |  | 2003-08-28 | Best Dizogwrves | Lab |  |  |  |  | 0 | Working
96 | Sterilizer Medium (Instrument) | C | Medium |  |  |  | Lab |  |  |  |  | 0 | Working
97 | B.P.apparatus stand model | C | Stand |  | 2012-02-15 | Associated surgicals | OP |  |  |  |  | 1250 | Working
98 | B.P.apparatus table model | C | Box |  |  |  | OP |  |  |  |  | 0 | Working
99 | B.P.apparatus table model | C | Box |  |  |  | OP |  |  |  |  | 0 | Working
100 | Refrigerator | C | RA 18 |  | 2007-11-07 | Anbu TV Center~Arcot | OP | OTHERS |  | 2007-11-24 |  | 10600 | Working
101 | Auto Clave HP Vertical (2 bin) | C | 2 Bin Vertical |  |  |  | OP |  |  |  |  | 0 | Working
102 | Shadowless Lamp stand model | B |  |  |  |  | OP |  |  |  |  | 0 | Working
103 | Suction Apparatus - Electrical | C | Electrical |  |  |  | OP |  |  |  |  | 0 | Working
104 | Sterilizer Medium (Instrument) | C | Medium |  |  |  | OP |  |  |  |  | 0 | Working
105 | Nebuliser Adult | C |  |  |  |  | OP |  |  |  |  | 0 | Working
106 | Needle destroyer / Syringe Destroyer | C |  |  |  |  | OP |  |  |  |  | 0 | Working
107 | X.ray lobby single | C |  |  |  |  | OP |  |  |  |  | 0 | Working
108 | X.ray lobby single | C |  |  |  | JDHS | OP | OTHERS |  |  |  | 950 | Working
109 | X.ray lobby single | C |  |  | 2011-11-29 | Ideal surgicals chennai-2 | OP | OTHERS |  | 2011-12-02 |  | 900 | Working
110 | B.P.apparatus stand model | C | Stand |  | 2002-02-15 | Associated surgicals | OT |  |  |  |  | 1250 | Working
111 | B.P.apparatus stand model | C | Stand |  |  | Associated surgicals | L Ward |  |  |  |  | 1250 | Working
112 | Laryngoscope(Adult) | C | Adult |  |  |  | OT |  |  |  |  | 0 | Working
113 | Laryngoscope(Paediatric) | C | Peadiatric |  |  |  | OT |  |  |  |  | 0 | Working
114 | Auto Clave HP Vertical (2 bin) | C | 2 Bin Vertical |  |  |  | OT |  |  |  |  | 0 | Working
115 | Bowl steriliser - Medium | C |  |  |  |  | OT |  |  |  |  | 0 | Working
116 | Bowl steriliser - Medium | C |  |  |  |  | OT |  |  |  |  | 0 | Working
117 | Focus lamp Ordinary | C |  |  |  |  | OT |  |  |  |  | 0 | Working
118 | Shadowless Lamp stand model | B |  |  |  |  | OT |  |  |  |  | 0 | Working
119 | Shadowless Lamp stand model | B |  |  |  |  | OT |  |  |  |  | 0 | Working
120 | Shadowless Lamp stand model | B |  |  |  |  | OT |  |  |  |  | 0 | Working
121 | Shadowless Lamp stand model | B |  |  |  |  | OT |  |  |  |  | 0 | Working
122 | Suction Apparatus - Electrical | C | Electrical |  |  |  | OT |  |  |  |  | 0 | Working
123 | Suction Apparatus - Electrical | C | MTP Electrical |  |  |  | OT |  |  |  |  | 0 | Working
124 | Sterilizer big (Instrument) | C | Big |  |  |  | OT |  |  |  |  | 0 | Working
125 | Operation Table Hydraulic Major | B2 | Ges 940 | 60 |  | Genearl surgicals | OT |  |  |  |  | 0 | Working
126 | Operation Table Hydraulic Major | B2 | Ges 940 | 61 |  | Genearl surgicals | OT |  |  |  |  | 0 | Working
127 | Operation Table Hydraulic Major | B2 |  |  |  |  | OT |  |  |  |  | 0 | Working
128 | Generator | C | 7.5KVA Sunbeam Generator Pvt. Ltd. |  |  |  | OT |  |  |  |  | 0 | Working
129 | Infusion pump | C | Akas |  |  | Akas Medicals | PS Ward |  |  |  |  | 0 | Working
130 | Ultra Sonogram -MOBILE | B | F F Sonic | 12021324 |  | Kody Elcot | Scan Room |  |  |  |  | 0 | Working
131 | ECG machine ordinary | B | 1 Channel BPL |  |  |  | X-Ray room |  |  |  |  | 0 | Working
132 | ECG machine ordinary | B | 1 Channel BPL |  | 1998-09-16 | BPL Limited | X-Ray room | DMS | 58167/CP2/1/93 | 1998-09-16 |  | 12151 | Working
133 | ECG machine ordinary | B | 2 Channel Micro-R Marks |  | 2006-05-16 | Solokrafts | X-Ray room | DMS | 10620/SRP/1/06-03 | 2006-05-16 |  | 24352 | Working
134 | X.ray lobby Multiple | C |  |  |  |  | OP |  |  |  |  | 1650 | Working
135 | Suction Apparatus - Electrical | C | Electrical |  | 2001-07-31 | Associated surgicals | Male /Female ward | DMS | 9700/CR II | 2001-07-31 |  | 1350 | Working
136 | Weighing machine paed | C | Adult |  | 1999-10-01 |  | Family Planning |  |  |  |  | 0 | Working
137 | Baby Incubators | C |  |  | 2008-03-14 | Madras Surgicals | Ch W(Transfer to GH~Sholinghur) | TNHSP |  |  |  | 0 | Working
138 | Radiant Warmer | C | Nice-Neotech | 711861 | 2008-03-14 | Madras Surgicals | Ch W | TNHSP | TNMSC/TNHSP/P2E10/2007 | 2008-04-12 |  | 17680 | Working
139 | Refrigerator | C |  |  |  | Davey Pharma | Lab |  |  |  |  | 0 | Working
140 | Operation Table Hydraulic Major | B2 | Hydralic |  | 2007-12-24 | Jupitor Manufacturing Works | OT | TNHSP | TNHSP/TNMSC/P2E6/2007 | 2008-01-02 |  | 53000 | Working
141 | Boyles apparatus with out Circle Abosrber | B |  | AC2-1207-004 | 2008-01-23 | L andamp; T | OT | TNHSP |  |  |  | 0 | Working
142 | Cardiac Monitor | C |  | X077006 | 2008-01-23 | L andamp; T | OT | TNHSP |  |  |  | 0 | Working
143 | Pulse Oximeter | B | Steeer-P | S07P25198 | 2008-01-23 | L andamp; T | OT | TNHSP | TNMSC/TNHSP/P2E9/2007 | 2008-02-25 |  | 33750 | Working
144 | Nebuliser Adult | C |  |  | 2010-02-24 | ideal surgical | OPD | OTHERS |  |  |  | 0 | Working
145 | Glucometer | C |  |  | 2010-02-24 | Ideal Surgicals~ Chennai | Laboratory | OTHERS |  | 2009-02-24 |  | 0 | Working
146 | Auto Clave HP Vertical (2 bin) | C |  |  | 2010-11-12 | THE HOSPITAL SUPT. WALAJA | GOT-1.OPD-1 | OTHERS |  | 2010-11-18 |  | 0 | Working
147 | Auto Clave HP Vertical (2 bin) | C |  |  | 2009-05-30 | DEPUTY DIRECTORandamp;FW -VELLORE | GOT | OTHERS | 1/FW/H1/2008.DT05/05/2009.FW-CHENNAI | 2009-06-06 |  | 0 | Working
148 | Auto Clave HP Vertical (2 bin) | C |  |  | 2009-05-05 | HOSPITAL SUPT-WALAJA | EYE OT | OTHERS |  | 2009-05-07 |  | 0 | Working
149 | Auto Clave HP Vertical (2 bin) | C |  |  | 2008-07-04 | HOSSPITAL SUPT-WALAJA | GOT | OTHERS |  | 2008-07-15 |  | 0 | Working
150 | Needle destroyer / Syringe Destroyer | C | REPROSPARRK |  | 2008-06-16 | GLOLIFE EQUIPMENT CHENNAI-98 | GOT-2.LAB-2.M/F WARD-1.LW-2.OPD-2.DENTALOPD-1. | TNHSP |  |  |  | 0 | Working
151 | Needle destroyer / Syringe Destroyer | C |  |  |  | IDEAL SURGICAL CHENNAI 2 | OPD | OTHERS |  | 2010-10-25 |  | 1498 | Working
152 | Needle destroyer / Syringe Destroyer | C |  |  |  | IDEAL SURGICAL CHENNAI | OPD | OTHERS |  | 2011-04-01 |  | 1450 | Working
153 | Needle destroyer / Syringe Destroyer | C |  |  |  | IDEAL SURGICAL CHENNAAAI-2 | M/FWARD-1.LWARD-2.OPD-1. | OTHERS |  | 2011-12-02 |  | 1650 | Working
154 | Dental X ray machine | C |  |  |  | TVI CONFIDENT EQUP PVT LTD CHENNAI.33 | DENTAL OPD | DMS | 106314/01/11/198 | 1999-04-07 |  | 46530 | Working
155 | Keratometer | C |  |  |  | ASSOCIATED SURGICAL CHENNAI | EYE OP | OTHERS |  | 2001-01-10 |  | 0 | Working
156 | Glucometer | C | ACCUCHEK ACTIVE |  | 2012-08-16 | BEST DIAGNOSIS VELLORE | EYEWARD | OTHERS |  | 2012-08-17 |  | 1890 | Working
157 | Glucometer | C |  |  | 2012-08-16 | BEST DIAGNOSIS VELLORE | L WARD | OTHERS |  |  |  | 1890 | Working
158 | Haemocytometer | C |  |  | 2007-04-13 | SS CHEMICAL.CHENNAI | LAB | TNHSP |  | 2007-04-16 |  | 876 | Working
159 | Haemocytometer | C |  |  | 2007-04-13 | MO GH WALAJA | G.LAB-2.ICTC LAB-1 | OTHERS |  |  |  | 0 | Working
160 | Operating Microscope(Eye) | B1 | OM-5.TAGAGI |  | 2007-05-19 | ASCON MEDICAL INSTRUMENT.PVT.LTD | EYE OT | TNMSC | 24698/TNMSC/ENGG/2007.DT-28/03/07 | 2007-05-19 |  | 248600 | Working
161 | Slit Lamp | C |  |  | 2007-05-25 | APPASAMY ASSOCIATED | EYE OT | OTHERS |  | 2007-05-25 |  | 0 | Working
162 | Operating Microscope(Eye) | B1 | APPAHEAD |  | 2005-10-31 | DONATION | EYE OT | OTHERS |  | 2005-10-31 |  | 0 | Working
163 | Operation Table Hydraulic Major | B2 |  |  | 2007-12-24 | JUPITER MANUFACTURING WORKS COIMBATORE | GOT | TNHSP | TNHSP/TNMSC/P2E6/2007 DT11/09/2007 | 2007-12-24 | 2011-02-28 | 53000 | Working
164 | Radiant Warmer | C |  |  | 2008-03-14 | MADRAS SURGICALandamp;CHEMICAL CHENNAI42 | PEAD WARD | TNHSP |  | 2008-03-14 | 2011-02-28 | 17680 | Working
165 | Suction Apparatus - Electrical | C |  |  | 2010-11-12 | MO GH WALAJA | GOT | OTHERS |  | 2010-11-15 |  | 0 | Working
166 | Autoclave Mini | B |  |  | 2010-03-12 | IDEAL SURGICAL CHENNAI 2 | DENTAL OPD | OTHERS |  | 2010-03-27 |  | 3950 | Working
167 | Needle destroyer / Syringe Destroyer | C |  |  | 2007-11-14 | MAK ENTERPRISES.VELLORE | LAB | OTHERS |  | 2007-11-24 |  | 0 | Working
168 | Opthalmoscope - Direct | C |  |  | 2005-04-18 | JDHS.VELLORE | EYE OP | JDHS |  | 2005-04-25 |  | 0 | Working
169 | Cryo Surgery/Cryocautery Unit | B2 |  |  | 2012-02-14 | SOLOCRAFTS INDUSTRIES CHENNAI 31. | EYE WARD | TNHSP |  | 2012-01-13 | 2013-01-12 | 23172 | Working
170 | Suction Apparatus - Foot operated | C |  |  | 2009-02-12 | JDHS | OPD AMBULANCE | JDHS | 1049/HSP/A1/08 DT19/09/2008andamp;AMB/HSP/08 DT21/01/2009 | 2009-02-13 |  | 0 | Working
171 | Nebuliser Adult | C |  |  | 2011-11-29 | IDEAL SURGICAL | MALEandamp;FEMALE WARD | OTHERS |  | 2011-12-02 |  | 2250 | Working
172 | Nebuliser Adult | C |  |  | 2003-07-15 | ASSOCIATED SURGICAL | OPD | DMS |  | 2003-07-15 |  | 2200 | Working
173 | Weighing machine adult | C |  |  | 2010-02-24 | IDEAL SURGICAL | OPD | OTHERS |  | 2010-03-02 |  | 1200 | Working
174 | Weighing machine adult | C |  |  | 2011-11-29 | IDEAL SURGICAL | LABOUR WARD | OTHERS |  | 2011-12-02 |  | 990 | Working
175 | Cardiac Monitor | C |  |  | 2009-02-12 | JDHS | OPD AMBULANCE | JDHS |  | 2009-02-13 |  | 0 | Working
176 | Foetal Doppler | C |  |  | 2011-12-29 | IDEAL SURGICAL | OPD | OTHERS |  | 2012-02-14 |  | 6900 | Working
177 | Weighing machine adult | C |  |  | 2012-02-20 | ALAN MEDICAL | STORE | TNHSP | TNHSP/TNMSC/AG24/2011 |  | 2012-02-20 | 598 | Working
178 | Nebuliser Adult | C |  |  | 2011-12-29 | IDEAL SURGICAL | OPD | OTHERS |  | 2011-11-02 |  | 2390 | Working
179 | Refrigerator | C | RA20 |  | 2007-11-07 | ANBU TV CENTRE | STORE ON USE | OTHERS |  | 2007-11-07 |  | 10400 | Working
180 | Needle destroyer / Syringe Destroyer | C | REPROSPARK |  | 2008-06-18 | GLO LIFE | GOT | TNHSP |  | 2008-07-15 |  | 755 | Working
181 | Needle destroyer / Syringe Destroyer | C |  |  | 2011-11-29 | IDEAL SURGICAL | OPD | OTHERS |  | 2011-12-02 |  | 1650 | Working
182 | B.P.apparatus table model | C |  |  | 2009-02-12 | JDHS | OPD AMBULANCE | JDHS |  | 2009-02-13 |  | 0 | Working
183 | Needle destroyer / Syringe Destroyer | C |  |  | 2011-11-29 | IDEAL SURGICAL | LAB WARD | OTHERS |  | 2011-12-02 |  | 1650 | Working
184 | B.P.apparatus table model | C |  |  | 2007-12-01 | MAK ENTERPRISES | DENTAL OPD | OTHERS |  | 2007-12-15 |  | 1200 | Working
185 | B.P.apparatus table model | C |  |  | 2008-03-20 | IDEAL SURGICAL | M/F WARD-1.OPD-3.LAB WARD-1.DENTAL OPD-1. | OTHERS |  | 2007-12-19 |  | 1026 | Working
186 | B.P.apparatus table model | C |  |  | 2009-12-04 | IDEAL SURGICAL | OPD- | OTHERS |  | 2010-01-23 |  | 1175 | Working
187 | B.P.apparatus table model | C |  |  | 2009-12-04 | IDEAL SURGICAL | LAB WARD | OTHERS |  | 2010-02-01 |  | 1175 | Working
188 | B.P.apparatus table model | C |  |  | 2009-01-29 | IDEAL SURGICAL | M/F WARD-1.OPD-1. | OTHERS |  | 2009-02-13 |  | 1200 | Working
189 | B.P.apparatus table model | C |  |  | 2010-09-29 | IDEAL SURGICAL | GOT | OTHERS |  | 2010-09-29 |  | 1150 | Working
190 | B.P.apparatus table model | C |  |  | 2010-10-29 | IDEAL SURGICAL | LAB WARD | OTHERS |  | 2010-10-25 |  | 1150 | Working
191 | B.P.apparatus table model | C |  |  | 2010-10-29 | IDEAL SURGICAL | LAB WARD | OTHERS |  | 2010-10-25 |  | 1150 | Working
192 | B.P.apparatus table model | C |  |  | 2011-12-29 | IDEAL SURGICAL | LAB WARD | OTHERS |  | 2011-12-02 |  | 1390 | Working
193 | B.P.apparatus table model | C |  |  | 2011-11-29 | IDEAL SURGICAL | EYE WARD | OTHERS |  | 2011-12-02 |  | 0 | Working
194 | B.P.apparatus table model | C |  |  | 2011-12-29 | IDEAL SURGICAL | GOT | OTHERS |  | 2012-02-14 |  | 2950 | Working
195 | B.P.apparatus table model | C |  |  | 2009-01-29 | IDEAL SURGICAL | OPD | OTHERS |  | 2009-02-13 |  | 1200 | Working
196 | B.P.apparatus table model | C |  |  | 2008-03-20 | IDEAL SUR | OPD | OTHERS |  | 2008-04-12 |  | 1200 | Working
197 | Needle destroyer / Syringe Destroyer | C | REPROSPARK |  | 2008-06-18 | GLOLIFE | LAB WARD | TNHSP |  | 2008-08-01 |  | 755 | Working
198 | B.P.apparatus table model | C |  |  | 2008-03-20 | IDEAL | OPD | OTHERS |  | 2008-04-12 |  | 1200 | Working
199 | B.P.apparatus table model | C |  |  | 2008-03-20 | IDEAL | OPD | OTHERS |  | 2008-04-12 |  | 1200 | Working
200 | B.P.apparatus table model | C |  |  | 2008-03-20 | IDEAL | LAB WARD | OTHERS |  | 2008-04-12 |  | 1200 | Working
201 | B.P.apparatus table model | C |  |  | 2008-03-20 | IDEAL SURGICAL | DENTALOP | OTHERS |  | 2008-04-12 |  | 1200 | Working
202 | Needle destroyer / Syringe Destroyer | C | REPROSPARK |  | 2008-06-18 | GLO LIFE | LAB | TNHSP |  | 2008-07-15 |  | 755 | Working
203 | Cryo Surgery/Cryocautery Unit | B2 |  |  | 2010-03-12 | IDEAL SURGICAL | EYE OT | OTHERS |  | 2010-04-01 |  | 9250 | Working
204 | Cryo Surgery/Cryocautery Unit | B2 |  |  |  | IDEAL SURGICAL | EYE OT | OTHERS |  | 2012-02-14 |  | 14000 | Working
205 | B.P.apparatus dial model | C |  |  | 2009-01-29 | IDEAL SURGICAL | OPD | OTHERS |  | 2009-02-13 |  | 3290 | Working
206 | Auto Clave HP Vertical (2 bin) | C |  |  | 2010-11-12 | MO GH WALAJA | OPD | OTHERS |  | 2010-11-18 |  | 0 | Working
207 | B.P.apparatus dial model | C |  |  | 2011-12-29 | IDEAL | M/F WARD | OTHERS |  | 2011-12-02 |  | 650 | Working
208 | B.P.apparatus dial model | C |  |  | 2011-11-29 | IDEAL | OPD | OTHERS |  | 2011-12-02 |  | 650 | Working
209 | B.P.apparatus dial model | C |  |  | 2011-12-29 | IDEAL | M /F WARD | OTHERS |  | 2012-02-14 |  | 650 | Working
210 | Needle destroyer / Syringe Destroyer | C | REPROSPARK |  | 2008-06-18 | GLOLIFE | LAB | TNHSP |  | 2008-07-15 |  | 755 | Working
211 | Needle destroyer / Syringe Destroyer | C | REPROSPARK |  | 2008-06-18 | GLOLIFE | OPD | TNHSP |  | 2008-08-01 |  | 755 | Working
212 | Needle destroyer / Syringe Destroyer | C | REPROSPARK |  | 2008-06-18 | GLOLIFE | DENTAL OPD | TNHSP |  | 2008-09-01 |  | 755 | Working
213 | Haemoglobinometer | C |  |  | 2007-04-13 | MO GH WALAJA | LAB | OTHERS |  | 2007-04-16 |  | 0 | Working
214 | Haemoglobinometer | C |  |  | 2007-04-13 | MO GH WALAJA | LAB | OTHERS |  | 2007-04-16 |  | 0 | Working
215 | Haemoglobinometer | C |  |  | 2006-10-10 | S S CHEMICAL | LAB | OTHERS |  | 2006-12-11 |  | 876 | Working
216 | Haemoglobinometer | C |  |  | 2007-04-13 | MO GH WALAJA | LAB | OTHERS |  | 2007-04-16 |  | 0 | Working
217 | Haemoglobinometer | C |  |  | 2006-10-10 | S S CHEMICAL | LAB | DMS | Sandamp;P/1/06 | 2006-10-11 |  | 876 | Working
218 | Haemoglobinometer | C |  |  | 2006-10-10 | S S CHEMICAL | ICTC LAB | DMS | Sandamp;P/1/06 | 2006-10-16 |  | 876 | Working
219 | Needle destroyer / Syringe Destroyer | C |  |  | 2011-11-29 | IDEAL SURGICAL | LAB WARD | OTHERS |  | 2011-12-02 |  | 1650 | Working
1485642

## Gudiyatham
DIRECTORATE OF MEDICAL AND RURAL HEALTH SERVICES
GOVERNMENT OF TAMIL NADU
REPORT : EQUIPMENT RECEIPT DETAILS REPORT-INSTITUTION WISE
PERIOD : 01/03/2008-04/03/2015
District : Vellore
Institution : Gudiyatham
S.No. | Equipment Name | Equipment Category | Equipment Model No | Equipment Serial No | Date of Receipt | Supplier Name | Location of Equipment | Source of Supply | Purchase Order No | Date of Installation | Warranty Valid Upto | Cost of the item | Working Status
1 | Mannual Colposcope | C | ARI 11-ID |  | 2013-03-04 | SOUTH INDIA SURGICAL CO LTD | STORES | TNMSC | TNHSP/TNMSC/ENGG/AG30/2011 |  |  | 130000 | Working
2 | Cardiac Monitor | C | G3H | G3HKA0076~G3HKA0090 | 2013-12-12 | TRANS HEALTH CARE | L.WD 1~CASUALTY-1 | TNMSC | TNHSP/TNMSC/AG73b/2013 Dt-25/09/2013 | 2013-12-13 | 2014-12-12 | 0 | Working
3 | Microscope - Mono Ocular(Self Illuminating) | C | BDI-13A |  | 2014-01-06 | SOLOKRAFTS | LABORATORY | TNHSP | TNHSP/TNMSC/AG87C/2013 Dt-22/10/2013 | 2014-01-06 | 2015-01-05 | 0 | Working
4 | Dental Chair(Electric/Hydraulic/Manual) | B2 |  |  | 2012-09-25 | GOVT. HOSPITAL~ KARIYAPATTI | DENTAL OP | OTHERS |  | 2012-09-25 |  | 0 | Working
5 | CHEEK RETRACTOR |  | DEN062 | DEN062 | 2011-12-27 | JUPITER MANUFACTURING | DENTAL OP | JDHS |  | 2011-12-27 |  | 0 | Deletion
6 | UPPERMOLAR FORCEPS RIGHT (DEN208)) |  |  |  | 2011-12-29 | JUPITER MANUFACTURING WORKS | DENTAL | OTHERS | 1205/EA/11-12 |  |  | 833 | Deletion
7 | ultra sound scan meachine logiqc2 |  | lLC2 BT08 | H48122LC |  | WIPRO GE HEALTH CARE | SCAN ROOM | TNMSC | 537897 | 2011-12-14 |  | 323800 | Working
8 | LOWER ROOT FORCEPS |  |  |  | 2011-12-29 | JUPITER MANUFACTURING WORKS | DENTAL | JDHS | 1205/EA/11-12 | 2011-12-30 |  | 833 | Deletion
9 | Weighing machine adult | C | Adult |  | 1995-04-19 |  | F W D | State Aids Control Cell |  |  |  | 0 | Working
10 | Radiant Warmer | C | Phoenix |  | 1996-03-27 | Phoenix Medicals | F S W | IPPV |  |  |  | 0 | Working
11 | Weighing machine adult | C | Adult |  | 1997-03-19 | Associated surgicals | L W |  |  |  |  | 0 | Working
12 | Weighing machine infant | C | Baby |  | 1997-03-19 | Associated surgicals | OT |  |  |  |  | 0 | Working
13 | Weighing machine infant | C | Baby |  | 2001-03-07 | Associated surgicals | F S W | DD F W Vellur |  |  |  | 0 | Working
14 | Weighing machine adult | C | Adult |  | 2002-02-26 | Associated surgicals | BB |  |  |  |  | 0 | Working
15 | Weighing machine adult | C | Adult |  | 2002-02-26 | Associated surgicals | Ch W |  |  |  |  | 0 | Working
16 | Weighing machine adult | C | Adult |  | 2002-02-26 | Associated surgicals | Ch W |  |  |  |  | 0 | Working
17 | Weighing machine adult | C | Adult |  | 2002-02-26 | Associated surgicals | F M W |  |  |  |  | 0 | Working
18 | Weighing machine adult | C | Adult |  | 2002-02-26 | Associated surgicals | L W |  |  |  |  | 0 | Working
19 | Weighing machine adult | C | Adult |  | 2002-02-26 | Associated surgicals | M M W |  |  |  |  | 0 | Working
20 | Weighing machine adult | C | Adult |  | 2002-02-26 | Associated surgicals | M S W |  |  |  |  | 0 | Working
21 | Weighing machine adult | C | Adult |  | 2002-02-26 | Associated surgicals | OP |  |  |  |  | 0 | Working
22 | Weighing machine adult | C | Adult |  | 2002-02-26 | Associated surgicals | OP |  |  |  |  | 0 | Working
23 | Weighing machine adult | C | Adult |  | 2002-02-26 | Associated surgicals | Store |  |  |  |  | 0 | Working
24 | Weighing machine adult | C | Adult |  | 2002-02-26 | Associated surgicals | Store |  |  |  |  | 0 | Working
25 | Weighing machine adult | C | Adult |  | 2002-02-26 | Associated surgicals | TB |  |  |  |  | 0 | Working
26 | Foetal Monitor | B |  |  | 2003-07-15 | Associated surgicals | Store |  |  |  |  | 0 | Working
27 | Radiant Warmer | C | Phoenix |  | 2003-10-29 |  | L W | DD F W Vellur |  |  |  | 0 | Working
28 | Silastic vacuum extractor | C | Silastic |  | 2007-02-22 | Madras Surgicals and Chemicals | L W |  |  |  |  | 0 | Working
29 | Silastic vacuum extractor | C | Silastic |  | 2007-02-22 | Madras Surgicals and Chemicals | Store |  |  |  |  | 0 | Working
30 | Foetal Doppler | C |  |  | 2008-05-21 | Vibash Surgicals | L W | TNHSP |  |  |  | 0 | Working
31 | Mono cular Microscope | C | Monocular |  | 1995-04-19 | M C Dalal and Co | Store | IPPV |  |  |  | 0 | Working
32 | Electri centrifuger | C |  |  | 1995-04-19 |  | ICTC | State Aids Control Cell |  |  |  | 0 | Working
33 | B.P.apparatus table model | C | Box Type |  | 1995-04-19 |  | Store | State Aids Control Cell |  |  |  | 0 | Working
34 | Autoclave vertical single bin | C | 12x20 |  | 1995-11-21 | Morden Enginnering and Hospital Equipments | BB |  |  |  |  | 0 | Working
35 | Generator | C | Portable |  | 1996-01-02 | Shriram Honda Power Equipments | BB |  |  |  |  | 0 | Working
36 | Generator | C | 1000 VA 45Kgs |  | 1996-02-14 | Plaeka Marketing Corporation | L W | IPPV |  |  |  | 0 | Working
37 | Laryngoscope(Paediatric) | C | Paediatric |  | 1996-02-28 | Associated surgicals | Ch W | IPPV |  |  |  | 0 | Working
38 | B.P.apparatus table model | C | Box Type |  | 1996-02-28 | Associated surgicals | L W | IPPV |  |  |  | 0 | Working
39 | Laryngoscope(Paediatric) | C | Neotal |  | 1996-02-28 | Associated surgicals | L W | IPPV |  |  |  | 0 | Working
40 | Laryngoscope(Paediatric) | C | Neotal |  | 1996-02-28 | Associated surgicals | L W | IPPV |  |  |  | 0 | Working
41 | Laryngoscope(Paediatric) | C | Paediatric |  | 1996-02-28 | Associated surgicals | OT | IPPV |  |  |  | 0 | Working
42 | Refrigerator | C | Godrej |  | 1996-03-13 | GE App. | OP | IPPV |  |  |  | 0 | Working
43 | Refrigerator | C | Godrej |  | 1996-03-13 | GE App. | Store | IPPV |  |  |  | 0 | Working
44 | Water bath | C |  |  | 1996-03-18 | Parricha Surgicals | L W |  |  |  |  | 0 | Working
45 | Boyles apparatus with out Circle Abosrber | B |  |  | 1996-03-27 | BOC India Ltd. | OT | IPPV |  |  |  | 0 | Working
46 | Ultra Sonogram -MOBILE | B | UF 4500N | 12021330 | 1996-03-30 | Kody Elcot | Scan Room | IPPV |  |  |  | 0 | Working
47 | Refrigerator | C | Zenith |  | 1996-04-19 | Fedders Layd Corporation | BB |  |  |  |  | 0 | Working
48 | Pulse Oximeter | B | BIOX-3700 |  | 1996-04-25 | Ohmeda Adivision of BOC India | OT |  |  |  |  | 0 | Working
49 | Auto Clave HP Vertical (2 bin) | C | VERTICAL |  | 1996-07-30 | Yarco Scientific Industries | BB |  |  | 1996-07-30 |  | 0 | Working
50 | Autoclave vertical single bin | C | High Pressure Vertical 12x20 |  | 1996-08-03 | Muthumee Surgicals | OT | IPPV |  |  |  | 0 | Working
51 | Suction Apparatus - Electrical | C | Electrical |  | 1996-08-03 | Leading India Surgicals | OT | IPPV |  |  |  | 0 | Working
52 | Suction Apparatus - Foot operated | B | Foot Operated |  | 1996-08-03 | Saberval Brothers | OT | IPPV |  |  |  | 0 | Working
53 | B.P.apparatus stand model | C | Stand Model |  | 1996-09-04 | Eagle Surgicals | OT | IPPV |  |  |  | 0 | Working
54 | Refrigerator | C | 295 Lts |  | 1996-10-02 | Govt. Medical Stores | BB |  |  |  |  | 0 | Working
55 | Suction Apparatus - Electrical | C | Electrical |  | 1996-11-21 |  | L W | DD F W Vellur |  |  |  | 0 | Working
56 | Diathermy Machine (Electric Cautery) | B | Bipolor Unipolor Cautry |  | 1996-12-28 | Associated surgicals | OT |  |  |  |  | 0 | Working
57 | Operation Table Hydraulic Major | B2 |  |  | 1997-02-21 | General Surgicals | OT |  |  |  |  | 0 | Working
58 | B.P.apparatus stand model | C | Stand Model |  | 1997-02-24 | Eagle Surgicals | L W |  |  |  |  | 0 | Working
59 | Lab Incubator | C |  |  | 1997-03-07 | Atmaram Honda Power Equipments | BB |  |  |  |  | 0 | Working
60 | Generator | C | 10 KVA Model AGT Double Cylinder |  | 1997-12-18 | Arul Generator Pvt. Ltd. | BB |  |  |  |  | 0 | Working
61 | Semi auto analyser | B2 | ERBA Chem 5+ |  | 1998-03-27 | Transasai Bio Medical | Lab |  |  |  |  | 0 | Working
62 | Autoclave Mini | B | Small |  | 1998-09-16 | Associated surgicals | F S W |  |  |  |  | 0 | Working
63 | Autoclave Mini | B | Small |  | 1998-09-16 | Associated surgicals | L W |  |  |  |  | 0 | Working
64 | Autoclave Mini | B | Small |  | 1998-09-16 | Associated surgicals | M M W |  |  |  |  | 0 | Working
65 | Autoclave Mini | B | Small |  | 1998-09-16 | Associated surgicals | OP |  |  |  |  | 0 | Working
66 | Suction Apparatus - Electrical | C | Electrical |  | 1999-02-18 | Alan Medicals | L W |  |  |  |  | 0 | Working
67 | Operation Table Hydraulic Major | B2 |  |  | 1999-04-24 | General Surgicals | OT |  |  |  |  | 0 | Working
68 | Refrigerator | C | Chest Model NRB - 2000 |  | 1999-06-30 | Electrolux India (P) Ltd. | BB |  |  |  |  | 0 | Working
69 | Operation Table Hydraulic Major | B2 |  |  | 1999-12-01 | Super Cardial breaths (P) Ltd. | OT |  |  |  |  | 0 | Working
70 | Stethoscope | C |  |  | 2001-03-28 | Associated surgicals | Store |  |  |  |  | 0 | Working
71 | Electri centrifuger | C |  |  | 2001-09-24 | Associated surgicals | BB |  |  |  |  | 0 | Working
72 | Keratometer | B |  |  | 2001-11-21 | Appasamy Associats | Eye OP |  |  |  |  | 0 | Working
73 | A-Scan Biometer | B | Sonomark SM400P | J73-175 | 2002-04-29 | General Surgicals | Store | OTHERS | 11010/B 2001.Dt.09/011/2001 | 2002-11-21 |  | 0 | Working
74 | Electri centrifuger | C |  |  | 2002-08-11 | Associated surgicals | Store |  |  |  |  | 0 | Working
75 | Needle destroyer / Syringe Destroyer | C |  |  | 2003-06-20 | Linco Scientific India Ltd. | BB |  |  |  |  | 0 | Working
76 | Needle destroyer / Syringe Destroyer | C |  |  | 2003-06-20 | Linco Scientific India Ltd. | L W |  |  |  |  | 0 | Working
77 | Needle destroyer / Syringe Destroyer | C |  |  | 2003-06-20 | Linco Scientific India Ltd. | Lab |  |  |  |  | 0 | Working
78 | Glucometer | C |  |  | 2003-07-15 | Associated surgicals | Lab |  |  |  |  | 0 | Working
79 | Glucometer | C |  |  | 2003-07-15 | Associated surgicals | Store |  |  |  |  | 0 | Working
80 | Nebuliser Adult | C |  |  | 2003-07-15 | Associated surgicals | Store |  |  |  |  | 0 | Working
81 | A-Scan Biometer | B |  | 10800304A | 2004-03-24 | Appasamy Associats | Eye OP | OTHERS | HLL/PR0C/DEL/NPCB | 2005-11-16 |  | 0 | Working
82 | Operating Microscope(Eye) | B |  |  | 2004-08-05 | Industhan Latex Ltd. | OT |  |  |  |  | 0 | Working
83 | Stethoscope | C |  |  | 2005-04-08 |  | BB |  |  |  |  | 0 | Working
84 | Stethoscope | C |  |  | 2005-04-08 |  | L W |  |  |  |  | 0 | Working
85 | Stethoscope | C |  |  | 2005-04-08 |  | OT |  |  |  |  | 0 | Working
86 | ECG machine ordinary | B |  |  | 2006-05-19 | Solokraft Industries | X-Ray Dept. |  |  |  |  | 0 | Working
87 | Opthalmoscope Indirect | C |  |  | 2006-07-04 |  | Eye OP |  |  |  |  | 0 | Working
88 | Nebuliser Adult | C |  |  | 2006-08-10 | South India Surgicals | Ch W |  |  |  |  | 0 | Working
89 | Nebuliser Adult | C |  |  | 2006-08-10 | South India Surgicals | OP |  |  |  |  | 0 | Working
90 | Inverter | C |  |  | 2006-08-18 | Numeric Power Systems | F S W | TNHSP |  |  |  | 0 | Working
91 | Inverter | C |  |  | 2006-08-18 | Numeric Power Systems | L W | TNHSP |  |  |  | 0 | Working
92 | Deep Freezer | C |  |  | 2006-11-14 | Power group of company | BB | Transac |  |  |  | 0 | Working
93 | Suction Apparatus - Electrical | C | Electrical |  | 2006-12-28 | Jupitor Manufacturing Works | L W |  |  |  |  | 0 | Working
94 | Suction Apparatus - Electrical | C | Electrical |  | 2006-12-28 | Jupitor Manufacturing Works | OP |  |  |  |  | 0 | Working
95 | Suction Apparatus - Electrical | C | Electrical |  | 2006-12-28 | Jupitor Manufacturing Works | OT |  |  |  |  | 0 | Working
96 | Suction Apparatus - Electrical | C | Electrical |  | 2006-12-28 | Jupitor Manufacturing Works | OT |  |  |  |  | 0 | Working
97 | Multi Para Monitor | B | Silicon Labs |  | 2007-01-02 | Silicon Labs | OT | TNHSP |  |  |  | 0 | Working
98 | Diathermy Machine (Electric Cautery) | B | Bipolor Unipolor Cautry |  | 2007-03-07 | Jupitor Manufacturing Works | Store |  |  |  |  | 0 | Working
99 | Infusion pump | C | Baby |  | 2007-03-20 | Akas Medicals | Ch W |  |  |  |  | 0 | Working
100 | Generator | C | EXK 2800S |  | 2007-06-03 | Prenier Enginner (P) Ltd. | BB |  |  |  |  | 0 | Working
101 | Generator | C | EXK 2800S |  | 2007-06-03 | Prenier Enginner (P) Ltd. | OT |  |  |  |  | 0 | Working
102 | Formaline dispenser | C |  |  | 2007-09-08 | Vibash Surgicals | Store | TNHSP |  |  |  | 0 | Working
103 | Suction Apparatus - Electrical | C |  |  | 2008-02-13 | Vin Bio Tech | Store | TNHSP |  |  |  | 0 | Working
104 | Auto Clave HP Vertical (2 bin) | C |  |  | 2008-03-18 | Hindhusthan Surgicals | OT | Hospital |  |  |  | 0 | Working
105 | Needle destroyer / Syringe Destroyer | C |  |  | 2008-06-19 | Glo Life Care Equipments | Store | TNHSP |  |  |  | 0 | Working
106 | Needle destroyer / Syringe Destroyer | C |  |  | 2008-06-19 | Glo Life Care Equipments | Store | TNHSP |  |  |  | 0 | Working
107 | Needle destroyer / Syringe Destroyer | C |  |  | 2008-06-19 | Glo Life Care Equipments | Store | TNHSP |  |  |  | 0 | Working
108 | Needle destroyer / Syringe Destroyer | C |  |  | 2008-06-19 | Glo Life Care Equipments | Store | TNHSP |  |  |  | 0 | Working
109 | Needle destroyer / Syringe Destroyer | C |  |  | 2008-06-19 | Glo Life Care Equipments | Store | TNHSP |  |  |  | 0 | Working
110 | Needle destroyer / Syringe Destroyer | C |  |  | 2008-06-19 | Glo Life Care Equipments | Store | TNHSP |  |  |  | 0 | Working
111 | Needle destroyer / Syringe Destroyer | C |  |  | 2008-06-19 | Glo Life Care Equipments | Store | TNHSP |  |  |  | 0 | Working
112 | Needle destroyer / Syringe Destroyer | C |  |  | 2008-06-19 | Glo Life Care Equipments | Store | TNHSP |  |  |  | 0 | Working
113 | Needle destroyer / Syringe Destroyer | C |  |  | 2008-06-19 | Glo Life Care Equipments | Store | TNHSP |  |  |  | 0 | Working
114 | Needle destroyer / Syringe Destroyer | C |  |  | 2008-06-19 | Glo Life Care Equipments | Store | TNHSP |  |  |  | 0 | Working
115 | Needle destroyer / Syringe Destroyer | C |  |  | 2008-06-19 | Glo Life Care Equipments | Store | TNHSP |  |  |  | 0 | Working
116 | Needle destroyer / Syringe Destroyer | C |  |  | 2008-06-19 | Glo Life Care Equipments | Store | TNHSP |  |  |  | 0 | Working
117 | Needle destroyer / Syringe Destroyer | C |  |  | 2008-06-19 | Glo Life Care Equipments | Store | TNHSP |  |  |  | 0 | Working
118 | Needle destroyer / Syringe Destroyer | C |  |  | 2008-06-19 | Glo Life Care Equipments | Store | TNHSP |  |  |  | 0 | Working
119 | Needle destroyer / Syringe Destroyer | C |  |  | 2008-06-19 | Glo Life Care Equipments | Store | TNHSP |  |  |  | 0 | Working
120 | Steriliser Small (Instruments) | C |  |  | 2008-11-02 | Suriya Surgicals | Store | TNHSP |  |  |  | 0 | Working
121 | Steriliser Small (Instruments) | C |  |  | 2008-11-02 | Suriya Surgicals | Store | TNHSP |  |  |  | 0 | Working
122 | Steriliser Small (Instruments) | C |  |  | 2008-11-02 | Suriya Surgicals | Store | TNHSP |  |  |  | 0 | Working
123 | Steriliser Small (Instruments) | C |  |  | 2008-11-02 | Suriya Surgicals | Store | TNHSP |  |  |  | 0 | Working
124 | Steriliser Small (Instruments) | C |  |  | 2008-11-02 | Suriya Surgicals | Store | TNHSP |  |  |  | 0 | Working
125 | Steriliser Small (Instruments) | C |  |  | 2008-11-02 | Suriya Surgicals | Store | TNHSP |  |  |  | 0 | Working
126 | Binocular Mircroscope | B2 | binocular |  | 2009-01-08 | Solocrafts | Lab | TNMSC |  |  |  | 0 | Working
127 | Binocular Mircroscope | B2 | binocular |  | 2009-01-08 | Solocrafts | Lab | TNMSC |  |  |  | 0 | Working
128 | Binocular Mircroscope | B2 | binocular |  | 2009-01-08 | Solocrafts | Lab | TNMSC |  |  |  | 0 | Working
129 | Binocular Mircroscope | B2 | binocular |  | 2009-01-08 | Solocrafts | Lab | TNMSC |  |  |  | 0 | Working
130 | Binocular Mircroscope | B2 | binocular |  | 2009-01-08 | Solocrafts | Lab | TNMSC |  |  |  | 0 | Working
131 | Binocular Mircroscope | B2 | binocular |  | 2009-01-08 | Solocrafts | Lab | TNMSC |  |  |  | 0 | Working
132 | Electri centrifuger | C |  |  | 2009-01-08 | Solocrafts | Lab | TNMSC |  |  |  | 0 | Working
133 | Electri centrifuger | C |  |  | 2009-01-08 | Solocrafts | Lab | TNMSC |  |  |  | 0 | Working
134 | Electri centrifuger | C |  |  | 2009-01-08 | Solocrafts | Lab | TNMSC |  |  |  | 0 | Working
135 | Lab Incubator | C |  |  | 2009-01-08 | Solocrafts | labour | TNMSC |  |  |  | 0 | Working
136 | Lab Incubator | C |  |  | 2009-01-08 | Solocrafts | labour | TNMSC |  |  |  | 0 | Working
137 | Lab Incubator | C |  |  | 2009-01-08 | Solocrafts | labour | TNMSC |  |  |  | 0 | Working
138 | Semi auto analyser | B2 | Semi |  | 2009-09-04 | Robonic india pvt ltd | Store | TNMSC |  |  |  | 0 | Working
139 | Semi auto analyser | B2 | Semi |  | 2009-09-04 | Robonic india pvt ltd | Store | TNMSC |  |  |  | 0 | Working
140 | Semi auto analyser | B2 | Semi |  | 2009-09-04 | Robonic india pvt ltd | Store | TNMSC |  |  |  | 0 | Working
141 | Suction Apparatus - Electrical | C | YUYUE 7 |  | 2009-10-02 | Vishal hospital steel and furnitures | Store | TNMSC |  |  |  | 0 | Working
142 | Suction Apparatus - Electrical | C | YUYUE 7 |  | 2009-10-02 | Vishal hospital steel and furnitures | Store | TNMSC |  |  |  | 0 | Working
143 | Suction Apparatus - Electrical | C | YUYUE 7 |  | 2009-10-02 | Vishal hospital steel and furnitures | Store | TNMSC |  |  |  | 0 | Working
144 | Suction Apparatus - Electrical | C | YUYUE 7 |  | 2009-10-02 | Vishal hospital steel and furnitures | Store | TNMSC |  |  |  | 0 | Working
145 | Suction Apparatus - Electrical | C | YUYUE 7 |  | 2009-10-02 | Vishal hospital steel and furnitures | Store | TNMSC |  |  |  | 0 | Working
146 | Suction Apparatus - Electrical | C | YUYUE 7 |  | 2009-10-02 | Vishal hospital steel and furnitures | Store | TNMSC |  |  |  | 0 | Working
147 | Suction Apparatus - Electrical | C | YUYUE 7 |  | 2009-10-02 | Vishal hospital steel and furnitures | Store | TNMSC |  |  |  | 0 | Working
148 | Suction Apparatus - Electrical | C | YUYUE 7 |  | 2009-10-02 | Vishal hospital steel and furnitures | Store | TNMSC |  |  |  | 0 | Working
149 | Suction Apparatus - Electrical | C | YUYUE 7 |  | 2009-10-02 | Vishal hospital steel and furnitures | Store | TNMSC |  |  |  | 0 | Working
150 | Auto Clave HP Horizontal-CYLINDRICAL | C | Horizontal |  | 2009-11-28 | Solocrafts | OT | TNMSC |  |  |  | 0 | Working
151 | Ultra Sonogram -MOBILE | B | LOGICQP3 |  | 2009-09-30 | WIPRO | Scan Room | TNHSP |  |  |  | 0 | Working
152 | Opthalmoscope Indirect | C |  |  |  |  | Eye OP |  |  |  |  | 0 | Working
153 | Opthalmoscope Indirect | C |  |  |  |  | Eye OP |  |  |  |  | 0 | Working
154 | Opthalmoscope Indirect | C |  |  |  |  | Eye OP |  |  |  |  | 0 | Working
155 | Generator | C |  |  |  |  | Store |  |  |  |  | 0 | Working
156 | Generator | C |  |  |  |  | Store |  |  |  |  | 0 | Working
157 | Generator | C |  |  |  |  | Store |  |  |  |  | 0 | Working
158 | X-ray Machine 200 mA | B |  |  |  |  | X-Ray Dept. |  |  |  |  | 0 | Working
159 | [11 empty] | 0 | Working
160 | CHISEL 3MM |  |  |  | 2012-01-04 | M.C.DALALandamp;CO | DENTAL | JDHS | 1205/EA/11-12 | 2012-01-04 |  | 165 | Deletion
161 | RINGLENS SYSTEM |  | MAGNASCOPE | 1 | 2012-01-25 | SOLOKRAFT | STORES | TNMSC | TNHSP/TNMSC/ICB/AG31/2011.19/10/2011 | 2012-01-25 | 2015-01-25 | 6987 | Deletion
162 | CRYOTHERAPHY UNIT |  | CRYO004B ON/OFF SUPER DELUX |  | 2012-01-25 | SOLOKRAFTS INDUSTRIES | STORES | TNMSC |  | 2012-01-25 | 2013-01-24 | 23172 | Deletion
163 | EAR METAL SYRINGE 2OUNCE |  |  |  | 2012-02-06 | SOUTH INDIA SURGICAL CO LTD | STORE | OTHERS | 1/DC/11-12/1949 DT-03/02/2012 |  |  | 250 | Deletion
164 | Head light (ordinary) (Boyle Davis) | C | S7HDMIR | 2 | 2012-02-06 | SOUTH INDIA SURGICALS | MAIN STORE | JDHS | L.R.NO.1205/EA/11-12 |  |  | 190 | Working
165 | BIO CHEMISTRY ANALYSER |  | RX-50 | TN10J017 | 2010-10-12 | MICROLABS INSTRUMENTS | LAB | TNMSC | RCH-11/TNMSC/ENGG/E38/2010-2 | 2010-10-13 |  | 44400 | Working
166 | FOCUS LAMP |  |  |  | 2010-11-26 | GENERAL SURGICAL COMPANY(INDIA) | OT | TNMSC |  | 2010-11-23 |  | 19000 | Deletion
167 | BED PAN(MEDIUM) |  |  |  | 2011-01-08 | JUPITER MANUFACTURING WORKS | WARDS | RCH |  | 2011-01-08 |  | 2250 | Deletion
168 | SS TRAY WITH LID 12X10 |  |  |  | 2011-01-08 | JUPITER MANUFACTURING WORKS | WARDS | RCH | RCH-II/TNMSC/ENGG/4638/2010-4 | 2011-01-08 |  | 1900 | Deletion
169 | X-ray Machine 100 mA | B2 |  |  | 2010-02-02 | Allengers medi system | X RAY DEPT. | TNMSC | TNHSP/TNMSC/ICB/P3E1/2009 | 2010-02-02 |  | 270710 | Working
170 | BABY WEIGHING MACHINE WITH BASKET(ELECTRONIC) |  |  |  | 2011-01-07 | JUPITER MANUFACTURING WORKS | NEONATAL WARD | TNMSC |  | 2011-01-07 |  | 4600 | Deletion
171 | SS TRAY WITHOUT LID12X10 |  |  |  | 2011-01-08 | JUPITER MANUFACTURING WORKS | WARDS | RCH | RCH-II/TNMSC/ENGG/4538/2010-4 | 2011-01-08 |  | 1400 | Deletion
172 | LARYNGOSCOPE PAEDIATRIC FIBROPTIC WITH 2 BLADES |  |  |  | 2010-12-22 | SOUTH INDIA SURGICAL CO~LTD. | PAEDIATRIC WARD | RCH | RCH-II/TNMSC/ENGG/4538/2010-7 DT-6/10/2010 | 2010-12-22 |  | 4800 | Deletion
173 | MANUALVACCUM ASPIRATION KIT |  |  |  | 2011-01-13 | UNIPHARMA | LABOUR WARD~OT | OTHERS | 159/FW/STORES/2011 | 2011-01-13 |  | 1770 | Deletion
174 | bed pan ss small |  |  |  | 2011-01-08 | JUPITER MANUFACTURING WORKS | WARDS | RCH | RCH-11/TNMSC/ENGG/4638/2010-4 | 2011-01-08 |  | 1800 | Deletion
175 | Test tube holders | C |  |  | 2011-03-26 | SUDHAGAR BIOLOGICALandamp;CHEMICALS | LABORATORY | RCH | RCH-II/TNMSC/ENGG/4538 | 2011-03-26 |  | 34 | Working
176 | pulse oximeter |  | MD200A |  | 2011-05-02 | TRANS HEALTH CARE INDIA PVT.LTD | OT | TNHSP | TNHSP/TNMSC/ENGG/AG73d/2010 | 2011-05-02 |  | 55800 | Working
177 | SYRINGE INFUSION PUMP |  | ST6000 |  | 2011-08-25 | TRANS HEALTH CARE INDIA PVT. LTD | STORE | TNHSP | TNHSP/TNMSC/AG15/2011 | 2011-08-25 |  | 25200 | Working
178 | ECG MACHINE |  | MULTICHANNEL COMPUTERISED | C400111219 | 2011-09-22 | MITI ELECTRONICS | POISON WARD | TNHSP | TNHSP/TNMSC/ENGG/AG736/2010 | 2011-09-22 |  | 40000 | Deletion
179 | Laryngoscope(Adult) | C |  |  | 2011-01-07 | JUPITER MANUFACTURING WORKS | STORES | RCH |  | 2011-01-07 |  | 1540 | Working
180 | Test tube stands | C |  |  | 2011-03-13 | JUPITER MANUFACTURING WORKS | LABORATARY | RCH | RCH-II/TNMSC/ENGG/4538/2010-5 | 2011-03-13 |  | 480 | Working
181 | MAGNAVISION LAMP |  | (FRAME HOLDING LENS MADE OF METAL |  | 2011-03-13 | JUPITER MANUFACTURING WORKS | STORE | TNMSC | RCH-11/TNMSC/ENGG/4538/2010-5 | 2011-02-25 |  | 4400 | Deletion
182 | MTP SET |  |  |  | 2011-03-19 | SOLOKRAFTS INDUSTRIES | LABOUR WARD | TNMSC | RCH-II/TNMSC/ENGG/4538/2010-5 | 2011-03-19 |  | 1540 | Deletion
183 | BP APPARATUS |  | ANEROLD WITH VELCRO CUFF DIAL TYPE |  | 2011-02-16 | SOUTH INDIA SURGICAL CO LTD | STORES | RCH | RCH-II/TNMSC/ENGG/146/2010-2 | 2011-02-16 |  | 590 | Deletion
184 | Electric Calorimeter | C |  |  | 2011-03-13 | JUPITER MANUFACTURING WORKS | LABORATORY | RCH | RCH-II/TNMSC/ENGG/4538/2010-5 | 2011-03-13 |  | 5300 | Working
185 | B.P.APPARATUS STAND MODEL WITH ADJUSTABLE HEIGHT |  |  |  | 2011-05-18 | JAYAM ENTERPRISES | WARDS AND OPD | RCH | RCH-II/TNMSC/ENGG/4538/2011 DT-10/02/2011 | 2011-05-18 |  | 6000 | Deletion
186 | cardiac monitor |  |  | 1109022~1109023 | 2011-09-22 | mitie electronics pvt ltd | POISON WARD | TNHSP | TNHSP/TNMSC/ENGG/AG736/2010 DT-26/04/2011 | 2011-09-22 |  | 60000 | Working
187 | Haemoglobinometer | C |  |  | 2011-09-06 | SOLOKRAFTS INDUSTRIES | LABORATORY | RCH | RCH-II/TNMSC/ENGG/4538/2010 DT-06/10/2010 | 2011-09-06 |  | 17200 | Working
188 | CHEMICAL BALANCEWITH WEIGHING200GMS |  |  |  | 2011-11-21 | JUPITER MANUFACTURING WORKS | STORE | RCH | RCH-11/TNMSC/ENGG/7146/2010 DT;606/10/2010 | 2011-11-21 |  | 1900 | Deletion
189 | INFUSION PUMP WITH Acces |  |  | MP1ALH402 | 2011-10-03 | SCHILLER INDIA | NEW BORN WARD | TNMSC | TNHSP/TNMSC/AG16/2010 | 2011-10-03 | 2014-10-02 | 25900 | Deletion
190 | NEBULISER |  | NEW LIFE |  | 2011-12-12 | VISHAL HOSP FURNITURE MFG PVT LTD | WARDS | TNHSP | TNHSP/TNMSC/ENGG/AG73e/2010 | 2011-12-05 |  | 2600 | Deletion
191 | BP APPARATUS |  | MICO |  | 2011-12-12 | VISHAL HOSP FURNITURE MFG PVT LTD | WARDS | TNHSP | TNHSP/TNMSC/ENGG/AG | 2011-12-12 |  | 2430 | Deletion
192 | STETHOSCOPE |  | MICO |  | 2011-12-12 | VISHAL HOSP FURN MFG PVT LTD | WARDS | TNHSP | TNHSP/TNMSC/ENGG/AG73e/2010DT-22/09/2011 | 2011-12-12 |  | 480 | Working
193 | VENTILATOR(Adult)WITH HUMIDIFIER |  | LTV1000 |  | 2011-07-06 | TRANS HEALTH CARE INDIA PVT.LTD | POISON WARD | TNHSP | TNHSP/TNMSC/ENGG/AG73a/2010 | 2011-07-06 |  | 420300 | Working
194 | LAPROTOMY SET |  |  |  | 2011-08-10 | M.C.DALALandamp;CO | OT | RCH | RCH-II/TNMSC/ENGG/E38R/2010-1 | 2011-08-10 |  | 11708 | Deletion
195 | COMPUTERISED ECGMACHINE WITH TROLLEY |  | CARDIO TOUCH3000 | T2L0900114 | 2011-11-18 | JK MEDICAL SYSTEMS PVT LTD | RADIOLOGY DEPT | TNHSP | TNHSP/TNMSC/ENGG/AG21/2010 DT-22/08/2011 | 2011-11-18 |  | 65000 | Deletion
196 | EMERGENCY CRASH CART |  |  |  | 2011-12-12 | VISHAL HOSP FURN MFG PVT LTD | POISON WARD | TNHSP | TNHSP/TNMSC/ENGG/AG73c/2011 | 2011-12-12 |  | 11800 | Deletion
197 | SALINE STAND |  | VISHAL |  | 2011-12-12 | VISHAL HOSP FURN MFG PVT LTD | WARDS | TNHSP | TNHSP/TNMSC/ENGG/AG73c/2011 | 2011-12-12 |  | 3100 | Deletion
198 | dental operator chair |  |  |  | 2012-03-05 | NEWTECH DENTALandamp;SURGICAL EQUIPMENTS | DENTAL OPD |  |  | 2012-03-05 |  | 3500 | Working
199 | DEFIBRILLATROR |  |  | 39776557 | 2011-09-22 | MITI ELECTRONICS PVT LTD | POISON WARD | TNHSP | TNHSP/TNMSC/ENGG/AG736/2010 | 2011-09-22 |  | 200000 | Deletion
200 | STRETCHER |  | VISHAL |  | 2011-12-05 | VISHAL HOSP. FURN. MFG PVT LTD | POISON WARD | TNHSP | TNHSP/TNMSC/ENGG/AG73c/2011-12 | 2011-12-12 |  | 4800 | Deletion
201 | I.C.U.COTS |  | VISHAL |  | 2011-12-05 | VISHAL HOSP FURN MFG PVT LTD | WARDS | TNHSP | TNHSP/TNMSC/ENGG/AG73c/2011 | 2011-12-12 |  | 54400 | Deletion
202 | RESUSCITATIONKIT-ADULTandamp;PED |  | DUKE |  | 2011-12-12 | VISHAL HOSP FURN MFG PVT LTD | WARDS | TNHSP |  | 2011-12-12 |  | 4800 | Deletion
203 | WHEEL CHAIR |  | VISHAL |  | 2011-12-05 | VISHAL HOSP FURN MFG PVT LTD | CASUALTY | TNHSP | TNHSP/TNMSC/ENGG/AG73c/2011 | 2011-12-12 |  | 4200 | Deletion
204 | MEDICINE TROLLY |  | VISHAL |  | 2011-12-05 | VISHAL HOSP FURN MFG PVT LTD | POISON WARD | TNHSP | TNHSP/TNMSC/ENGG/AG73c/2011 | 2011-12-12 |  | 13200 | Deletion
205 | ENDOCERVICAL CURRETTE |  |  |  | 2012-03-31 | SOLOKRAFTS INDUSTRIES | STORES | TNHSP | TNHSP/TNMSC/AG33/2011/03/02 | 2012-05-09 |  | 470 | Deletion
206 | ENDOCERVICAL SPECULUM |  |  |  | 2012-05-09 | SOLOKRAFTS INDUSTRIES | STORES | TNHSP | TNHSP/TNMSC/AG33/2011/03/02 | 2012-05-09 |  | 1600 | Deletion
207 | BIOPSY FORCEPS |  |  |  | 2012-03-31 | SOLOKRAFTS INDUSTRIES | STORES | TNHSP | TNHSP/TNMSC/AG33/2011/03/02 | 2012-05-09 |  | 3020 | Working
208 | Defibrillator with Monitor | B2 | heartstat frx | B12C-06034 | 2012-08-23 | philips electronics india ltd | labour ward | TNHSP | TNHSP/TNMSC/ICB/AG/2012. DT ;12/03/2012 | 2012-10-20 | 2013-10-19 | 58696 | Working
209 | CTG Monitor | B2 |  |  | 2007-01-02 | Madras Surgicals andamp; Chemicals | L W | TNHSP |  |  |  | 0 | Condemened
210 | Foetal Monitor | B |  |  | 2007-01-02 | Madras Surgicals andamp; Chemicals | L W |  |  |  |  | 0 | Working
211 | Phototherapy Unit | C | Neo Tech |  | 2007-03-14 | Madras Surgicals andamp; Chemicals | F S W | TNHSP |  |  |  | 0 | Working
212 | Phototherapy Unit | C | Neo Tech |  | 2007-03-14 | Madras Surgicals andamp; Chemicals | F S W | TNHSP |  |  |  | 0 | Working
213 | Radiant Warmer | C | Neo Tech |  | 2007-03-14 | Madras Surgicals andamp; Chemicals | F S W | TNHSP |  |  |  | 0 | Working
214 | Radiant Warmer | C | Neo Tech |  | 2007-03-14 | Madras Surgicals andamp; Chemicals | F S W | TNHSP |  |  |  | 0 | Working
215 | Phototherapy Unit | C | Neo Tech |  | 2007-03-14 | Madras Surgicals andamp; Chemicals | L W | TNHSP |  |  |  | 0 | Working
216 | Phototherapy Unit | C | Neo Tech |  | 2007-03-14 | Madras Surgicals andamp; Chemicals | L W | TNHSP |  |  |  | 0 | Working
217 | Radiant Warmer | C | Neo Tech |  | 2007-03-14 | Madras Surgicals andamp; Chemicals | L W | TNHSP |  |  |  | 0 | Working
218 | Radiant Warmer | C | Neo Tech |  | 2007-03-14 | Madras Surgicals andamp; Chemicals | L W | TNHSP |  |  |  | 0 | Working
219 | Radiant Warmer | C |  |  | 2007-06-12 | Madras Surgicals andamp; Chemicals | NBW | TNHSP |  |  |  | 0 | Working
220 | Baby Incubators | C |  |  | 2007-12-06 | Madras Surgicals andamp; Chemicals | NBW | TNHSP |  |  |  | 0 | Working
221 | Pulse Oximeter | B |  |  |  | Landamp;T | [5 empty] | 0 | Working
222 | ECG machine computerized | B |  |  |  | Landamp;T | [5 empty] | 0 | Working
223 | Operation Table Hydraulic Major | B2 |  |  | 2006-12-30 | Reliance Instruments | OT |  |  |  |  | 0 | Working
224 | Operation Table Hydraulic Major | B2 |  |  | 2006-12-30 | Reliance Instruments | OT |  |  |  |  | 0 | Working
225 | Pulse Oximeter | B |  |  | 2007-01-02 | Silicon Labs | F S W | TNHSP |  |  |  | 0 | Working
226 | Pulse Oximeter | B |  |  | 2007-01-02 | Silicon Labs | L W | TNHSP |  |  |  | 0 | Working
227 | Infusion pump | C | Adult |  | 2007-02-16 | Trivitron Medical Systems | F S W | TNHSP |  |  |  | 0 | Working
228 | Infusion pump | C | Adult |  | 2007-02-16 | Trivitron Medical Systems | L W | TNHSP |  |  |  | 0 | Working
229 | Cardiac Monitor with defibrillator | C |  |  | 2007-05-02 | Trivitron Medical Systems | OT | TNHSP |  |  |  | 0 | Working
230 | Ventilators (Paediatrics) | B | Erkadi Advent |  | 2007-05-28 | Erkadi Systems | L W | TNHSP |  |  |  | 0 | Working
231 | Laproscope Double Puncture | C | Double Puncher |  | 2007-09-05 | Vibash Surgicals | Store | TNHSP |  |  |  | 0 | Working
232 | Boyles apparatus with Ventilator | B |  |  | 2007-09-26 | Larsen andamp; Toubro Limited | OT | TNHSP |  |  |  | 0 | Working
233 | Boyles apparatus with out Circle Abosrber | B |  |  | 2008-01-14 | Larsen andamp; Toubro Limited | OT | TNHSP |  |  |  | 0 | Working
234 | PULSE OXIMETER |  |  | MRT/1051 | 2010-11-18 | EMRI | OT | TNHSP |  |  |  | 0 | Working
235 | Water Bath/Ultrasonic Water Bath | C | SMI-143 |  | 2014-09-08 | S.M.SCIENTIFIC INSTRUMENTS PVT LTD | LABORATORY | TNHSP | TNHSP/TNMSC/AG87h(R)/2014 DT;10/04/2014 | 2014-09-08 | 2016-09-08 | 16524 | Working
236 | Elisa Reader cum washer | B2 | Readwell Touch~Touchwell PLATE | RT005112RBK | 2012-11-08 | ROBOnIK(INDIA)PVT. LTD | BLOOD BANK | TNMSC | 15160/TNMSC/ENGG/2012 Dt-03/11/12 | 2012-11-10 |  | 0 | Working
237 | B.P.apparatus table model | C |  |  | 2014-01-05 | madhusudhanan |  | TNHSP | TNHSP/TNMSC/ENGG/AG26/2011 |  |  | 0 | Working
238 | Electric Calorimeter | C |  |  | 2014-03-06 | ROBONIK INDIA PVT. LTD |  | TNHSP | TNHSP/TNMSC/AG876/2013-2 Dt-28/011/2013 |  | 2015-03-06 | 0 | Working
239 | Pulse Oximeter with NIB.P | B2 | INNOAVA | CIPL1302BJ19 | 2013-03-11 | CONCEPT+INTEGRATION PVT LTD | OT | TNHSP | TNHSP/TNMSC/AG14/2012/EG-98-15 DT-21/11/12 | 2013-03-11 | 2014-03-11 | 0 | Working
240 | O2 Cylinder- B type | C |  | 44548~44572 | 2011-05-29 | vishal hospital furniture mfg (p)ltd | OT | TNHSP | TNHSP/TNMSC/ENGG/AG734/2010 DT-7/04/11 | 2011-05-29 |  | 0 | Working
241 | 100 M.A. X-ray machine Mobile | B2 |  |  | 2010-02-02 | ALLENGERS MEDI SYSTEM | X-RAY DEPT. | TNHSP | TNHSP/TNMSC/ICB/P3E1/2009 Dt-10/02/2009 | 2010-02-02 |  | 0 | Working
242 | Pulse Oximeter | B2 |  | M71834~M71665 | 2014-04-05 | grace manufacturing company | OT-1~NB-1 | TNMSC | RCH-11/TNMSC/ENGG/E67/2014 Dt-05/03/2014 | 2014-04-05 | 2015-04-04 | 0 | Working
243 | Water Bath/Ultrasonic Water Bath | C | SMI-143 |  | 2014-09-08 | S.M.SCIENTIFIC INSTRUMENTS PVT.LTD | CLINICAL LABORATORY | TNMSC | TNHSP/TNMSC/AG87h(R)/2014 dt-10/04/2014 | 2014-09-08 | 2016-09-07 | 16524 | Working
244 | ECG machine computerized | B | CARDIO CARE 2000PLUS | EN1000096 | 2014-08-08 | JK MEDICAL SYSTEMS PVT LTD | X-RAY DEPT. | DMS | STORES/81/2014-15 | 2014-08-07 | 2015-08-07 | 44800 | Working
245 | WEIGHING MACHINE |  | AIWA |  | 2012-02-17 | ALAN MEDICALandamp;LABORATORY PRODUCTS ~810~ANNASALAI~CHENNAI-02 PH-044-28520444 | BLOOD BANK | TNHSP | TNHSP/TNMSC/ENGG/AG24/2011 | 2012-02-17 |  | 598 | Deletion
246 | OPERATING MICROSCOPE |  | ASM-930 TG | 903273 | 2010-10-24 | ASCON MEDICAL INSTRUMENTS | EYEDEPT | TNMSC | 3093/TNMSC/ENGG/200 | 2012-03-26 |  | 269231 | Deletion
247 | DIGITAL CALORIMETER |  | ABS MODEL NO.NCM508 | 8065/12/2010 | 2010-12-29 | JUPITER SCIENTIFIC COMPANY | LABORATORY | RCH | RCH-II/TNMSC/ENGG/7146/2010-2 | 2010-12-29 |  | 6057 | Deletion
248 | SS KIDNEY TRAY 10" |  |  |  | 2010-12-22 | SOUTH INDIA SURGICAL CO.LTD | WARDS | RCH | RCH-II/TNMSC/ENGG/4538/2010-7 | 2010-12-22 |  | 480 | Deletion
249 | EPISIOTOMY SUTURING SET |  |  |  | 2011-03-10 | VISHAL HOSPITAL FURNITURE MANUFACTURING (P)LTD | LABOUR WARD | RCH | RCH-II/TNMSC/ENGG/E38R/2010-1 DT-28/12/2010 | 2011-03-10 |  | 900 | Deletion
250 | MORTUARY KIT |  |  |  | 2009-09-02 | SOLOKRAFTS INDUSTRIES | MORTUARY | TNHSP | 04/NRHM/HSP/TNMSC2009-MK.29 | 2009-09-02 |  | 8100 | Deletion
251 | P.S.SET |  |  |  | 2011-05-12 | JUPITER MANUFACTURING WORKS | WARDS | RCH | RCH-II/TNMSC/ENGG/E38R/2010-1 | 2011-05-12 |  | 9282 | Deletion
252 | SUCTION APPARATUS |  | VISHAL035 |  | 2011-12-12 | VISHAL HOSP FURNITURE MFG PVT LTD | WARDS | TNHSP | TNHSP/TNMSC/ENGG/AG73e/2010 | 2012-12-05 |  | 9840 | Deletion
253 | 100 M.A. X-ray machine Portable | B2 | 2011 | 10K017 | 2012-09-22 | PHILIPS | X-RAY DEPT. | OTHERS |  | 2012-09-24 |  | 410000 | Working
2743184

## Kalavai
DIRECTORATE OF MEDICAL AND RURAL HEALTH SERVICES
GOVERNMENT OF TAMIL NADU
REPORT : EQUIPMENT RECEIPT DETAILS REPORT-INSTITUTION WISE
PERIOD : 01/03/2008-04/03/2015
District : Vellore
Institution : Kalavai
S.No. | Equipment Name | Equipment Category | Equipment Model No | Equipment Serial No | Date of Receipt | Supplier Name | Location of Equipment | Source of Supply | Purchase Order No | Date of Installation | Warranty Valid Upto | Cost of the item | Working Status
1 | B.P.apparatus table model | C |  |  | 2007-11-15 |  |  | PWF |  |  |  | 0 | Working
2 | B.P.apparatus table model | C |  |  | 2007-11-15 |  |  | PWF |  |  |  | 0 | Working
3 | Glucometer | C |  |  | 2011-01-07 | Sri Raja Medical Systems~Chennai | Lab | PWF |  | 2011-04-10 |  | 1400 | Working
4 | Shadowless Lamp stand model | B |  |  | 2010-07-26 | Received from GHQH Walajah | OT |  |  | 2010-08-10 |  | 0 | Working
5 | Glucometer | C |  |  | 2012-02-02 | Sri Raja Medical Systems~Chennai | OPD | OTHERS |  | 2012-08-24 |  | 1400 | Working
6 | Centrifuge | C | 6 Buckets |  | 2012-01-25 | Solokrafts Industries | Lab | TNHSP | TNHSP/TNMSC/AG29E/2011 Dt.04.10.2011 | 2012-08-24 |  | 5090 | Working
7 | Mannual Colposcope | C | ARI II-1D |  | 2013-03-04 | South India Surgicas | NCD Room | TNHSP | TNHSP/TNMSC/ENGG/AG30/2011 Dt.21.04.2012 | 2013-03-05 |  | 130000 | Working
8 | Weighing machine adult | C |  |  | 2012-02-24 | Alan Medical andamp; Laboratory | OPD |  | TNHSP/TNMSC/ENGG/AG24/2011 | 2012-02-24 |  | 598 | Working
9 | Glucometer | C | Sri Raja Medical Systems~Chennai |  | 2012-02-02 |  | Lab | OTHERS |  | 2012-02-03 |  | 1400 | Working
10 | Electric Calorimeter | C |  |  | 2012-08-17 | Received from MO Gudiyatham | Lab |  | 184/JA/2012 Dt.16.08.2012 | 2012-08-24 |  | 0 | Working
11 | Refrigerator | C |  |  | 2011-02-08 | Anbu TV Centre~Arcot | OPD | OTHERS |  | 2011-02-11 |  | 8355 | Working
12 | B.P.apparatus table model | C |  |  | 2010-08-26 | MCM Pharma ~Walaja | OT | OTHERS |  | 2010-08-26 |  | 2350 | Working
13 | B.P.apparatus dial model | C |  |  | 2012-03-27 | Sri raja medical systems~Chennai | Labour ward |  |  | 2012-05-09 |  | 725 | Working
14 | B.P.apparatus dial model | C |  |  | 2012-03-27 | Sri raja medical systems~Chennai | Ward | OTHERS |  | 2012-04-19 |  | 725 | Working
15 | X.ray lobby single | C |  |  | 2012-03-27 | Sri raja medical system~ Chennai | OPD | OTHERS |  | 2012-08-24 |  | 1300 | Working
16 | Magnavision Lamp | C |  |  | 2011-03-14 | Jupiter manufacturing | Labour ward | TNMSC |  | 2011-03-25 |  | 4400 | Working
17 | Foetal Doppler | C |  |  | 2011-01-07 | Raja Medicals system | Labour ward | OTHERS |  | 2011-01-27 |  | 9250 | Working
18 | Stethoscope | C |  |  | 2010-08-26 | MCM Pharma~ Walaja | OT | OTHERS |  | 2010-08-26 |  | 585 | Working
19 | Nebuliser Adult | C |  |  | 2007-11-15 |  |  | PWF |  |  |  | 0 | Working
20 | Weighing machine adult | C |  |  | 2011-09-02 | MDM Pharma~Vellore | Labour ward |  |  | 2011-09-24 |  | 650 | Working
21 | Phototherapy Unit | C |  |  | 1999-01-08 |  | Labour ward |  |  |  |  | 0 | Working
22 | Radiant Warmer | C | [9 empty] | 0 | Working
23 | Weighing machine paed | C |  |  | 2011-09-02 | MDM Pharma ~Vellore | Labour ward | OTHERS |  | 2011-09-24 |  | 825 | Working
24 | Mono cular Microscope | C |  |  | 1995-02-16 | Associated Surgicals | [5 empty] | 0 | Working
25 | Mono cular Microscope | C |  |  | 1995-02-16 | Associated Surgicals | [5 empty] | 0 | Working
26 | Dental Chair | B2 |  |  | 1999-01-22 | Appasamy~ Chennai | Transferred to GH Pernmbut |  |  |  |  | 69368 | Working
27 | Ice Lined Refrigerator | C | Unicef |  | 2011-07-08 | Unicef | Labour ward |  | 28383 | 2011-07-21 |  | 0 | Working
28 | Ultra Sonogram -MOBILE | B |  | 356434 | 2003-11-04 | L andamp; T | GH Walaja | TNMSC |  | 2005-11-07 |  | 311537 | Working
29 | Needle destroyer / Syringe Destroyer | C |  |  | 2003-09-01 | [6 empty] | 0 | Working
30 | Auto Clave HP Vertical (2 bin) | C |  |  | 2003-10-10 | DD Vellur | [5 empty] | 0 | Working
31 | Infusion pump | C |  |  | 2007-03-20 | Coorditor of Medical and Rural Health Services | OP |  |  |  |  | 0 | Working
32 | Alpha Bed with motor | C |  |  | 2007-07-05 | Jupiter Manufacturing Works | Store |  |  |  |  | 0 | Working
33 | B.P.apparatus table model | C |  |  | 2007-11-15 |  |  | PWF |  |  |  | 0 | Working
34 | Suction Apparatus - Electrical | C |  |  | 2007-11-15 |  |  | PWF |  |  |  | 0 | Working
35 | Steriliser Small (Instruments) | C | 14X6X6 |  | 2010-09-08 | MCM Pharma | OT | PWF |  | 2010-09-08 |  | 2850 | Working
36 | Refrigerator | C |  |  | 2007-11-18 | Ambu T V Center andamp; Home Appliance | OPD | OTHERS |  | 2007-11-18 |  | 8355 | Working
37 | Shadowless Lamp stand model | B | 18 inch |  | 2008-03-25 |  | OT | TNHSP | TNHSP/TNMSC/PII /E17/2007 | 2008-03-25 |  | 13749 | Working
38 | Auto Clave HP Vertical (2 bin) | C | 2 Bin Vertical |  | 2008-04-03 | Jupiter Manufacturing Works | OPD | TNHSP |  | 2009-06-11 |  | 21840 | Working
39 | Needle destroyer / Syringe Destroyer | C |  | 7511 | 2008-06-18 | Glo Life Care Equipments | Ward | TNHSP |  | 2012-01-12 |  | 785 | Working
40 | Needle destroyer / Syringe Destroyer | C |  | 7510 | 2008-06-18 | Glo Life Care Equipments | OPD | TNHSP |  | 2011-12-02 |  | 785 | Working
41 | Needle destroyer / Syringe Destroyer | C |  | 7509 | 2008-06-18 | Glo Life Care Equipments | OPD | TNHSP |  | 2010-07-22 |  | 785 | Working
42 | Needle destroyer / Syringe Destroyer | C |  | 7508 | 2008-06-18 | Glo Life Care Equipments | Labour ward | TNHSP |  | 2009-09-14 |  | 785 | Working
43 | Needle destroyer / Syringe Destroyer | C |  | 7507 | 2008-06-18 | Glo Life Care Equipments | Ward | TNHSP |  | 2008-08-29 |  | 785 | Working
44 | Needle destroyer / Syringe Destroyer | C |  | 7506 | 2008-06-18 | Glo Life Care Equipments | Dental OPD | TNHSP |  | 2008-07-12 |  | 785 | Working
45 | Ultra Sonogram -MOBILE | B | FUKUDA FF SONIC UF 4500 |  |  |  | Scan Room |  |  |  |  | 0 | Working
46 | ECG machine ordinary | B |  |  |  |  | Casuality(Condemned) |  |  |  |  | 0 | Working
47 | B.P.apparatus table model | C | [9 empty] | 0 | Working
48 | B.P.apparatus stand model | C |  |  | 2010-08-26 | MCM Pharma~ Walaja | OT | OTHERS |  | 2010-08-26 |  | 2350 | Working
49 | Stethoscope | C |  |  | 2010-08-26 | MCM Pharma ~Walaja | OT | OTHERS |  | 2010-08-26 |  | 585 | Working
50 | Auto Clave HP Vertical (2 bin) | C |  |  | 2009-08-07 | Solokrafts Industries | OPD | TNMSC | RCH-II/TNMSC/ENGG/E5/2009 | 2009-08-07 |  | 0 | Working
51 | Auto Clave HP Vertical (2 bin) | C |  |  | 2008-03-04 |  |  | DMS |  | 2009-06-11 |  | 0 | Working
52 | Suction Apparatus - Electrical | C | [9 empty] | 0 | Working
53 | Steriliser Small (Instruments) | C | 12X6X4 |  | 2010-08-26 | MCM Pharma ~Walaja | Operation Theatre | OTHERS |  | 2010-08-26 |  | 1150 | Working
54 | Operation Table Hydraulic Major | B2 |  |  | 2007-12-24 |  | OT | TNMSC |  | 2007-12-24 |  | 55120 | Working
660667

## GPH
DIRECTORATE OF MEDICAL AND RURAL HEALTH SERVICES
GOVERNMENT OF TAMIL NADU
REPORT : EQUIPMENT RECEIPT DETAILS REPORT-INSTITUTION WISE
PERIOD : 01/03/2008-04/03/2015
District : Vellore
Institution : GPH
S.No. | Equipment Name | Equipment Category | Equipment Model No | Equipment Serial No | Date of Receipt | Supplier Name | Location of Equipment | Source of Supply | Purchase Order No | Date of Installation | Warranty Valid Upto | Cost of the item | Working Status
1 | Suction Apparatus - Electrical | C | ELECTRIC |  | 2008-07-11 | VIN BIOTECH SYSTEMS LTD | GOT (CASUALITY) | OTHERS | 19062/TNMSC/ENGG/2008-09 Dt.09.05.2008 | 2008-08-05 |  | 4148 | Working
2 | Suction Apparatus - Electrical | C | ELECTRIC |  | 2008-07-11 | VIN BIOTECH SYSTEMS LTD | GOT (CASUALITY) | OTHERS | 19062/TNMSC/ENGG/2008-09 Dt.09.05.2008 | 2008-08-05 |  | 4148 | Working
3 | Suction Apparatus - Electrical | C | ELECTRIC |  | 2008-07-11 | VIN BIOTECH SYSTEMS LTD | Casuality | OTHERS | 19062/TNMSC/ENGG/2008-09 Dt.09.05.2008 | 2008-09-06 |  | 4148 | Working
4 | Suction Apparatus - Electrical | C | ELECTRIC |  | 2008-07-11 | VIN BIOTECH SYSTEMS LTD | GOT (CASUALITY) | OTHERS | 19062/TNMSC/ENGG/2008-09 Dt.09.05.2008 | 2008-08-05 |  | 4148 | Working
5 | Suction Apparatus - Electrical | C | ELECTRIC |  | 2008-07-11 | VIN BIOTECH SYSTEMS LTD | Male ward | OTHERS | 19062/TNMSC/ENGG/2008-09 Dt.09.05.2008 | 2008-10-17 |  | 4148 | Working
6 | Suction Apparatus - Electrical | C | ELECTRIC |  | 2008-07-11 | VIN BIOTECH SYSTEMS LTD | OPD | OTHERS | 19062/TNMSC/ENGG/2008-09 Dt.09.05.2008 | 2008-11-01 |  | 4148 | Working
7 | Suction Apparatus - Electrical | C | ELECTRIC |  | 2008-07-11 | VIN BIOTECH SYSTEMS LTD | Transferred to GVMCH | OTHERS | 19062/TNMSC/ENGG/2008-09 Dt.09.05.2008 | 2008-12-05 |  | 4148 | Working
8 | Suction Apparatus - Electrical | C | ELECTRIC |  | 2008-07-11 | VIN BIOTECH SYSTEMS LTD | Transferred to GVMCH | OTHERS | 19062/TNMSC/ENGG/2008-09 Dt.09.05.2008 | 2008-12-05 |  | 4148 | Working
9 | Radiant Warmer | C | NICE2007S |  | 2008-08-11 | MADRAS SURGICALS | LABOUR WARD | OTHERS | 19062/TNMSC/ENGG/2008-09 Dt.09.05.2008 | 2008-08-13 |  | 17680 | Working
10 | Boyles apparatus with out Circle Abosrber | B |  |  | 2008-08-19 | MADRAS SURGICALS | Transferred to GVMCH |  | 19062/TNMSC/ENGG/2008-09 Dt.09.05.2008 | 2010-02-06 |  | 125000 | Working
11 | Boyles apparatus with out Circle Abosrber | B |  |  | 2008-09-25 | MADRAS SURGICALS | OT |  | 19062/TNMSC/ENGG/2008-09 Dt.09.05.2008 | 2008-11-13 |  | 125000 | Working
12 | Suction Apparatus - Electrical | C | ELECTRIC |  | 2008-07-11 | VIN BIOTECH SYSTEMS LTD | GOT (CASUALITY) | TNMSC | 19062/TNMSC/ENGG/2008-09 Dt.09.05.2008 | 2008-08-05 | 2008-07-11 | 4148 | Working
13 | Suction Apparatus - Electrical | C | ELECTRIC |  | 2008-07-11 | VIN BIOTECH SYSTEMS LTD | Transferred to GVMCH | OTHERS | 19062/TNMSC/ENGG/2008-09 Dt.09.05.2008 | 2008-12-05 |  | 4148 | Working
14 | Suction Apparatus - Electrical | C | ELECTRIC |  | 2008-07-11 | VIN BIOTECH SYSTEMS LTD | Transferred to GVMCH | OTHERS | 19062/TNMSC/ENGG/2008-09 Dt.09.05.2008 | 2008-12-05 |  | 4148 | Working
15 | Foetal Doppler | C |  |  | 2008-08-13 | Received from GVMCH | LABOUR WARD | OTHERS |  | 2011-09-27 |  | 0 | Working
16 | Boyles apparatus with out Circle Abosrber | B |  |  | 2008-08-19 | MADRAS SURGICALS | Transferred to GVMCH | OTHERS | 19062/TNMSC/ENGG/2008-09 Dt.09.05.2008 | 2010-02-06 |  | 125000 | Working
17 | Suction Apparatus - Electrical | C | ELECTRIC |  | 2008-07-11 | VIN BIOTECH SYSTEMS LTD | Transferred to GVMCH | OTHERS | 19062/TNMSC/ENGG/2008-09 Dt.09.05.2008 | 2008-12-05 |  | 4148 | Working
18 | Diathermy Machine (Electric Cautery) | B | UMD3000 | Ee 0108012A | 2008-06-05 | HIREN PHARMA andamp;SURGICALS | GOT (CASUALITY) | TNMSC | 19062/TNMSC/ENGG/2008-09 Dt.09.05.2008 | 2008-08-05 |  | 145000 | Working
19 | Diathermy Machine (Electric Cautery) | B | UMD3000 | Ee 0108018A | 2008-06-05 | HIREN PHARMA andamp;SURGICALS | GOT (CASUALITY) | TNMSC | 19062/TNMSC/ENGG/2008-09 Dt.09.05.2008 | 2008-08-05 |  | 145000 | Working
20 | Operation Table Hydraulic Major | B2 | Hydralic |  | 2008-06-11 | JUPITER MANUFACTURING | GOT (CASUALITY) | TNMSC | 19062/TNMSC/ENGG/2008-09 Dt.09.05.2008 | 2008-08-05 |  | 53000 | Working
21 | Shadowless Lamp stand model | B | STAND |  | 2008-06-11 | JUPITER MANUFACTURING | Minor OT (CASUALITY) | TNMSC | 19062/TNMSC/ENGG/2008-09 Dt.09.05.2008 | 2008-12-19 |  | 13220 | Working
22 | Autoclave Mini | B |  |  | 2011-08-09 | JUPITER MANUFACTURING | G OT | OTHERS | 5279/S1/2011 | 2011-08-18 |  | 3430 | Working
23 | Suction Apparatus - Electrical | C | ELECTRIC |  | 2008-07-11 | VIN BIOTECH SYSTEMS LTD | Post -OP ward | OTHERS | 19062/TNMSC/ENGG/2008-09 Dt.09.05.2008 | 2008-08-22 |  | 4148 | Working
24 | Diathermy Machine (Electric Cautery) | B | UMD3000 | Ee 0108014A | 2008-06-05 | HIREN PHARMA andamp;SURGICALS | GOT (CASUALITY) | TNMSC | 19062/TNMSC/ENGG/2008-09 Dt.09.05.2008 | 2008-08-05 |  | 145000 | Working
25 | Shadowless Lamp stand model | B | ORDINARY |  | 2012-03-04 | Received from GHQH~Walajah | LABOUR WARD |  |  | 2012-04-23 |  | 0 | Working
26 | Suction Apparatus - Electrical | C | ELECTRIC |  | 2008-07-11 | VIN BIOTECH SYSTEMS LTD | Female ward | OTHERS | 19062/TNMSC/ENGG/2008-09 Dt.09.05.2008 | 2008-08-22 |  | 4148 | Working
27 | Suction Apparatus - Electrical | C | ELECTRIC |  | 2008-07-11 | VIN BIOTECH SYSTEMS LTD | Transferred to GVMCH | OTHERS | 19062/TNMSC/ENGG/2008-09 Dt.09.05.2008 | 2008-12-05 |  | 4148 | Working
28 | Radiant Warmer | C | NICE2007S |  | 2008-08-11 | MADRAS SURGICALS | LABOUR WARD | OTHERS | 19062/TNMSC/ENGG/2008-09 Dt.09.05.2008 | 2008-08-13 |  | 17680 | Working
29 | Boyles apparatus with out Circle Abosrber | B |  |  | 2008-08-19 | MADRAS SURGICALS | Transferred to GVMCH | OTHERS | 19062/TNMSC/ENGG/2008-09 Dt.09.05.2008 | 2010-02-06 |  | 125000 | Working
30 | Lab Incubator | C | 2*2*3 |  | 2008-06-06 | VIN BIOTECH SYSTEMS LTD | LABORATORY | TNMSC | 19062/TNMSC/ENGG/2008-09 Dt.09.05.2008 | 2011-04-12 |  | 28025 | Working
31 | Shadowless Lamp stand model | B | STAND |  | 2008-06-11 | JUPITER MANUFACTURING | Transferred to GVMCH | TNMSC | 19062/TNMSC/ENGG/2008-09 Dt.09.05.2008 | 2010-02-06 |  | 13220 | Working
32 | Auto Clave HP Vertical (2 bin) | C |  |  | 2008-06-11 | JUPITER MANUFACTURING | GOT | TNMSC | 19062/TNMSC/ENGG/2008-09 Dt.09.05.2008 | 2008-08-05 |  | 21000 | Working
33 | Semi auto analyser | B2 | PRETEST |  | 2008-06-11 | SHANBIOTECH | LABORATORY | OTHERS | 19062/TNMSC/ENGG/2008-09 Dt.09.05.2008 | 2011-01-24 |  | 76400 | Working
34 | Suction Apparatus - Electrical | C | ELECTRIC |  | 2008-07-11 | VIN BIOTECH SYSTEMS LTD | Transferred to GVMCH | OTHERS | 19062/TNMSC/ENGG/2008-09 Dt.09.05.2008 | 2008-12-05 |  | 4148 | Working
35 | Foetal Doppler | C |  |  | 2008-08-13 | Received from GVMCH | LABOUR WARD | OTHERS |  | 2008-08-19 |  | 0 | Working
36 | Bowl Steriliser - big | C |  |  | 2008-08-13 | Received from GVMCH | OT | OTHERS |  | 2008-08-15 |  | 0 | Working
37 | Operation Table Hydraulic Major | B2 | Hydralic |  | 2008-06-11 | JUPITER MANUFACTURING | GOT (CASUALITY) | TNMSC | 19062/TNMSC/ENGG/2008-09 Dt.09.05.2008 | 2008-08-05 |  | 53000 | Working
38 | Suction Apparatus - Electrical | C | ELECTRIC |  | 2008-07-11 | VIN BIOTECH SYSTEMS LTD | Transferred to GVMCH | OTHERS | 19062/TNMSC/ENGG/2008-09 Dt.09.05.2008 | 2008-12-05 |  | 4148 | Working
39 | Operation Table Hydraulic Major | B2 | Hydralic |  | 2008-06-11 | JUPITER MANUFACTURING | GOT (CASUALITY) | TNMSC | 19062/TNMSC/ENGG/2008-09 Dt.09.05.2008 | 2008-08-05 |  | 53000 | Working
40 | Operation Table Hydraulic Major | B2 | Hydralic |  | 2008-06-11 | JUPITER MANUFACTURING | Minor OT | TNMSC | 19062/TNMSC/ENGG/2008-09 Dt.09.05.2008 | 2008-12-19 |  | 53000 | Working
41 | Shadowless Lamp stand model | B | STAND |  | 2008-06-11 | JUPITER MANUFACTURING | Transferred to GVMCH | TNMSC | 19062/TNMSC/ENGG/2008-09 Dt.09.05.2008 | 2010-02-06 |  | 13220 | Working
42 | Shadowless Lamp stand model | B | ORDINARY |  | 2012-03-04 | Received from GHQH~Walajah | OT |  |  | 2012-04-23 |  | 0 | Working
43 | Suction Apparatus - Electrical | C | ELECTRIC |  | 2008-07-11 | VIN BIOTECH SYSTEMS LTD | Transferred to GVMCH | OTHERS | 19062/TNMSC/ENGG/2008-09 Dt.09.05.2008 | 2008-12-05 |  | 4148 | Working
44 | Operation Table Hydraulic Major | B2 | Hydralic |  | 2008-06-11 | JUPITER MANUFACTURING | OT | TNMSC | 19062/TNMSC/ENGG/2008-09 Dt.09.05.2008 | 2011-10-22 |  | 53000 | Working
45 | Shadowless Lamp stand model | B | STAND |  | 2008-06-11 | JUPITER MANUFACTURING | Transferred to GVMCH |  | 19062/TNMSC/ENGG/2008-09 Dt.09.05.2008 | 2010-02-10 |  | 13220 | Working
46 | Photo Calorie Meter - Analog / Digital | C | REMA |  | 2008-06-04 | M.C.DALAL | LABORATORY | OTHERS | 19062/TNMSC/ENGG/2008-09 Dt.09.05.2008 | 2011-01-24 |  | 13924 | Working
47 | Suction Apparatus - Electrical | C | ELECTRIC |  | 2008-07-11 | VIN BIOTECH SYSTEMS LTD | Transferred to GVMCH | OTHERS | 19062/TNMSC/ENGG/2008-09 Dt.09.05.2008 | 2008-12-05 |  | 4148 | Working
48 | Shadowless Lamp stand model | B | STAND |  | 2008-06-11 | JUPITER MANUFACTURING | Transferred to GVMCH | TNMSC | 19062/TNMSC/ENGG/2008-09 Dt.09.05.2008 | 2010-02-06 |  | 13220 | Working
49 | Autoclave Mini | B |  |  | 2011-08-09 | JUPITER MANUFACTURING | LABOUR WARD | OTHERS | 5279/S1/2011 | 2008-08-12 |  | 3430 | Working
50 | Distilled water stills | C |  |  | 2008-06-04 | M.C.DALAL | LABORATORY | OTHERS | 19062/TNMSC/ENGG/2008-09 Dt.09.05.2008 | 2011-01-24 |  | 2820 | Working
51 | Suction Apparatus - Electrical | C | ELECTRIC |  | 2008-07-11 | VIN BIOTECH SYSTEMS LTD | LABOUR WARD | OTHERS | 19062/TNMSC/ENGG/2008-09 Dt.09.05.2008 | 2008-08-13 |  | 4148 | Working
52 | Binocular Mircroscope | B2 | BDI 13A |  | 2014-01-02 | SOLOKRAFTS INDUSTRIES | LAB | TNHSP | TNHSP/TNMSC/AG87C/2013 Dt.22.10.13 | 2014-01-25 | 2015-01-24 | 18600 | Working
1552049

## Pernambut
DIRECTORATE OF MEDICAL AND RURAL HEALTH SERVICES
GOVERNMENT OF TAMIL NADU
REPORT : EQUIPMENT RECEIPT DETAILS REPORT-INSTITUTION WISE
PERIOD : 01/03/2008-04/03/2015
District : Vellore
Institution : Pernambut
S.No. | Equipment Name | Equipment Category | Equipment Model No | Equipment Serial No | Date of Receipt | Supplier Name | Location of Equipment | Source of Supply | Purchase Order No | Date of Installation | Warranty Valid Upto | Cost of the item | Working Status
1 | Weighing Machine Electronic | C |  |  | 2013-03-07 | svr pharma guduyattam | NCD CLINIC | OTHERS |  | 2013-03-07 | 2016-02-29 | 1350 | Working
2 | B.P.apparatus stand model | C |  |  | 2013-03-07 | SVR PHARMA GUDIYATTAM | NCD CLINIC | OTHERS |  | 2013-03-07 | 2016-01-31 | 3025 | Working
3 | Mannual Colposcope | C | 15ARI II_1D |  | 2013-03-05 | SOUTH INDIA SURGICAL | NCD CLINIC | TNMSC | 12-13/2503DT/18-02-2013 |  |  | 0 | Working
4 | Foetal Doppler | C |  |  | 2013-07-03 | svr pharma | labour ward | OTHERS |  | 2013-07-03 |  | 4200 | Working
5 | Pulse Oximeter | B2 | 104004778 |  | 1998-12-18 | trans health care india pvt limited pondichery | OPERATION THEATER | TNMSC | 14262/PO/TNMSC |  |  | 34 | Working
6 | PH meter | C | RPA_IGRTIOANPN | 1336 | 2014-05-03 | RLT INSTRUMENTATION PVT LTD |  | TNHSP | TNHSP/TNMSC/AG87B/2013-1 |  |  | 0 | Working
7 | Water Bath/Ultrasonic Water Bath | C | SMI-143~Make- jindal |  | 2014-05-27 | S.M.Scientific Instruments Pvt.ltd |  | TNHSP | TNHSP/TNMSC/AG87h(R)214 |  |  | 8262 | Working
8 | Multi Para Monitor | B2 | G3D |  | 2014-07-18 | TRANS HEALTH CARE INDIA PRIVATE LIMITED | OPERATION THEATRE | TNMSC | 17240/TNMSC/ENGG/2014-3 Dt-16.05.2014 | 2014-07-24 | 2017-07-23 | 0 | Working
9 | Rotary Microtome | C | MODEL-BDI 149 | 148 |  | SOLOKRAFTS INDUSTRIES | STORES | TNMSC | TNHSP/TNMSC/AG87F(R)2014_2~19.05.2014 |  |  | 0 | Working
10 | Generator | C |  |  | 1996-05-06 | Birla Yamaha | Ward | OTHERS |  | 1996-05-06 |  | 19800 | Working
11 | Electri centrifuger | C |  |  | 2000-11-22 | Associated surgicals | Lab | TNMSC | 56509/cpII/1/2000 | 2000-11-22 |  | 7249 | Working
12 | Electri centrifuger | C |  |  | 1997-05-12 | Associated surgicals | Lab | TNMSC |  | 1997-05-12 |  | 2330 | Working
13 | Glucometer | C |  |  | 2003-08-26 | Associated surgicals | Lab | OTHERS | 45036/sps/1/03 Dt.12/06/03 | 2003-08-26 |  | 4584 | Working
14 | Mono cular Microscope | C |  |  | 1995-11-29 |  | Lab |  | From DTO Office | 1995-08-29 |  | 0 | Working
15 | Mono cular Microscope | C |  |  | 2002-08-01 |  | Store | OTHERS | From DTO Office | 2002-08-01 |  | 0 | Working
16 | Semi auto analyser | B2 | Erba Chem 5+ | 103311 | 2004-01-14 | Transasia Bio Medicals | Lab | TNMSC |  | 2004-01-14 |  | 145600 | Working
17 | B.P.apparatus table model | C | Box |  | 2012-04-27 | SVR Pharma | OP | OTHERS |  | 2012-04-27 |  | 1842 | Working
18 | Auto Clave HP Vertical (2 bin) | C | 12x20 |  |  |  | OP |  | 97000/CP2/01 Dt.28/01/2001 | 2001-05-04 |  | 4600 | Working
19 | Autoclave vertical single bin | C | 9x9 |  |  |  | Dental OP |  | 97000/CP2 Dt.08.01.2001 | 2001-03-13 |  | 48500 | Working
20 | Autoclave vertical single bin | C | 9x9 |  |  | Alan medical laboratory | OPD |  | 97000/CP2 Dt.08.01.2001 | 2001-05-25 |  | 0 | Working
21 | Bowl steriliser - Medium | C |  |  | 2001-03-16 | Associated surgicals | OT | TNMSC | 97000/CP II /2000 Dt.28.01.2001 | 2001-03-16 |  | 14580 | Working
22 | Operation Table Hydraulic Major | B2 |  |  |  |  | OT |  |  |  |  | 0 | Working
23 | Operation Table Hydraulic Major | B2 |  |  |  |  | OT |  |  |  |  | 0 | Working
24 | Operation Table Hydraulic Major | B2 |  |  | 2001-03-13 | Surgical companies | OT | OTHERS |  | 2001-03-13 |  | 0 | Working
25 | B.P.apparatus stand model | C | Stand | 162 | 2006-03-28 | Kashmaj surgicals | OP | OTHERS |  | 2006-03-28 |  | 1000 | Working
26 | B.P.apparatus stand model | C | Stand |  | 2011-12-15 | SVR Pharma | OPD |  |  |  |  | 2915 | Working
27 | B.P.apparatus stand model | C | Stand |  | 2011-12-15 | SVR Pharma | OPD | OTHERS |  | 2011-12-15 |  | 2915 | Working
28 | B.P.apparatus table model | C | Box |  | 1986-12-03 | Paragon handle | OT |  | GPH~Vellore |  |  | 0 | Working
29 | ECG machine ordinary | B | BPL 108 |  | 2011-11-22 | BPL LIMITED | Ward |  | 67990/cp2/1196 |  |  | 12151 | Working
30 | Pulse Oximeter | B |  |  | 1998-12-18 | Trans health care | OT | OTHERS |  | 1998-12-18 |  | 34000 | Working
31 | Suction Apparatus - Foot operated | B | Foot |  | 2001-02-08 |  | OT | DMS | 97000/CP II/1/2000 Dt.28/01/2001 | 2001-02-08 |  | 8200 | Working
32 | B.P.apparatus stand model | C | Stand |  |  | Paragon handle | OT |  | From GPH Vellore |  | 1986-12-03 | 0 | Working
33 | B.P.apparatus stand model | C | Stand |  | 1986-12-03 | Paragon handle | OT |  | GPH Vellore |  |  | 0 | Working
34 | B.P.apparatus table model | C |  |  |  | Paragon handle | OT |  |  |  |  | 0 | Working
35 | Ultra Sonogram -MOBILE | B |  |  | 1996-03-30 | Kody Elcot | Ward | OTHERS | 4540/s1 | 1996-03-30 |  | 840000 | Working
36 | Auto Clave HP Vertical (2 bin) | C | 12x24 |  | 1996-06-13 | Associated surgicals | Store | DMS |  | 1996-07-23 |  | 0 | Working
37 | Auto Clave HP Vertical (2 bin) | C | 12x24 | J980226 | 1995-06-23 | Modern engineering and hospital equipment | Ward | TNMSC | 11060/AIDS/94 | 1995-06-28 |  | 10800 | Working
38 | Suction Apparatus - Foot operated | B | Foot |  | 2001-02-08 |  | OT | DMS | 97000/CP II/1/2000 Dt.28/01/2001 | 2001-02-08 |  | 8200 | Working
39 | Needle destroyer / Syringe Destroyer | C |  |  | 2011-08-08 | SVR Pharma | OPD | OTHERS |  | 2011-08-08 |  | 1910 | Working
40 | X-ray Machine 100 mA | B | Nanophos | Poly-11 | 1996-07-15 | Siemens | X-Ray Dept | TNMSC | 36893 CP I I/1/95 | 1997-06-12 |  | 143277 | Working
41 | Refrigerator | C | [9 empty] | 0 | Working
42 | Refrigerator | C | 165 L |  | 1979-08-03 |  | Stores |  | 41894/S1 Dt 26/02/79 | 1979-08-03 |  | 0 | Working
43 | Refrigerator | C |  | 3381256 | 1996-03-27 | G E appliance | OPD | OTHERS |  | 1996-03-27 |  | 8200 | Working
44 | Ring Lens System with Illumination |  |  |  | 2012-01-25 | solo inds | labour ward |  | TNHSP/TNMSC/ICB/AG31/2011~19.10.11 | 2012-01-25 | 2015-01-13 | 0 | Working
45 | Cryotheraphy Unit |  | CRYO 004B ON-OFF SUPER DELUX |  | 2012-01-25 | Solo inds | OT | TNMSC | TNHSP/TNMSC/AG30A/2011~14.10.11 | 2012-01-25 | 2013-01-13 | 0 | Working
46 | Deletion | C |  |  | 2012-01-25 | Associated surgicals | STORES | TNMSC | TNHSP/TNMSC/AG229E/2011~04.10.11 | 2012-01-25 | 2015-01-13 | 0 | Working
47 | baby weighing mechine |  |  |  | 1997-03-21 |  | ward |  |  |  |  | 0 | Working
48 | Weighing machine prestige |  |  |  | 2012-02-21 | ALAN MEDICAL | OT | TNMSC | TNHSP/TNMSC/ENGG/AG24/2011 | 2012-02-22 |  | 0 | Working
49 | Nebuliser Adult | C |  |  | 2011-04-05 | SVR Pharma | ward | OTHERS |  | 2011-04-11 |  | 0 | Working
50 | Nebuliser Adult | C |  |  | 2011-09-03 | svr pharma | opd | OTHERS |  | 2011-09-03 |  | 0 | Working
51 | Needle destroyer / Syringe Destroyer | C |  |  | 2008-06-19 | GIO-LIFE CARE EQUIPMENTS | OPD | TNMSC |  | 2008-06-19 |  | 0 | Working
52 | Needle destroyer / Syringe Destroyer | C |  |  | 2011-03-09 | svr pharma | OPD | OTHERS |  | 2011-03-09 |  | 1170 | Working
53 | Needle destroyer / Syringe Destroyer | C |  |  | 2011-11-07 | SVR PHARMA | OPD | OTHERS |  | 2011-11-07 |  | 0 | Working
54 | Hot Air Oven/Hot Air Oven Digital/Digital Oven | C |  |  | 2009-08-12 | M/s. Solokraft industries | LAB | TNMSC | TNHSP/TNMSC/11B/PBE22009 | 2009-08-12 |  | 11953 | Working
55 | Suction Apparatus - Electrical(Hivacuam) | B2 |  |  | 2009-02-11 | VISHAL HOSPITAL STEEL FURNITURE MANU | OPD | TNMSC | TNHSP/TNMSC/P3E8/2008 Dt.10/09/2008 | 2009-02-11 |  | 3900 | Working
56 | STERILIZER |  |  |  | 2008-10-16 | JUPITER MANU | OPD | TNMSC |  | 2008-10-16 |  | 0 | Working
57 | Auto Clave HP Vertical (2 bin) | C |  |  | 2008-03-04 | Jupiter Manufacturing | OT | TNMSC | TNHSP/TNMSC/P2C11/2007 | 2010-11-01 |  | 32000 | Working
58 | Magnavision Lamp | C |  |  | 2011-03-13 | Jupitor manufacturing | ward | TNMSC | 04R/NRHM/TNMSC/ENGG/2011 Dt12-2-2011 | 2011-03-13 |  | 4676 | Working
59 | Needle destroyer / Syringe Destroyer | C |  |  | 2010-08-07 | svr pharma | OPD | OTHERS |  | 2010-08-07 |  | 0 | Working
60 | Needle destroyer / Syringe Destroyer | C |  |  | 2011-11-06 | SVR PHARMA | WARD | OTHERS |  | 2011-11-06 |  | 1910 | Working
61 | Lab Incubator | C |  |  | 2009-08-12 | SOLO INDUS | LAB | TNMSC |  | 2009-08-12 |  | 0 | Working
62 | Radiant Warmer | C |  |  | 2008-11-11 | Datex ohmeda | LW | TNMSC | TNMSC/P3E9/2008 | 2008-11-11 |  | 18000 | Working
63 | ECG machine computerized | B | EDAN SE3 | 309035-M11801710093 | 2011-11-22 | Madras surg | ward | TNMSC | TNHSP/TNMSC/ENGG/AG27/2001 | 2011-11-28 |  | 36637 | Working
64 | Needle destroyer / Syringe Destroyer | C |  |  | 2011-03-10 | SVR PHARMA | OT | OTHERS |  |  |  | 0 | Working
65 | Needle destroyer / Syringe Destroyer | C |  |  | 2011-11-08 | SVR PHARMA | OPD | OTHERS |  | 2011-11-08 |  | 1910 | Working
66 | Computer | C | HD 250 GOLD |  | 2011-01-14 | HCL INFOSYSTEMS LTD | DISPENSARY-2~OP REGISRTATION-2~ LAB-1~PHYSIO-;1~INJEC OP-2~DR. ROOM-10~MAIN STORE--5 | TNHSP | TNHSP/ELCOT/ICB/COMP 07/12/10 |  |  | 598720 | Working
67 | UPS | C |  |  | 2011-03-29 | UNILINE | OP | TNHSP |  |  |  | 0 | Working
68 | Binocular Mircroscope | B2 |  |  | 2009-08-12 | M/s Solokraft Industries | LAB | TNHSP | TNHSP/TNMSC/ICB/P3E2/2009 Dt 28-01-09 | 2009-08-12 |  | 9393 | Working
69 | ECG machine ordinary | B2 | 108 |  | 2011-04-26 | BPL | Ward |  | Received from Walajah GH |  |  | 0 | Working
70 | Foetal Doppler | C | ANS075 |  | 2007-03-05 | AKAS INFU 300 | WARD | TNMSC |  | 2007-03-20 |  | 24400 | Working
71 | Boyles apparatus with Ventilator | B |  |  | 2000-10-20 | Received from Gudiyatham | OT |  | Received from Gudiyatham | 2000-10-20 |  | 0 | Working
72 | Boyles Apparatus with Fluotec and circle absorber | B |  |  | 2001-02-15 | Usha drager limited | OT | TNMSC | 97000/CPI II/I 2000 Dt.28/01/2001 | 2001-02-15 |  | 90865 | Working
73 | Ultra Sonogram -MOBILE | B | 600A | U32020G70475DHE-1 | 2009-08-25 | Vinbiotech systems | Labour ward | TNMSC |  | 2009-08-26 |  | 0 | Working
74 | Auto Clave HP Vertical (2 bin) | C |  |  |  |  | Ward |  | 97000/CP2/01 Dt.28/01/2001 |  |  | 4600 | Working
75 | Auto Clave HP Vertical (2 bin) | C | 16*24 | 193 |  | Solokraft industries | OT |  | Transfer from walajah |  |  | 0 | Working
76 | Auto Clave HP Vertical (2 bin) | C | 16X24 | 130 |  | Solokraft industries | Ward |  | Transfer from Walajah |  |  | 0 | Working
77 | Auto Clave HP Vertical (2 bin) | C | 9x9 |  |  |  | Store |  |  |  |  | 0 | Working
78 | Autoclave vertical single bin | C | [9 empty] | 0 | Working
79 | Weighing machine paed | C |  |  | 1997-03-21 |  | Ward |  |  | 1997-03-21 |  | 0 | Working
80 | Sterilizer Medium (Instrument) | C |  |  | 2008-10-16 | Jupiter manufacture | OPD | TNMSC | TNHSP/TNMSC/ENGG/P3E17 | 2008-10-16 |  | 1456 | Working
81 | X-ray Machine 100 mA | B2 |  |  | 1996-07-15 | Siemens | Radiology | TNMSC | 36893 CPI Dt.01/01/95 | 1997-12-06 |  | 0 | Working
82 | Alpha Bed with motor | C |  |  | 2007-07-05 |  | Ward | DMS |  | 2007-07-05 |  | 6600 | Working
83 | Binocular Mircroscope | B2 |  |  | 2009-08-12 | M/s. Solokrafts Industries | Lab | TNHSP | TNHSP/TNMSC/ICB/2009/P3E2 | 2009-08-12 |  | 9393 | Working
84 | Lab Incubator | C |  |  | 2009-08-12 | M/s.Solokraft industries limited | LAB | TNMSC | TNHSP/TNMSC/ICB/PB52/2009 | 2009-08-12 |  | 11953 | Working
85 | Needle destroyer / Syringe Destroyer | C |  |  | 2008-06-19 | Gio life care | Ward | OTHERS |  | 2008-06-19 |  | 755 | Working
86 | Radiant Warmer | C |  |  | 2008-11-11 | Datex ohmeda | Ward | TNMSC | TNMSC/P3E9/2008 | 2008-11-11 |  | 18000 | Working
87 | Suction Apparatus - Electrical(Hivacuam) | B2 |  |  | 2009-02-11 | Vishal hospital | Ward | TNMSC | TNHSP/TNMSC/P3E8/2008 Dt.10/09/2008 | 2009-02-11 |  | 3900 | Working
88 | Needle destroyer / Syringe Destroyer | C |  |  | 2010-08-07 | SVR Pharma | Ward | OTHERS |  | 2010-08-07 |  | 888 | Working
89 | Needle destroyer / Syringe Destroyer | C |  |  | 2011-03-09 | SVR Pharma | Ward | OTHERS |  | 2011-03-09 |  | 1170 | Working
90 | Suction Apparatus - Electrical(Hivacuam) | B2 |  |  | 2009-02-11 | Vishal hospitals | Ward | TNMSC | TNHSP/TNMSC/P3E8/2008 Dt.10/09/2008 | 2009-02-11 |  | 3900 | Working
91 | Suction Apparatus - Electrical(Hivacuam) | B2 |  |  | 2009-02-11 | Vishal hospitals | Ward | TNMSC | TNHSP/TNMSC/P3E8/2008 Dt.10/09/2008 | 2009-02-11 |  | 3900 | Working
92 | Shadowless Lamp stand model | B |  |  | 2000-11-06 | From GPH Vellore | OT |  | Received from GPH | 2000-11-06 |  | 0 | Working
93 | Needle destroyer / Syringe Destroyer | C |  |  | 2011-03-09 | SVR Pharma | OPD | OTHERS |  | 2011-03-09 |  | 1170 | Working
94 | Electri centrifuger | C | BDI 152 |  | 2012-01-25 | Solokraft industries | Stores | TNHSP | TNHSP/TNMSC/AG229E/2011~04.10.11 | 2012-01-25 | 2015-01-13 | 5345 | Working
95 | X-ray Machine 100 mA | B2 |  |  | 1996-07-15 | Siemens | Radiology | TNMSC | 36893 CPI Dt.01/01/95 | 1997-12-06 |  | 438452 | Working
96 | Electri centrifuger | C | 8 Buckets |  | 2009-08-12 | Solokraft industries | Lab | TNMSC | TNHSP/TNMSC/icb73 E-2/07 | 2009-08-12 |  | 10873 | Working
97 | Focus lamp Ordinary | C |  |  |  |  | Ward |  |  |  |  | 0 | Working
98 | Diathermy Machine (Electric Cautery) | B |  |  | 2007-07-05 |  | Operation Theatre | DMS |  | 2007-07-05 |  | 18000 | Working
99 | Weighing machine adult | C |  |  | 1997-01-29 | Associated surgicals | Lab | OTHERS | 6799c/cp II 1/96 Dt.16.12.96 | 1997-01-29 |  | 340 | Working
100 | Suction Apparatus - Foot operated | C |  |  | 1996-10-10 | Received from AO~D.F.W | Ward |  | Received from AO~D.F.W | 1996-10-10 |  | 0 | Working
101 | Shadowless Lamp stand model | B |  |  | 2010-11-30 | Received from GH~Walajah | OT |  | Received from GH~Walajah | 2010-11-30 |  | 0 | Working
102 | Needle destroyer / Syringe Destroyer | C |  |  | 2011-03-09 | SVR Pharma | OPD | OTHERS |  | 2011-03-09 |  | 0 | Working
103 | Focus lamp Ordinary | C |  |  | 2010-11-30 | Received from Walajah GH | Stores | OTHERS | Received from Walajah GH | 2010-11-30 |  | 0 | Working
104 | B.P.apparatus table model | C |  |  | 2012-05-04 | SVR Pharma | OP | OTHERS |  | 2012-05-04 |  | 1842 | Working
105 | Nebuliser Adult | C |  |  | 1999-05-21 | Associated surgicals | Ward | DMS |  | 1999-05-21 |  | 4590 | Working
106 | Weighing machine adult | C |  |  | 1997-01-29 | Associated surgicals | Ward | OTHERS | 6799c/CP II 1/96 Dt.16/12/96 | 1997-01-29 |  | 340 | Working
107 | Weighing machine adult | C |  |  | 2012-02-22 | ALAN MEDICAL | Stores | TNMSC | TNHSP/TNMSC/ENGG/AG 24 | 2012-02-22 |  | 627 | Working
108 | Baby Incubators | C | NIce3010R |  | 2007-11-28 | Madras Surgicals | Labour Ward | TNHSP | TNHSP/TNMSC/ICB/2009/P3E2 | 2007-11-28 |  | 49795 | Working
109 | Operation Table Hydraulic Major | B2 |  |  | 2007-12-24 | Jupiter Manufacture | OT | OTHERS |  | 2007-12-24 |  | 0 | Working
110 | Refrigerator | C |  |  | 2007-12-29 | Davey Pharma | Dispensry | TNMSC |  | 2007-12-29 |  | 10400 | Working
111 | Printer | C | HD 250 Gold |  | 2011-01-14 | HCL INFOSYSTEMS LTD | DISPENSARY-2~ IP REGIS-2~ LAB~1; M.O -ROOM~1~ MAIN STORES-5 | TNHSP |  | 2011-01-14 |  | 100079 | Working
2883426

## Sholinghur
DIRECTORATE OF MEDICAL AND RURAL HEALTH SERVICES
GOVERNMENT OF TAMIL NADU
REPORT : EQUIPMENT RECEIPT DETAILS REPORT-INSTITUTION WISE
PERIOD : 01/03/2008-04/03/2015
District : Vellore
Institution : Sholinghur
S.No. | Equipment Name | Equipment Category | Equipment Model No | Equipment Serial No | Date of Receipt | Supplier Name | Location of Equipment | Source of Supply | Purchase Order No | Date of Installation | Warranty Valid Upto | Cost of the item | Working Status
1 | Semi auto analyser | B2 | Erba Chem 5+ |  |  |  | Lab |  |  |  |  | 0 | Working
2 | Needle destroyer / Syringe Destroyer | C |  |  | 2008-06-23 | Glo Life Care Equipments | Dental OP | TNHSP |  |  |  | 0 | Working
3 | Needle destroyer / Syringe Destroyer | C |  |  | 2008-06-23 | Glo Life Care Equipments | L W | TNHSP |  |  |  | 0 | Working
4 | Auto Clave HP Vertical (2 bin) | C |  |  | 2010-09-21 | Hospital Superintedent G.V.D.H.Q. Hospital~ Walajapet. | Emergency Casuality | OTHERS |  |  |  | 0 | Working
5 | Generator | C | 1 KVA Model 1000K |  |  |  | OP |  |  |  |  | 0 | Working
6 | Weighing machine infant | C | Baby |  | 2001-06-12 |  | FW Dept. | DDFW |  |  |  | 0 | Working
7 | Weighing machine adult | C | Adult |  | 2007-04-30 | Uni Pharma | Ch Wd | JDHS |  |  |  | 0 | Working
8 | Weighing machine adult | C | Adult |  | 2007-04-30 | Uni Pharma | OP | JDHS |  |  |  | 0 | Working
9 | Weighing machine adult | C | Adult |  | 2007-04-30 | Uni Pharma | Sida OP | JDHS |  |  |  | 0 | Working
10 | Foetal Doppler | C |  |  | 2008-05-22 | Vibash Surgicals | L W | TNHSP |  |  |  | 0 | Working
11 | Silastic vacuum extractor | C |  |  | 2008-06-09 | Alan Medical and Laboratory Product | L W | TNHSP |  |  |  | 0 | Working
12 | Radiant Warmer | C |  |  | 2008-08-11 | Datex Ohemada | OT | TNHSP |  |  |  | 0 | Working
13 | Weighing machine infant | C | Baby |  | 2008-10-15 | Jupitor Manufacturing Works |  | TNHSP |  |  |  | 0 | Working
14 | Weighing machine adult | C | Adult |  | 2009-05-29 | Saberwal Surgicals Co Pvt. Ltd |  | NRHM |  |  |  | 0 | Working
15 | Weighing machine infant | C | Baby |  | 2009-05-29 | Saberwal Surgicals Co Pvt. Ltd |  | NRHM |  |  |  | 0 | Working
16 | Weighing machine paed | C |  |  |  |  | Ch and ID Wd |  |  |  |  | 0 | Working
17 | Phototherapy Unit | C |  |  |  |  | GH - Parampet |  |  |  |  | 0 | Working
18 | Radiant Warmer | C |  |  |  |  | L W |  |  |  |  | 0 | Working
19 | Radiant Warmer | C |  |  |  |  | L W |  |  |  |  | 0 | Working
20 | Silastic vacuum extractor | C | Silastic |  |  |  | L W |  |  |  |  | 0 | Working
21 | Weighing machine paed | C |  |  |  |  | Lab |  |  |  |  | 0 | Working
22 | Weighing machine paed | C |  |  |  |  | OP |  |  |  |  | 0 | Working
23 | Weighing machine infant | C | Baby |  |  |  | OT |  |  |  |  | 0 | Working
24 | Foetal Monitor | B | [9 empty] | 0 | Working
25 | Foetal Doppler | C | [9 empty] | 0 | Working
26 | Phototherapy Unit | C | [9 empty] | 0 | Working
27 | Silastic vacuum extractor | C | [5 empty] | IPPV |  |  |  | 0 | Working
28 | Weighing machine adult | C | M/C No. 14262 Platform | [8 empty] | 0 | Working
29 | Weighing machine infant | C | Baby | [8 empty] | 0 | Working
30 | Weighing machine paed | C | [9 empty] | 0 | Working
31 | Weighing machine paed | C | [9 empty] | 0 | Working
32 | Needle destroyer / Syringe Destroyer | C |  |  | 2008-06-23 | Glo Life Care Equipments | Ch Wd | TNHSP |  |  |  | 0 | Working
33 | Suction Apparatus - Electrical | C | Abortion |  | 2001-03-10 | DDFW | L W | DDFW |  |  |  | 0 | Working
34 | Diathermy Machine (Electric Cautery) | B |  |  | 2002-02-28 | General Surgicals | OT | DFW |  |  |  | 0 | Working
35 | Shadowless Lamp stand model | B | Mobile~ 18 |  | 2002-04-06 | DDFW | L W | DDFW |  |  |  | 0 | Working
36 | Shadowless Lamp stand model | B | Mobile~ 18 |  | 2002-09-04 | DDFW | PHC Bavaram | DDFW |  |  |  | 0 | Working
37 | Laryngoscope(Adult) | C | 2 Blad |  | 2002-09-19 | VDL Enterprize | OT | JDHS |  |  |  | 0 | Working
38 | Laryngoscope(Adult) | C | 3 Blads |  | 2002-09-19 | VDL Enterprize | OT | JDHS |  |  |  | 0 | Working
39 | Suction Apparatus - Foot operated | B | Foot Operated |  | 2002-09-19 | VDL Enterprize | OT | JDHS |  |  |  | 0 | Working
40 | Needle destroyer / Syringe Destroyer | C |  |  | 2003-06-25 | Linco Scientific India Ltd. | L W | DMandRHS |  |  |  | 0 | Working
41 | Glucometer | C |  |  | 2003-08-22 | Associated Surgicals | Lab | SandP |  |  |  | 0 | Working
42 | ECG machine ordinary | B | Alpha ??? 99 |  | 2003-10-20 | PHC Poni | OPD | Transfer |  |  |  | 0 | Working
43 | Shadowless Lamp stand model | B | Mobile~ 18 |  | 2004-04-23 | DDFW | OT | DDFW |  |  |  | 0 | Working
44 | Generator | C | EK 400 Hon |  | 2004-09-23 | Gash Motors | OP | HMF |  |  |  | 0 | Working
45 | ECG machine ordinary | B |  |  | 2006-05-16 | Solocaft Industries | OPD | DMandRHS |  |  |  | 0 | Working
46 | Laproscope Double Puncture | C | Double Pancher |  | 2006-07-03 |  | OT | DDFW |  |  |  | 0 | Working
47 | Diathermy Machine (Electric Cautery) | B |  |  | 2007-01-07 | Jupitor Manufacturing Works | OT | SandP |  |  |  | 0 | Working
48 | Infusion pump | C |  |  | 2007-03-19 | Akas Medicals | OT | SandP |  |  |  | 0 | Working
49 | Alpha Bed with motor | C |  |  | 2007-07-01 | Jupitor Manufacturing Works | MandF W | DMandRHS |  |  |  | 0 | Working
50 | Formaline dispenser | C |  |  | 2007-08-20 | Vibash Surgicals | OT | TNHSP |  |  |  | 0 | Working
51 | B.P.apparatus table model | C | Box Type |  | 2008-02-05 | Medi Aids Equipments | OP | HMF |  |  |  | 0 | Working
52 | B.P.apparatus table model | C | Box Type |  | 2008-02-05 | Medi Aids Equipments | OP | HMF |  |  |  | 0 | Working
53 | Suction Apparatus - Electrical | C |  |  | 2008-02-15 | Vin Bio tech | OT | TNHSP |  |  |  | 0 | Working
54 | Autoclave vertical single bin | C | 12X20 |  | 2008-02-22 | Jupitor Manufacturing Works | OT | TNHSP |  |  |  | 0 | Working
55 | Focus lamp Ordinary | C |  |  | 2008-06-02 | Vishal Hospital and Furniture | OT | HMF |  |  |  | 0 | Working
56 | Needle destroyer / Syringe Destroyer | C |  |  | 2008-06-23 | Glo Life Care Equipments | Lab | TNHSP |  |  |  | 0 | Working
57 | Needle destroyer / Syringe Destroyer | C |  |  | 2008-06-23 | Glo Life Care Equipments | M W | TNHSP |  |  |  | 0 | Working
58 | Needle destroyer / Syringe Destroyer | C |  |  | 2008-06-23 | Glo Life Care Equipments | OT | TNHSP |  |  |  | 0 | Working
59 | Needle destroyer / Syringe Destroyer | C |  |  | 2008-06-23 | Glo Life Care Equipments |  | TNHSP |  |  |  | 0 | Working
60 | Needle destroyer / Syringe Destroyer | C |  |  | 2008-06-23 | Glo Life Care Equipments |  | TNHSP |  |  |  | 0 | Working
61 | Needle destroyer / Syringe Destroyer | C |  |  | 2008-06-23 | Glo Life Care Equipments |  | TNHSP |  |  |  | 0 | Working
62 | Needle destroyer / Syringe Destroyer | C |  |  | 2008-06-23 | Glo Life Care Equipments |  | TNHSP |  |  |  | 0 | Working
63 | Sterilizer Medium (Instrument) | C | 12x9 |  | 2008-11-02 |  | OT | TNHSP |  |  |  | 0 | Working
64 | Sterilizer Medium (Instrument) | C | 12x9 |  | 2008-11-02 |  | OT | TNHSP |  |  |  | 0 | Working
65 | Focus lamp Ordinary | C |  |  | 2008-12-02 | Vishal Hospital and Furniture | OP | HMF |  |  |  | 0 | Working
66 | B.P.apparatus stand model | C | Stand Model |  | 2008-12-04 | Jupitor Manufacturing Works |  | TNHSP |  |  |  | 0 | Working
67 | B.P.apparatus stand model | C | Stand Model |  | 2008-12-04 | Jupitor Manufacturing Works |  | TNHSP |  |  |  | 0 | Working
68 | Shadowless Lamp stand model | B |  |  | 2008-12-25 | Jupitor Manufacturing Works | OT | TNHSP |  |  |  | 0 | Working
69 | Autoclave vertical single bin | C | 12X20 |  | 2009-01-27 | Solocaft Industries | L W | TNHSP |  |  |  | 0 | Working
70 | B.P.apparatus dial model | C | Anoroide |  | 2009-02-07 | JDHS | Ambulance | TNHSP |  |  |  | 0 | Working
71 | Cardiac Monitor | C |  |  | 2009-02-07 | JDHS vellore | Ambulance | TNHSP |  |  |  | 0 | Working
72 | Laryngoscope(Adult) | C | Adult |  | 2009-02-07 | JDHS | Ambulance | TNHSP |  |  |  | 0 | Working
73 | Laryngoscope(Paediatric) | C | Neo tal |  | 2009-02-07 | JDHS | Ambulance | TNHSP |  |  |  | 0 | Working
74 | B.P.apparatus dial model | C | Anoroide |  | 2009-02-07 | JDHS | Inj OP | TNHSP |  |  |  | 0 | Working
75 | Cardiac Monitor | C |  |  | 2009-02-07 | JDHS vellore | OT | TNHSP |  |  |  | 0 | Working
76 | Laryngoscope(Adult) | C | Adult |  | 2009-02-07 | JDHS | OT | TNHSP |  |  |  | 0 | Working
77 | Laryngoscope(Paediatric) | C | Neo tal |  | 2009-02-07 | JDHS | OT | TNHSP |  |  |  | 0 | Working
78 | Semi auto analyser | B2 | Pritest Touch |  | 2009-04-14 | Robonic India Pvt. Ltd. | Lab | TNHSP |  |  |  | 0 | Working
79 | Autoclave vertical single bin | C | 12X20 |  | 2009-05-29 | DDFW | OT | DDFW |  |  |  | 0 | Working
80 | Nebuliser Adult | C |  |  | 2009-05-29 | Saberwal Surgicals Co Pvt. Ltd | OP | NRHM |  |  |  | 0 | Working
81 | Infusion pump | C | LIFE PLUS |  | 2009-05-29 | Saberwal Surgicals Co Pvt. Ltd | Ch W | TNHSP |  |  |  | 0 | Working
82 | Otoscope | C | HEW-K180 |  | 2009-05-29 | Saberwal Surgicals Co Pvt. Ltd | OP | TNHSP |  |  |  | 0 | Working
83 | Boyles apparatus with out Circle Abosrber | B | ME-15 |  | 2009-05-29 | Saberwal Surgicals Co Pvt. Ltd | OT | TNHSP |  |  |  | 0 | Working
84 | Suction Apparatus - Electrical | C |  |  | 2009-05-29 | Saberwal Surgicals Co Pvt. Ltd |  | NRHM |  |  |  | 0 | Working
85 | Dental Chair | B2 | Alpha Make |  | 2009-06-17 | SS Chemicals | Dental OP | TNHSP |  |  |  | 0 | Working
86 | Suction Apparatus - Foot operated | B | Foot Operated |  | 2009-07-02 |  | Ambulance | TNHSP |  |  |  | 0 | Working
87 | Suction Apparatus - Foot operated | B | Foot Operated |  | 2009-07-02 |  | OT | TNHSP |  |  |  | 0 | Working
88 | Suction Apparatus - Electrical | C | Superim ISI |  | 2009-09-02 | Vishal Hospital and Furniture |  | TNHSP |  |  |  | 0 | Working
89 | Suction Apparatus - Electrical | C | Superim ISI |  | 2009-09-02 | Vishal Hospital and Furniture |  | TNHSP |  |  |  | 0 | Working
90 | Suction Apparatus - Electrical | C | Superim ISI |  | 2009-09-02 | Vishal Hospital and Furniture |  | TNHSP |  |  |  | 0 | Working
91 | Ultra Sonogram -MOBILE | B | Model UF4500N Sl. Np. 120314 |  |  |  | Scan Room | IPPV |  |  |  | 0 | Working
92 | Dental Chair | B2 |  |  |  |  | Dental OP |  |  |  |  | 0 | Working
93 | Deep Freezer | C |  |  |  |  | FW Dept. |  |  |  |  | 0 | Working
94 | Ice Lined Refrigerator | C |  |  |  |  | FW Dept. |  |  |  |  | 0 | Working
95 | Sterilizer big (Instrument) | C | 16x6x4 |  |  |  | L W |  |  |  |  | 0 | Working
96 | Sterilizer Medium (Instrument) | C | 12x6x6 |  |  |  | L W |  |  |  |  | 0 | Working
97 | Electric Calorimeter | C |  |  |  |  | Lab |  |  |  |  | 0 | Working
98 | Electri centrifuger | C |  |  |  |  | Lab |  |  |  |  | 0 | Working
99 | Sterilizer big (Instrument) | C | 16x6x4 |  |  |  | Lab |  |  |  |  | 0 | Working
100 | Sterilizer big (Instrument) | C | 16x6x6 |  |  |  | Lab |  |  |  |  | 0 | Working
101 | Sterilizer Medium (Instrument) | C | 12x6x6 |  |  |  | Lab |  |  |  |  | 0 | Working
102 | Formaline dispenser | C |  |  |  |  | OT |  |  |  |  | 0 | Working
103 | Refrigerator | C | Model Cold Gold Godrej 165 Lts |  |  |  | Pharamcy |  |  |  |  | 0 | Working
104 | B.P.apparatus stand model | C | Stand Model | [8 empty] | 0 | Working
105 | B.P.apparatus table model | C | Box Type | [8 empty] | 0 | Working
106 | B.P.apparatus table model | C | Box Type | [8 empty] | 0 | Working
107 | B.P.apparatus table model | C | Box Type | [8 empty] | 0 | Working
108 | B.P.apparatus table model | C | Box Type | [8 empty] | 0 | Working
109 | B.P.apparatus table model | C | Box Type | [8 empty] | 0 | Working
110 | B.P.apparatus table model | C | Box Type | [8 empty] | 0 | Working
111 | B.P.apparatus table model | C | Box Type | [8 empty] | 0 | Working
112 | B.P.apparatus table model | C | Box Type | [8 empty] | 0 | Working
113 | B.P.apparatus table model | C | Box Type | [8 empty] | 0 | Working
114 | B.P.apparatus table model | C | Box Type | [8 empty] | 0 | Working
115 | B.P.apparatus table model | C | Box Type | [8 empty] | 0 | Working
116 | ECG machine ordinary | B | [9 empty] | 0 | Working
117 | ECG machine ordinary | B | [9 empty] | 0 | Working
118 | Pulse Oximeter | B | [9 empty] | 0 | Working
119 | Ultra Sonogram -MOBILE | B |  |  |  | WIPRO GE HEALTH CARE | [5 empty] | 0 | Working
120 | Binocular Mircroscope | B2 | UNI LAB Model JD ??? MIA Oil Immerion Binocular | [8 empty] | 0 | Working
121 | Distilled water stills | C | [9 empty] | 0 | Working
122 | Distilled water stills | C | [9 empty] | 0 | Working
123 | Mono cular Microscope | C | PZO ??? 71633 | [8 empty] | 0 | Working
124 | Mono cular Microscope | C | UNIQ ??? GE 38 | [8 empty] | 0 | Working
125 | Autoclave vertical single bin | C | 12X12 | [8 empty] | 0 | Working
126 | Autoclave vertical single bin | C | 12X12 | [8 empty] | 0 | Working
127 | Autoclave vertical single bin | C | 12X12 | [8 empty] | 0 | Working
128 | Autoclave vertical single bin | C | 12X12 | [8 empty] | 0 | Working
129 | Autoclave vertical single bin | C | 12X12 | [8 empty] | 0 | Working
130 | Autoclave vertical single bin | C | 12X20 | [8 empty] | 0 | Working
131 | Auto Clave HP Vertical (2 bin) | C | 16X24 | [8 empty] | 0 | Working
132 | Auto Clave HP Vertical (2 bin) | C | [9 empty] | 0 | Working
133 | Shadowless lamp ceiling type major | B | Celling | [8 empty] | 0 | Working
134 | Focus lamp Ordinary | C | [9 empty] | 0 | Working
135 | Shadowless Lamp stand model | B | Pedestal | [8 empty] | 0 | Working
136 | Shadowless Lamp stand model | B | Pedestal | [8 empty] | 0 | Working
137 | Suction Apparatus - Electrical | C | Abortion | [8 empty] | 0 | Working
138 | Suction Apparatus - Electrical | C | [9 empty] | 0 | Working
139 | Suction Apparatus - Electrical | C | [9 empty] | 0 | Working
140 | Suction Apparatus - Electrical | C | [9 empty] | 0 | Working
141 | Suction Apparatus - Electrical | C | [9 empty] | 0 | Working
142 | Sterilizer big (Instrument) | C | 16x6x4 | [8 empty] | 0 | Working
143 | Sterilizer big (Instrument) | C | 16x6x4 | [8 empty] | 0 | Working
144 | Sterilizer Medium (Instrument) | C | 12x6x6 | [8 empty] | 0 | Working
145 | Sterilizer Medium (Instrument) | C | 12x6x6 | [8 empty] | 0 | Working
146 | Sterilizer Medium (Instrument) | C | 12x6x6 | [8 empty] | 0 | Working
147 | Steriliser Small (Instruments) | C | Drum Dip | [8 empty] | 0 | Working
148 | Operation Table Hydraulic Major | B2 | [9 empty] | 0 | Working
149 | Operation Table Hydraulic Major | B2 | [9 empty] | 0 | Working
150 | Alpha Bed with motor | C | [9 empty] | 0 | Working
151 | Nebuliser Adult | C | [9 empty] | 0 | Working
152 | X.ray lobby single | C | [9 empty] | 0 | Working
153 | X.ray lobby single | C | [9 empty] | 0 | Working
154 | Needle destroyer / Syringe Destroyer | C |  |  | 2011-03-29 | VAISHNAVI EQUIPMENTS | DENTAL OP-1~ OPD-4~CAS-3~ LW andamp; NBW-2~ MW-1~ CHW-1~ | OTHERS |  |  |  | 1502 | Working
155 | Pulse Oximeter with NIB.P | B2 | WITH PAEDIATRIC PROBE |  | 2010-10-27 | CARE andamp; CARE MEDICAL SYSTEMS | LABOUR WARD andamp; EMERGENCY CASUALTY | TNHSP | TNHSP/TNMSC/ENGG/P3A3/2010 | 2010-10-27 |  | 31346 | Working
156 | B.P.apparatus stand model | C | Stand model |  | 2011-10-13 | Sri vaishnavi equipments and surgicals |  | OTHERS |  |  |  | 1354 | Working
157 | Laryngoscope(Adult) | C | 4 Blades |  | 2010-04-24 | Sri vaishnavi equipments and surgicals |  | OTHERS | 501/A3/2010 Dt 17/04/2010 |  |  | 1100 | Working
158 | Laryngoscope(Adult) | C | 4 Blades |  | 2010-04-24 | Sri vaishnavi equipments and surgicals |  | OTHERS | 501/A3/2010 Dt 17/04/2010 |  |  | 1100 | Working
159 | B.P.apparatus stand model | C | Stand model |  | 2011-10-13 | Sri vaishnavi equipments and surgicals |  | OTHERS |  |  |  | 1354 | Working
160 | Laryngoscope(Adult) | C | Single blade |  | 2008-07-15 | District familywelfare |  | OTHERS |  | 2008-07-15 |  | 0 | Working
161 | Laryngoscope(Adult) | C | 4 Blades |  | 2010-04-24 | Sri vaishnavi equipments and surgicals |  | OTHERS | 501/A3/2010 Dt 17/04/2010 |  |  | 1100 | Working
162 | B.P.apparatus table model | C | Table model |  | 2001-04-01 | [6 empty] | 0 | Working
163 | Infusion Pump/Infusion Syringe Pump/Insulin Syringe Pump | C | LPM 50 |  | 2010-05-17 | Jupiter manufacturing |  | OTHERS | 02 NRHM/TNHSP/TNMSC/2009-IP Dt.25.08.2009 |  | 2013-05-17 | 31907 | Working
164 | Laryngoscope(Adult) | C | 4 Blades |  | 2009-09-17 | Sri vaishnavi equipments and surgicals |  | OTHERS |  |  |  | 1100 | Working
165 | Infusion Pump/Infusion Syringe Pump/Insulin Syringe Pump | C | LPM 50 |  | 2010-05-17 | Jupiter manufacturing |  | OTHERS | 02 NRHM/TNHSP/TNMSC/2009-IP Dt.25.08.2009 |  | 2013-05-17 | 31907 | Working
166 | Infusion Pump/Infusion Syringe Pump/Insulin Syringe Pump | C | LPM 50 |  | 2010-05-17 | Jupiter manufacturing |  | OTHERS | 02 NRHM/TNHSP/TNMSC/2009-IP Dt.25.08.2009 |  | 2013-05-17 | 31907 | Working
167 | Laryngoscope(Adult) | C | 4 Blades |  | 2010-04-24 | Sri vaishnavi equipments and surgicals |  | OTHERS | 501/A3/2010 Dt 17/04/2010 |  |  | 1100 | Working
168 | ECG machine computerized | B | Edan SE300 | 3090924025 | 2009-10-27 | Madras surgicals |  |  | TNHSP/TNMSC/ENGG/P3A46/09 Dt25.08.2009 |  |  | 43295 | Working
169 | B.P.apparatus table model | C | Anoride |  | 2010-04-26 | CISCO |  | OTHERS | 501/A3/2010 Dt.17.042010 |  |  | 560 | Working
170 | B.P.apparatus stand model | C |  |  | 2011-10-13 | Sri vaishnavi equipments and surgicals |  | OTHERS |  |  |  | 1354 | Working
171 | Laryngoscope(Adult) | C | 4 Blades |  | 2010-04-24 | Sri vaishnavi equipments and surgicals |  | OTHERS | 501/A3/2010 Dt 17/04/2010 |  |  | 1100 | Working
172 | Radiant Warmer | C |  |  | 2007-11-29 | Madras Surgicals andamp; Chemicals | L W | TNHSP |  |  |  | 0 | Working
173 | Operation Table Hydraulic Major | B2 |  |  | 2007-12-24 | Jupitor Manufacturing Works | OT | TNHSP |  |  |  | 0 | Working
174 | Pulse Oximeter | B | Steller P |  | 2008-11-01 | Larsen andamp; Toubro Limited | OT | TNHSP |  |  |  | 0 | Working
175 | Nebuliser Adult | C | Piston Compressor |  | 2010-10-26 | SISCO | OPD andamp; MALE andamp; FEMALE WARD | TNHSP | TNHSP/TNMSC/ENGG/P3A45R-6/2010 |  | 2011-10-25 | 3484 | Working
176 | Magnavision Lamp | C | 8008 |  | 2011-03-13 | JUPITER MANUFACTURING WORKS | OPD | OTHERS | 04R/NRHM/TNMSC/ENGG/2011 Dt.12/02/2011 | 2011-03-13 | 2014-03-12 | 4576 | Working
177 | Infusion Pump/Infusion Syringe Pump/Insulin Syringe Pump | C | EVADROP MP-1000 | MP/ALH401~W/C NO-37371 | 2011-10-01 | CHILLER HEALTH CARE INDIA PVT. LTD. | M.W.-1 | TNHSP | TNHSP/TNMSC/AG16/2010 Dt.01/07/2011 |  | 2014-09-30 | 25900 | Working
178 | Electri centrifuger | C | 6 BUCKETS |  | 2012-01-24 | SOLOCRAFTS INDUSTRIES |  | TNHSP | TNHSP/TNMSC/AG29E/2011 Dt.04/10/2011 |  | 2015-01-23 | 5345 | Working
179 | ECG machine computerized | B | CARDIO TOUCH 3000 |  | 2011-11-11 | J.K.MEDICAL SYSTEMS PRIVATE LIMITED | EMERGENCY CASULAITY | TNHSP | TNHSP/TNMSC/ENGG/AG21/2010 Dt.17/12/2010 |  | 2012-11-10 | 69023 | Working
180 | RING LENSE SYSTEM WITH ILLUMINATION |  |  |  | 2012-01-24 | SOLOCRAFTS INDUSTRIES | LABOUR WARD | TNHSP | TNHSP/TNMSC/ICB/AG31/2011Dt.14/10/2011 |  | 2013-01-23 | 7337 | Working
181 | Weighing machine adult | C |  |  | 2012-02-16 | ALAN MEDICALandamp;LABORATORARY EQUIPMENTS | MALE WARD | TNHSP | TNMSC/TNHSP/ENGG/AG24/2011 DT.09/12/2011 | 2012-02-16 | 2012-02-16 | 627 | Working
182 | Freezer Racks for Three Body |  |  |  | 2010-08-12 | BLUE STAR | MORTUARY | TNHSP | TNHSP/TNMSC/P3A52R/2010Dt.19/05/2010 |  | 2011-08-11 | 0 | Working
183 | AIR CONDITIONING AND EPHA FILTER |  |  |  | 2011-01-04 | EAKCON | OT | TNHSP | 4757/ACCR/AC/HSP/10 Dt.29/10/2010 | 2011-04-04 | 2011-12-27 | 0 | Working
184 | ILRandamp;STABILIZER |  |  |  | 2011-01-04 | D.D.H.S.VELLORE | FAMILY WELFARE DEPT. | OTHERS |  |  |  | 0 | Working
185 | NASG |  |  |  | 2012-03-08 | D.D.H.S. VELLORE | LABOUR WARD | OTHERS |  |  |  | 0 | Working
186 | B.P.apparatus stand model | C |  |  | 2011-10-13 | SRIVASHNAVI EQUIPMENT AND SURGICALS | INJECTION O.P.-2~ M.W.-1 | OTHERS |  |  |  | 4063 | Working
187 | Cryo Surgery/Cryocautery Unit | B2 |  |  | 2012-01-24 | SOLOCRAFTS INDUSTRIES |  | TNHSP | TNHSP/TNMSC/AG30A/2011 Dt.14/10/2011 |  | 2013-01-23 | 24331 | Working
188 | OXYGENCYLINDER VALVE WITH HUMIDIFIER |  |  |  | 2011-04-01 | VASHINAVI EQUIPMENTS | OPD-1~CASULAITY-2~L.W.-3~I.D.W.-1~AMBULANCE-2~CASULATIY-5~PEAD.W.-1 | OTHERS | 224/A3/2011 Dt.21/01/2011 |  | 2012-03-31 | 0 | Deletion
189 | Suction Apparatus - Foot operated | C |  |  | 2011-10-13 | VASHNAVI EQUIPMENT AND SURGICALS | AMBULANCE | OTHERS |  |  |  | 2493 | Condemened
330265

## Tirupattur
DIRECTORATE OF MEDICAL AND RURAL HEALTH SERVICES
GOVERNMENT OF TAMIL NADU
REPORT : EQUIPMENT RECEIPT DETAILS REPORT-INSTITUTION WISE
PERIOD : 01/03/2008-04/03/2015
District : Vellore
Institution : Tirupattur
S.No. | Equipment Name | Equipment Category | Equipment Model No | Equipment Serial No | Date of Receipt | Supplier Name | Location of Equipment | Source of Supply | Purchase Order No | Date of Installation | Warranty Valid Upto | Cost of the item | Working Status
1 | Ultra violet lamp philips model 4 feet | C |  |  | 2000-04-10 | Alan Medical and Laboratory Product | Ortho | CP2 |  |  |  | 0 | Deletion
2 | Alpha Bed with motor | C |  |  | 1997-02-15 | South India Surgicals | Store |  |  |  |  | 0 | working
3 | Silastic vacuum extractor | C |  |  | 1986-06-30 | South India Surgicals | L W | MST |  |  |  | 0 | working
4 | Weighing machine adult | C | Adult |  | 1989-06-12 | Associated Surgicals | OPD |  |  |  |  | 0 | working
5 | Weighing machine adult | C | Adult |  | 1989-06-12 | Associated Surgicals | OT |  |  |  |  | 0 | working
6 | Weighing machine adult | C | Adult |  | 1994-03-22 | Associated Surgicals | L W |  |  |  |  | 0 | working
7 | Weighing machine adult | C | Adult |  | 1994-03-22 | Associated Surgicals | PP Ward |  |  |  |  | 0 | working
8 | Radiant Warmer | C |  |  | 1994-04-08 |  | L W | JDHS |  |  |  | 0 | working
9 | Weighing machine infant | C | Baby |  | 1994-08-22 |  | PP Ward | DDHS |  |  |  | 0 | working
10 | Weighing machine adult | C | Adult |  | 2007-01-04 |  | OPD |  |  |  |  | 0 | working
11 | Laproscope Double Puncture | C |  |  | 1985-09-30 | Transfer in from GH Vaniyampadi | OT | Transfer |  |  |  | 0 | working
12 | Suction Apparatus - Foot operated | B | Foot |  | 1989-07-21 | Associated Surgicals | OT |  |  |  |  | 0 | working
13 | Suction Apparatus - Foot operated | B | Foot |  | 1989-07-21 | Associated Surgicals | Store |  |  |  |  | 0 | working
14 | Laproscope Double Puncture | C |  |  | 1990-06-16 | Transfer in from GPH | OT | Transfer |  |  |  | 0 | working
15 | Boyles apparatus with out Circle Abosrber | B |  |  | 1991-03-15 | IOL Limited | OT | F W |  |  |  | 0 | working
16 | Electri centrifuger | C |  |  | 1992-03-10 | Remi Udyig | B B |  |  |  |  | 0 | working
17 | Lab Incubator | C |  |  | 1992-12-19 | Yarco Scientific Industries | Lab |  |  |  |  | 0 | working
18 | Operation Table Hydraulic Major | B2 |  |  | 1993-09-03 | Saberwal Brothers | OT |  |  |  |  | 0 | working
19 | ECG machine ordinary | B |  |  | 1994-10-05 | BPL india (P) Ltd. | X - Ray Dept |  |  |  |  | 0 | working
20 | Suction Apparatus - Foot operated | B | Foot |  | 1996-02-26 | Saberwel Brothers |  | CP2 |  |  |  | 0 | working
21 | Formaline dispenser | C |  |  | 1997-02-15 | South india Surgicals | OT | CP2 |  |  |  | 0 | working
22 | Operation Table Hydraulic Major | B2 |  |  | 1997-02-24 | General Surgicals | OT | CP2 |  |  |  | 0 | working
23 | ECG machine computerized | B |  |  | 1997-02-28 | Pincle Products | X - Ray Dept | H and FW |  |  |  | 0 | working
24 | Focus lamp Ordinary | C | 360 |  | 1997-12-07 | General Surgicals | OT |  |  |  |  | 0 | working
25 | Semi auto analyser | B2 |  |  | 1997-12-23 | Transasia | Lab | CP2 |  |  |  | 0 | working
26 | Autoclave vertical single bin | C | 12x12 Electrical |  | 1998-08-21 | Associated Surgicals | Eye Dept | DMS |  |  |  | 0 | working
27 | Autoclave vertical single bin | C | 12x12 Electrical |  | 1998-08-21 | Associated Surgicals | F W | DMS |  |  |  | 0 | working
28 | Refrigerator | C |  |  | 1999-01-20 | Remi Instruments | B B |  |  |  |  | 0 | working
29 | Nebuliser Adult | C |  |  | 1999-04-24 | Associated Surgicals | ICCU | CP2 |  |  |  | 0 | working
30 | Shadowless Lamp stand model | B |  |  | 1999-06-14 | Associated Surgicals | Eye Dept | DMRHS |  |  |  | 0 | working
31 | Cardiac Monitor with defibrillator | C |  |  | 1999-10-22 | BPL india (P) Ltd. | ICCU | DMRHS |  |  |  | 0 | working
32 | X.ray lobby single | C |  |  | 2000-01-31 | South India Surgicals | ICCU | MST |  |  |  | 0 | working
33 | Suction Apparatus - Electrical | C |  |  | 2000-04-10 | Alan Medical and Laboratory Product | Ortho | CP2 |  |  |  | 0 | working
34 | Ultra violet lamp philips model 4 feet | C |  |  | 2000-04-10 | Alan Medical and Laboratory Product | Ortho | CP2 |  |  |  | 0 | working
35 | ECG machine ordinary | B |  |  | 2000-07-12 | Transfer in from GPH | X - Ray Dept |  |  |  |  | 0 | working
36 | Ultra violet lamp philips model 4 feet | C |  |  | 2000-07-17 | Alan Medical and Laboratory Product | Ortho |  |  |  |  | 0 | working
37 | Ultra violet lamp philips model 4 feet | C |  |  | 2000-07-17 | Alan Medical and Laboratory Product | Ortho |  |  |  |  | 0 | working
38 | Water bath | C |  |  | 2000-11-03 | Govt. Medical Store Dept. | OT |  |  |  |  | 0 | working
39 | Autoclave vertical single bin | C | 12X20 |  | 2001-01-22 | Associated Surgicals | Eye Dept |  |  |  |  | 0 | working
40 | ECG machine ordinary | B |  |  | 2001-02-22 | BPL india (P) Ltd. | X - Ray Dept |  |  |  |  | 0 | working
41 | Auto Clave HP Vertical (2 bin) | C |  |  | 2001-03-13 | Alan Medical and Laboratory Product | Eye Dept |  |  |  |  | 0 | working
42 | Short Wave Diathermy | B2 |  |  | 2001-03-16 | Associated Surgicals | OT |  |  |  |  | 0 | working
43 | ECG machine ordinary | B |  |  | 2001-03-27 | BPL india (P) Ltd. | X - Ray Dept |  |  |  |  | 0 | working
44 | Traction set | C |  |  | 2001-04-27 | Associated Surgicals | LEP DEPT |  |  |  |  | 0 | working
45 | Lab Incubator | C |  |  | 2001-05-24 | M C Dalal and Co | Store | CP2 |  |  |  | 0 | working
46 | Suction Apparatus - Foot operated | B | Foot |  | 2001-06-02 | Associated Surgicals | OT |  |  |  |  | 0 | working
47 | Nebuliser Adult | C |  |  | 2001-06-02 | Associated Surgicals | AE W |  |  |  |  | 0 | working
48 | Suction Apparatus - Foot operated | B | Foot |  | 2001-07-28 | Associated Surgicals | OPD | DMRHS |  |  |  | 0 | working
49 | Traction set | C |  |  | 2001-08-03 | Associated Surgicals | ORTHO DEPT |  |  |  |  | 0 | working
50 | Keratometer | B |  |  | 2001-08-11 | Appasamy Associats | Eye Dept | OPTH |  |  |  | 0 | working
51 | Pulse Oximeter | B |  |  | 2002-03-03 | Datex Ohemada |  | CP2 |  |  |  | 0 | working
52 | Needle destroyer / Syringe Destroyer | C |  |  | 2003-06-14 | Linco Scientific India Ltd. | B B | G and R |  |  |  | 0 | working
53 | Needle destroyer / Syringe Destroyer | C |  |  | 2003-06-14 | Linco Scientific India Ltd. | OPD | G and R |  |  |  | 0 | working
54 | Alpha Bed with motor | C |  |  | 2003-07-16 | Associated Surgicals | Store | DMRHS |  |  |  | 0 | working
55 | Alpha Bed with motor | C |  |  | 2003-07-16 | Associated Surgicals | Store | DMRHS |  |  |  | 0 | working
56 | Glucometer | C |  |  | 2003-07-16 | Associated Surgicals | Lab | SPS |  |  |  | 0 | working
57 | Glucometer | C |  |  | 2003-07-16 | Associated Surgicals | LAB | SPS |  |  |  | 0 | working
58 | Formaline dispenser | C |  |  | 2003-11-08 | South India Surgicals | Eye Dept | DMRHS |  |  |  | 0 | working
59 | Operating Microscope(Eye) | B |  |  | 2004-06-24 | Transfer in from GH Arakom | Eye Dept |  |  |  |  | 0 | working
60 | Operating Microscope(Eye) | B |  |  | 2004-08-25 | Rotary Club Thirupattur | Eye Dept | Dotion |  |  |  | 0 | working
61 | ECG machine computerized | B | Microprocessor Controled |  | 2006-05-19 | Solokraft industries | X - Ray Dept | DMRHS |  |  |  | 0 | working
62 | Cardiac Monitor with defibrillator | C |  |  | 2007-01-04 |  | ICCU |  |  |  |  | 0 | working
63 | Pulse Oximeter | B |  |  | 2007-01-04 |  | L W |  |  |  |  | 0 | working
64 | Suction Apparatus - Electrical | C | Electrical |  | 2007-01-04 |  | OT |  |  |  |  | 0 | working
65 | Nebuliser Adult | C |  |  | 2007-01-04 | Transfer in from Book | E WARD |  |  |  |  | 0 | working
66 | Nebuliser Adult | C |  |  | 2007-01-04 | Transfer in from Book | FW |  |  |  |  | 0 | working
67 | Pulse Oximeter | B |  |  | 2007-01-04 |  | AE W |  |  |  |  | 0 | working
68 | Suction Apparatus - Electrical | C | Electrical |  | 2007-01-04 |  | AE W |  |  |  |  | 0 | working
69 | Boyles apparatus with out Circle Abosrber | B |  |  | 2007-01-08 | Larsen and Toubro Limited | OT | TNMSC |  |  |  | 0 | working
70 | Cardiac Monitor with defibrillator | C |  |  | 2007-02-22 | BPL india (P) Ltd. | ICCU | CP2 |  |  |  | 0 | working
71 | Ultra Sonogram -MOBILE | B |  |  | 2007-10-08 | Larsen and Toubro Limited | L W | Transfer |  |  |  | 0 | working
72 | Needle destroyer / Syringe Destroyer | C |  |  | 2008-06-20 | Glo Life Care Equipments | Chil. W | TNHSP |  |  |  | 0 | working
73 | Needle destroyer / Syringe Destroyer | C |  |  | 2008-06-20 | Glo Life Care Equipments | Eye Dept | TNHSP |  |  |  | 0 | working
74 | Needle destroyer / Syringe Destroyer | C |  |  | 2008-06-20 | Glo Life Care Equipments | F W W | TNHSP |  |  |  | 0 | working
75 | Needle destroyer / Syringe Destroyer | C |  |  | 2008-06-20 | Glo Life Care Equipments | ICCU | TNHSP |  |  |  | 0 | working
76 | Needle destroyer / Syringe Destroyer | C |  |  | 2008-06-20 | Glo Life Care Equipments | L W | TNHSP |  |  |  | 0 | working
77 | Needle destroyer / Syringe Destroyer | C |  |  | 2008-06-20 | Glo Life Care Equipments | Lab | TNHSP |  |  |  | 0 | working
78 | Needle destroyer / Syringe Destroyer | C |  |  | 2008-06-20 | Glo Life Care Equipments | M M W | TNHSP |  |  |  | 0 | working
79 | Needle destroyer / Syringe Destroyer | C |  |  | 2008-06-20 | Glo Life Care Equipments | OPD | TNHSP |  |  |  | 0 | working
80 | Needle destroyer / Syringe Destroyer | C |  |  | 2008-06-20 | Glo Life Care Equipments | OPD | TNHSP |  |  |  | 0 | working
81 | Needle destroyer / Syringe Destroyer | C |  |  | 2008-06-20 | Glo Life Care Equipments | OT | TNHSP |  |  |  | 0 | working
82 | Needle destroyer / Syringe Destroyer | C |  |  | 2008-06-20 | Glo Life Care Equipments | PP Ward | TNHSP |  |  |  | 0 | working
83 | Needle destroyer / Syringe Destroyer | C |  |  | 2008-06-20 | Glo Life Care Equipments | LAB | TNHSP |  |  |  | 0 | working
84 | Nebuliser Adult | C |  |  | 2008-10-16 | Jupitor Manufacturing Works | Store | TNHSP |  |  |  | 0 | working
85 | ECG machine computerized | B | Computerised SE 300 |  | 2008-11-20 | Madras Surgicals and Chemicals | X - Ray Dept | TNHSP |  |  |  | 0 | working
86 | Cardiac Monitor | C |  |  | 2009-06-09 | Concept integration medical systems | Store | TNHSP |  |  |  | 0 | working
87 | Suction Apparatus - Electrical | C | Electric |  | 2009-07-02 | Vishal hospitals and furnitures | FW | TNMSC |  |  |  | 0 | working
88 | Pulse Oximeter | B |  |  | 2009-09-01 | Southern Medical Systems | OT | TNHSP |  |  |  | 0 | working
89 | Pulse Oximeter | B |  |  | 2009-09-01 | Southern Medical Systems | OT | TNHSP |  |  |  | 0 | working
90 | Pulse Oximeter | B |  |  | 2009-09-01 | Southern medical systems | OT | TNHSP |  |  |  | 0 | working
91 | Pulse Oximeter | B |  |  | 2009-09-01 | Southern medical systems | OT | TNHSP |  |  |  | 0 | working
92 | Ventilators (Adult) | B |  |  | 2009-10-01 | Transfer in from GH Ambur | AE W |  |  |  |  | 0 | working
93 | Operation Table Hydraulic Major | B2 |  |  | 2009-12-01 | Supper Cariac Brothers (P) Ltd. | OT | PP Programe WHO |  |  |  | 0 | working
94 | X-ray Machine 200 mA | B |  |  | 2009-07-13 | allengers | X-Ray room | TNMSC |  |  |  | 0 | working
95 | Auto Clave HP Vertical (2 bin) | C | vertical |  | 2009-06-16 | H.Q.H.Wallajah | EW | PWS |  |  |  | 0 | working
96 | Ultra Sonogram -MOBILE | B | LOGIQ P3 |  |  | WIPRO GE HEALTH CARE |  | TNHSP |  |  |  | 0 | working
97 | Syringe Infusion pump |  |  |  | 2010-10-19 | Trans Heaith Cara (i)Pvt Limt | nicu ward | TNMSC |  | 2010-10-19 |  | 0 | working
98 | [11 empty] | 0 | working
99 | Cautery Bipolar |  |  |  | 2010-12-29 | Jupiter Mfg works ~CBE | Eye Dept | OTHERS |  |  |  | 0 | working
100 | radiant warmer |  |  |  | 2011-08-25 | rotary club~tpt | NICU WD | OTHERS |  |  |  | 0 | working
101 | PHOTOTHERAPHY UNIT |  |  |  | 2012-02-10 | ROTARY CLUB TPT | NICU | OTHERS |  |  |  | 0 | working
102 | Syring Infusion Pump |  |  |  | 2010-10-19 | Trans Health Care (i) Pvt Limt chennai | Nicu ward | TNMSC |  |  | 2010-10-19 | 13000 | working
103 | Volumetric Infusion Pump |  |  |  | 2010-10-19 | Trans Health Care (i) Pvt lmt chennai | Nicu ward | TNMSC |  |  |  | 0 | working
104 | Multi Channel monitor |  |  |  | 2010-10-19 | Trans Health Care (i) pvt Limt~chennai | Nicu Ward | TNMSC |  |  |  | 0 | working
105 | Elisa Plate Analyser |  |  |  | 2011-04-01 | Roboni (i) Pvt Limt Mumbai | Blood Bank | TNMSC |  |  |  | 0 | working
106 | Elisa Plate Washer |  |  |  | 2011-01-04 | Robonic (i) Pvt Limt ~Mumbai. | Blood Bank | TNMSC |  |  |  | 0 | working
107 | Computer With Printer |  |  |  | 2011-01-04 | Robonic (i) Pvt Lmt Mumbai | Blood Bank | TNMSC |  |  |  | 0 | working
108 | Infusion Pump Syringe |  |  |  | 2010-12-15 | seiller Health Care (i) Pvt Limt~ Pondy | Nicu Ward | OTHERS |  |  |  | 0 | working
109 | Focus Lamp |  |  |  | 2010-11-26 | Gentral Surgical Comp Pvt Lmt~chennai | LW-2~ OT-2. | TNMSC |  |  |  | 0 | working
110 | HYDRALIC TABLE |  |  |  | 2012-02-10 | SUR INS I HOSUR ROTARY CLUB TPT | OT | OTHERS |  |  |  | 0 | working
111 | Laryncoscope |  |  |  | 2011-01-07 | Jupiter Mfg Company ~ Cbe. | Stores | TNMSC |  |  |  | 0 | working
112 | Laryncoscope |  |  |  | 2010-03-23 | South India Surgicals~ Chennai. | Nicu ward-2 | TNMSC |  |  |  | 0 | working
113 | VENTILATER PAE |  |  |  | 2011-10-03 | ROTARY CLUB TPT | [5 empty] | 0 | working
114 | B.P.APPA.BOX |  |  |  | 2008-03-04 |  | ICCU1~DOP1~PP1~FE1~EWD1~LWD1~EYE1 | OTHERS |  |  |  | 0 | working
115 | DEFRILATER |  |  |  | 1999-03-04 | ~BPL~CHENNAI. | ICCU WD | OTHERS |  |  |  | 0 | working
116 | NEEDLE DESTROYER |  |  |  | 2009-03-12 |  | ICTC1~PP1 | OTHERS |  |  |  | 0 | working
117 | VDRL ROTATOR |  |  |  | 2009-03-12 |  | STD | OTHERS |  |  |  | 5000 | working
118 | MICROSCOPE |  |  |  | 2007-03-01 |  | STD | RCH |  |  |  | 5000 | working
119 | DIAL B.P APPA |  |  |  | 2009-03-12 |  | PP1~OT1~LWD1~POPD2~ | OTHERS |  |  |  | 0 | working
120 | PULSE OXY METER |  |  |  | 2007-03-01 | SOUTHERN MED SYSTEM | ENT OT | TNMSC |  |  |  | 5000 | working
121 | ULTRA SOUND SYSTEM |  |  |  | 2007-03-01 |  | LEPROSY DPT | OTHERS |  |  |  | 10000 | working
122 | LARYNGOSCOPE |  |  |  | 2010-07-20 |  | F WD1~OPD1. | TNMSC |  |  |  | 600 | working
123 | DIATHERMY |  |  |  | 2007-02-03 |  | OT | TNMSC |  |  |  | 15000 | working
124 | AUTOCLAVE HORI |  |  |  | 2009-03-12 |  | OT1 | TNMSC |  |  |  | 200000 | working
125 | AUTOCLAVE VER |  |  |  | 2007-03-03 |  | L.WD | OTHERS |  |  |  | 15000 | working
126 | MICROSCOPE |  |  |  | 2008-02-02 |  | LAB1 | JDHS |  |  |  | 5000 | working
127 | ELE.CALORIMETER |  |  |  | 2007-03-05 |  | B.B-1 | OTHERS |  |  |  | 6000 | working
128 | ELE.CENTRIFUGE |  |  |  | 2008-03-03 |  | STD1~LAB1~B.B1 | TNMSC |  |  |  | 0 | working
129 | REFREGIRATOR |  |  |  | 2007-02-07 |  | ICTC |  |  |  |  | 10000 | working
130 | B.PAPPA.BOX |  |  |  | 2008-03-05 |  | OPD2~B.B1 | OTHERS |  |  |  | 0 | working
131 | WEI.MACHINE(A) |  |  |  | 2008-03-01 |  | STORES | OTHERS |  |  |  | 0 | working
132 | BOYLES APPA |  |  |  | 2009-03-02 |  | ENT OT |  |  |  |  | 100000 | working
133 | ELE OPE SUC APPA |  |  |  | 2011-12-20 | TR FROM WALAJA | ENT OT1~OT1. | OTHERS |  |  |  | 0 | working
134 | FOOT SUC APPA |  |  |  | 2007-03-08 |  | CH WD1OPD1 | TNMSC |  |  |  | 3000 | working
135 | INCUBATER |  |  |  | 2006-03-09 |  | LAB | TNMSC |  |  |  | 20000 | working
136 | HOT AIR OVEN |  |  |  | 2007-03-03 |  | LAB-2~B.B-1 | OTHERS |  |  |  | 30000 | working
137 | BLOOD COLL MONITOR |  |  |  | 2007-03-01 |  | B.B-1 |  |  |  |  | 20000 | working
138 | COMPU.PRINT.UPS |  |  |  | 2008-03-05 |  | B.B-1 |  |  |  |  | 35000 | working
139 | ENDOSCOPE CAMERA~T.V.MONITOR |  |  |  | 2011-12-20 | TR FROM WALAJA | ENT OT-1 | OTHERS |  |  |  | 0 | working
140 | MICROSCOPE FOR ENT SURGERY |  |  |  | 2011-12-14 | TR FROM WALAJA | ENT OT | OTHERS |  |  |  | 0 | working
141 | STAND MODEL B.P. APPA |  |  |  | 2007-03-08 |  | MM.WD1OT1 | DMS |  |  |  | 750 | working
142 | SHADOWLESS LAMP |  |  |  | 2008-03-05 |  | OT1~L.WD1 | TNMSC |  |  |  | 15000 | working
143 | SHADOWLESS LAMP ORDINARY |  |  |  | 2008-03-03 |  | OT1 | TNMSC |  |  |  | 10000 | working
144 | INCUBATER |  |  |  | 2007-03-07 |  | B.B-1 | TNMSC |  |  |  | 20000 | working
145 | Blood Bank Refrigerator | B2 |  |  | 2010-03-18 |  | B.B-1 | OTHERS |  |  |  | 300000 | working
146 | ring lense |  |  |  | 2011-12-20 | SOLOKRAFTS~CHENNAI | ENT OT | TNHSP |  | 2011-12-20 |  | 7337 | working
147 | SHADOWLESS LAMP |  |  |  | 2008-04-15 |  | ENT OT | TNMSC |  |  |  | 0 | working
148 | HYDRA.TABLE |  |  |  | 2006-03-07 |  | EYE OT | TNHSP |  |  |  | 45000 | working
149 | WEIGH MACHI(P) |  |  |  | 2010-03-10 |  | NICU-1OPD-1 | TNHSP |  |  |  | 2500 | working
150 | Cryo theraphy unit |  |  |  | 2012-01-25 | solokrafts industries chennai | OT-1 | TNMSC |  |  |  | 24331 | working
151 | Refrigerator | C |  |  |  |  | STORES-3 |  |  |  |  | 10000 | working
152 | CTG Monitor | B2 |  |  | 2007-01-04 | Madras surgicals | L W |  |  |  |  | 0 | working
153 | Shadowless Lamp stand model | B |  |  | 1989-06-01 | General Surgical Corporation~ Madras | Operation Theatre (General) | DMS |  | 1989-06-01 |  | 5375 | working
154 | Dental Chair(Electric/Hydraulic/Manual) | B2 |  |  | 2007-05-26 | confident dentel eqps ltd chennai. | dentel opd | OTHERS | 22365 | 2007-05-26 |  | 210000 | working
155 | Opthalmoscope - Direct | C |  |  | 2001-01-24 | south india surgicals chennai. | eye dpt | OTHERS |  | 2001-01-24 |  | 6500 | working
156 | Foetal Monitor | B |  |  | 2011-10-16 | MEGHA SHREE HEALTH CARE CR KGIRI | LAB WD | OTHERS |  | 2011-10-16 |  | 8000 | working
157 | Binocular Mircroscope | B2 |  |  | 1998-06-15 | TBDD VLR |  |  |  | 1998-06-15 |  | 0 | working
158 | Radiant Warmer | C |  |  | 2008-11-10 | Datex-Ohemeda~ Chennai | NICU Ward | TNMSC |  | 2008-11-10 |  | 18000 | working
159 | Chemical Balances | C |  |  | 2011-11-22 | JUPITER MFG WORKS CBE | B.BANK | OTHERS |  | 2011-11-22 |  | 1850 | working
160 | Foetal Doppler | C |  |  | 2011-10-10 | MEGHA SHREE H C CER K.GIRI | LAB.WD | OTHERS |  | 2011-10-10 |  | 8000 | working
161 | Ventilators (Paediatrics) | B2 |  |  | 2010-12-28 | PHONIX MEDL SYSTEM M.S | NICU WD | TNMSC |  | 2010-12-28 |  | 120107 | working
162 | Semi auto analyser | B2 |  |  | 2010-10-07 | MICRO LAB INSTRU AHAMADABEED | LAB | TNMSC |  |  |  | 44400 | working
163 | Radiant Warmer | C |  |  | 2010-09-17 | M.S SURGICAL CHEMICAL M.S | NICU WD | TNMSC |  | 2010-09-17 |  | 15000 | working
164 | Nebulizer baby | C |  |  | 2011-11-10 | MEGHA SHREE H CARE CR K.GIRI | C.WD~E.WD | OTHERS |  | 2011-11-10 |  | 2100 | working
165 | Magnavision Lamp | C |  |  | 2011-03-15 | JUPITER MFG WS CBE | LAB WD | TNMSC |  | 2011-03-15 |  | 6000 | working
166 | Weighing Machine Electronic | C |  |  | 2011-01-07 | JUPITER MFG WORKS CBE | NICU WD | TNMSC |  | 2011-01-07 |  | 2300 | working
167 | Needle destroyer / Syringe Destroyer | C |  |  | 2010-07-22 | LINCO SCIENTIFIC INSTRU/CHEM LTD UMBALLA | S.T.D | TNMSC |  | 2010-07-22 |  | 1600 | working
168 | Weighing Machine-Suspension | C |  |  | 2011-02-03 | RANGA MDS TPT | L WD | OTHERS |  | 2011-02-03 |  | 1700 | working
169 | Blood Bank Refrigerator | B2 |  |  | 2010-11-04 | REMII ELECTRONIC LTD MAKARASTRA | BLOOD BANK | OTHERS |  | 2010-11-04 |  | 150000 | working
170 | Weighing machine paed | C |  |  | 2012-02-18 | jupiter mfg works cbe. | stores | TNMSC |  |  |  | 4750 | working
171 | B.P.apparatus dial model | C |  |  | 2012-02-02 | S.VR PHARMA GYM~VLR. | L.WARD~OPD~DENTEL. | OTHERS |  |  |  | 575 | working
172 | Electric Calorimeter | C |  |  | 2010-12-25 | SCIENTIFIC COMP SALEM | LAB | TNMSC |  | 2010-12-25 |  | 6300 | working
173 | Electric Calorimeter | C |  |  | 2011-03-15 | JUPITER MFG WORKS CBE | LAB | TNMSC |  | 2011-03-15 |  | 5300 | working
174 | Suction Apparatus - Foot operated | C |  |  | 1996-02-26 | SABERLOAC BS CHENNAI. | LAB.WARD | IPPV |  | 1996-02-26 |  | 0 | working
175 | Ultra Sonogram -MOBILE | B |  |  | 2011-09-29 | viproBLR | LAB.WD | TNMSC |  | 2011-12-05 |  | 344000 | working
176 | Operation Table Hydraulic Major | B2 |  |  | 1997-02-24 | GENERAL SUR CORPARATION M.S | O.T | OTHERS |  | 1997-02-24 |  | 22750 | working
177 | A-Scan Biometer | B2 |  |  | 2001-09-06 | JDHS Vellore | Eye Dept | OTHERS |  | 2001-09-06 |  | 30000 | working
178 | A-Scan Biometer | B2 |  |  | 2002-04-29 | Government of India-Ministry of Health~ Chennai | Eye Dept | OTHERS |  | 2002-04-29 |  | 30000 | Deletion
1977125

## Vaniyambadi
DIRECTORATE OF MEDICAL AND RURAL HEALTH SERVICES
GOVERNMENT OF TAMIL NADU
REPORT : EQUIPMENT RECEIPT DETAILS REPORT-INSTITUTION WISE
PERIOD : 01/03/2008-04/03/2015
District : Vellore
Institution : Vaniyambadi
S.No. | Equipment Name | Equipment Category | Equipment Model No | Equipment Serial No | Date of Receipt | Supplier Name | Location of Equipment | Source of Supply | Purchase Order No | Date of Installation | Warranty Valid Upto | Cost of the item | Working Status
1 | Suction Apparatus - Electrical | C | 7A-23D Electrical |  | 2008-02-13 | Vin Bio Tech | F W | TNHSP | TNHSP/TNMSC/P2E18/2007-08 Dt.30.10.2007 | 2008-02-14 | 2009-02-12 | 4148 | Working
2 | Suction Apparatus - Electrical | C | 7A-23D Electrical |  | 2008-02-13 | Vin Bio Tech | M W | TNHSP | TNHSP/TNMSC/P2E18/2007-08 Dt.30.10.2007 | 2008-02-15 | 2009-02-12 | 4148 | Working
3 | Suction Apparatus - Electrical | C | 7A-23D Electrical |  | 2008-02-13 | Vin Bio Tech | Store | TNHSP | TNHSP/TNMSC/P2E18/2007-08 Dt.30.10.2007 | 2009-02-12 | 2009-02-12 | 4148 | Working
4 | Suction Apparatus - Electrical | C | 7A-23D Electrical |  | 2008-02-13 | Vin Bio Tech | Store | TNHSP | TNHSP/TNMSC/P2E18/2007-08 Dt.30.10.2007 | 2009-02-12 | 2009-02-12 | 4148 | Working
5 | Dielectric Tube Sealer | C |  |  | 2008-02-28 | Delhi Hospital Supply | BB | OTHERS | SEALER/TANSACS/TNMSC/2007Dt.06.02.2007 | 2008-03-05 | 2009-02-27 | 76725 | Working
6 | Sterilizer big (Instrument) | C | 16x9 |  | 2008-03-15 | Suriya Surgicals | OT | TNHSP | TNHSP/TNMSC/P2E20/07 Dt.30.10.2007 | 2008-04-02 | 2009-03-14 | 1630 | Working
7 | Sterilizer Medium (Instrument) | C | 12x9 |  | 2008-03-15 | Suriya Surgicals | MW | TNHSP | TNHSP/TNMSC/P2E20/07 Dt.30.10.2007 | 2008-10-18 | 2009-03-14 | 1360 | Working
8 | Shadowless Lamp stand model | B | 18 |  | 2008-03-28 | Jupitor Manufacturing Works | OT | TNHSP | TNHSP/TNMSC/P2E17/2007 Dt.30.10.2007 | 2008-05-26 | 2001-03-27 | 13220 | Working
9 | Shadowless Lamp stand model | B | 18 |  | 2008-03-28 | Jupitor Manufacturing Works | OT | TNHSP | TNHSP/TNMSC/P2E17/2007 Dt.30.10.2007 | 2008-05-26 | 2009-03-27 | 13220 | Working
10 | Shadowless Lamp stand model | B | 18 |  | 2008-03-28 | Jupitor Manufacturing Works | OT | TNHSP | TNHSP/TNMSC/P2E17/2007 Dt.30.10.2007 | 2008-05-26 | 2009-03-27 | 13220 | Working
11 | Shadowless Lamp stand model | B | 18 |  | 2008-03-28 | Jupitor Manufacturing Works | OT | TNHSP | TNHSP/TNMSC/P2E17/2007 Dt.30.10.2007 | 2008-05-26 | 2009-03-27 | 13220 | Working
12 | Auto Clave HP Vertical (2 bin) | C | 2 Bin Vertical |  | 2008-04-03 | Jupitor Manufacturing Works | OT | TNHSP | TNHSP/TNMSC/P2E11/2007 Dt.28.11.2007 | 2008-03-06 | 2009-04-02 | 32000 | Working
13 | Auto Clave HP Vertical (2 bin) | C | 2 Bin Vertical |  | 2008-04-03 | Jupitor Manufacturing Works | OT | TNHSP | TNHSP/TNMSC/P2E11/2007 Dt.28.11.2007 | 2008-03-06 | 2009-04-02 | 32000 | Working
14 | Needle destroyer / Syringe Destroyer | C |  |  | 2008-06-18 | Glo Life Care Equipments | M W | TNHSP | TNHSP/TNMSC/ENGG/BMWM1/08 Dt.08.02.2008 | 2008-06-21 | 2009-06-17 | 755 | Working
15 | Needle destroyer / Syringe Destroyer | C |  |  | 2008-06-18 | Glo Life Care Equipments | BB | TNHSP | TNHSP/TNMSC/ENGG/BMWM1/08 Dt.08.02.2008 | 2008-06-21 | 2009-06-17 | 755 | Working
16 | Needle destroyer / Syringe Destroyer | C |  |  | 2008-06-18 | Glo Life Care Equipments | F w | TNHSP | TNHSP/TNMSC/ENGG/BMWM1/08 Dt.08.02.2008 | 2008-06-21 | 2009-06-17 | 755 | Working
17 | Needle destroyer / Syringe Destroyer | C |  |  | 2008-06-18 | Glo Life Care Equipments | L W | TNHSP | TNHSP/TNMSC/ENGG/BMWM1/08 Dt.08.02.2008 | 2008-06-21 | 2009-06-17 | 755 | Working
18 | Needle destroyer / Syringe Destroyer | C |  |  | 2008-06-18 | Glo Life Care Equipments | M OP | TNHSP | TNHSP/TNMSC/ENGG/BMWM1/08 Dt.08.02.2008 | 2008-06-21 | 2009-06-17 | 755 | Working
19 | Needle destroyer / Syringe Destroyer | C |  |  | 2008-06-18 | Glo Life Care Equipments | OT | TNHSP | TNHSP/TNMSC/ENGG/BMWM1/08 Dt.08.02.2008 | 2008-06-21 | 2009-06-17 | 755 | Working
20 | Needle destroyer / Syringe Destroyer | C |  |  | 2008-06-18 | Glo Life Care Equipments | PNW | TNHSP | TNHSP/TNMSC/ENGG/BMWM1/08 Dt.08.02.2008 | 2008-06-21 | 2009-06-17 | 755 | Working
21 | Needle destroyer / Syringe Destroyer | C |  |  | 2008-06-18 | Glo Life Care Equipments | OT | TNHSP | TNHSP/TNMSC/ENGG/BMWM1/08 Dt.08.02.2008 | 2010-06-18 | 2009-06-17 | 755 | Working
22 | Needle destroyer / Syringe Destroyer | C |  |  | 2008-06-18 | Glo Life Care Equipments | Eye OT | TNHSP | TNHSP/TNMSC/ENGG/BMWM1/08 Dt.08.02.2008 | 2010-11-18 | 2009-06-17 | 755 | Working
23 | Needle destroyer / Syringe Destroyer | C |  |  | 2008-06-18 | Glo Life Care Equipments | CH | TNHSP | TNHSP/TNMSC/ENGG/BMWM1/08 Dt.08.02.2008 | 2009-07-18 | 2009-06-17 | 755 | Working
24 | Needle destroyer / Syringe Destroyer | C |  |  | 2008-06-18 | Glo Life Care Equipments | LAB | TNHSP | TNHSP/TNMSC/ENGG/BMWM1/08 Dt.08.02.2008 | 2008-08-19 | 2009-06-17 | 755 | Working
25 | Needle destroyer / Syringe Destroyer | C |  |  | 2008-06-18 | Glo Life Care Equipments | LAB | TNHSP | TNHSP/TNMSC/ENGG/BMWM1/08 Dt.08.02.2008 | 2008-10-06 | 2009-06-17 | 755 | Working
26 | Needle destroyer / Syringe Destroyer | C |  |  | 2008-06-18 | Glo Life Care Equipments | FW | TNHSP | TNHSP/TNMSC/ENGG/BMWM1/08 Dt.08.02.2008 | 2009-06-19 | 2009-06-17 | 755 | Working
27 | Needle destroyer / Syringe Destroyer | C |  |  | 2008-06-18 | Glo Life Care Equipments | OPD | TNHSP | TNHSP/TNMSC/ENGG/BMWM1/08 Dt.08.02.2008 | 2009-12-05 | 2009-06-17 | 755 | Working
28 | Needle destroyer / Syringe Destroyer | C |  |  | 2008-06-18 | Glo Life Care Equipments | LAB | TNHSP | TNHSP/TNMSC/ENGG/BMWM1/08 Dt.08.02.2008 | 2008-07-22 | 2009-06-17 | 755 | Working
29 | Suction Apparatus - Electrical | C | electric |  | 2009-05-04 | vishal hospitals and furnitures |  | TNHSP |  |  |  | 0 | Working
30 | X-ray Machine 100 mA | B | 100ma |  | 2009-08-18 | Allengers | Deletion | TNHSP |  |  |  | 0 | Working
31 | Binocular Mircroscope | B2 | binocular |  | 2009-08-21 | solocrafts industries |  | TNHSP |  |  |  | 0 | Not working
32 | Electri centrifuger | C | 8 Buckets |  | 2009-08-21 | solocrafts industries | Deletion | TNHSP |  |  |  | 0 | Working
33 | Hot Air oven | C |  |  | 2009-08-21 | solocrafts industries | Deletion | TNHSP |  |  |  | 0 | Working
34 | Lab Incubator | C |  |  | 2009-08-21 | solocrafts industries | Deletion | TNHSP |  |  |  | 0 | Working
35 | Semi auto analyser | B2 | semi pritest touch |  | 2009-05-28 | robonic india pvt ltd | Deletion | TNHSP |  |  |  | 0 | Working
36 | Generator | C | 2.5 KVA | 9224813 | 2007-08-08 | FERMIER Engineers private limited~ chennai | L W | TNHSP | TNHSP/TNMSC/ENGG/P246/07 Dt.18.07.2007 | 2007-08-14 | 2008-08-07 | 50626 | Working
37 | Refrigerator | C | Jewett | 55824295 | 2002-11-12 |  | BB(Transfer to VMCH) | OTHERS |  | 2002-11-12 | 2003-11-11 | 0 | Working
38 | Boyles apparatus with out Circle Abosrber | B |  |  | 1979-04-01 |  | OT | DMS |  | 1979-04-01 |  | 3704 | Working
39 | Operation Table Hydraulic Major | B2 |  |  |  |  | Deletion |  |  |  |  | 0 | Working
40 | Magnavision Lamp | C |  |  | 2009-03-09 | Madras Surgicals |  | NRHM |  |  |  | 0 | Working
41 | Magnavision Lamp | C | meditech |  | 2009-10-29 | sabarwal surgicals | DEletion | NRHM |  |  |  | 0 | Working
42 | B.P.apparatus dial model | C |  |  | 2011-02-16 | SOUTH INDIA SURGICALS CO LTD CHENNAI 2 | MALE WARD | DMS |  | 2011-02-15 | 2012-02-15 | 295 | Working
43 | B.P.apparatus dial model | C |  |  | 2013-08-22 | MEGHASHREE HEALTH CARE CENTRE KRISHNAGIRI 1 | OPD NCD | OTHERS |  | 2013-08-23 | 2014-08-21 | 750 | Working
44 | B.P.apparatus dial model | C |  |  | 2013-08-22 | MEGHASHREE HEALTH CARE CENTRE KRISHNAGIRI | FEMALE WARD | OTHERS |  | 2013-08-22 | 2014-08-21 | 750 | Working
45 | B.P.apparatus dial model | C |  |  | 2013-08-22 | MEGHASHREE HEALTH CARE CENTRE KRISHNAGIRI 1 | LABOUR WARD | OTHERS |  | 2013-08-23 | 2014-08-21 | 750 | Working
46 | B.P.apparatus dial model | C |  |  | 2013-08-22 | MEGHASHREE HEALTH CARE CENTRE KRISHNAGIRI 1 | STORE | OTHERS |  | 2013-08-22 | 2014-08-21 | 750 | Working
47 | B.P.apparatus dial model | C |  |  | 2014-08-21 | MEGHASHREE HEALTH CARE CENTRE KRISHNAGIRI 1 | STORE | OTHERS |  |  | 2014-10-02 | 750 | Working
48 | Foetal Doppler | C |  |  | 2013-09-20 | SRI SYSTEM andamp; SERVICES CHENNAI 19 | LABOUR WARD | OTHERS |  | 2013-09-21 | 2014-09-19 | 5500 | Working
49 | B.P.apparatus dial model | C |  |  | 2013-12-21 | S V R GUDIYATHAM | STORES | OTHERS |  |  | 2014-12-20 | 820 | Working
50 | 100 M.A. X-ray machine Portable | B2 | MEDITRONICS DIAGNOX 4006 |  | 2014-06-11 | PHILIPS ELECTRONICS INDIA LTD~ PUDUCHERI 605009 | X-RAY | OTHERS |  | 2014-06-11 |  | 418000 | Working
51 | Pulse Oximeter with NIB.P | B2 |  |  | 2014-06-30 | ALAN MEDICAL AND LABORATORYPRODUCTS CHENNAI 600002 |  | TNMSC |  |  |  | 3885 | Working
52 | B.P.apparatus table model | C |  |  | 2009-11-07 | SRI RANGA MEDICALS TIRUPATHUR | FEMALE OPD | OTHERS |  | 2009-11-13 | 2010-11-06 | 1300 | Working
53 | Nebuliser Adult | C |  | 124018/2002 | 2003-07-26 | Associated Surgicals | M W | DMS | 45036/SPS/1/03 Dt.12.06.2003 | 2007-08-04 | 2004-07-25 | 2200 | Working
54 | Radiant Warmer | C | NWS 100 |  | 1994-01-21 | Phoenix Medicals Systems (P) Ltd | Ch W | DMS | NWS15-3-2001/1148 | 1994-01-29 | 1995-01-20 | 0 | Working
55 | Radiant Warmer | C | NWS 100 | NWS15-3-2001/1149 | 1994-01-21 | Phoenix Medicals Systems (P) Ltd | Ch W | DMS |  | 1994-01-29 | 1995-01-20 | 0 | Working
56 | Phototherapy Unit | C |  |  | 1994-01-21 | K G Hospital | P N W(Condemned) | OTHERS | Transfer from KG Hospital | 1994-01-29 | 1995-01-20 | 0 | Working
57 | Radiant Warmer | C | Phoenix |  | 1996-03-21 | Phoenix Medicals Systems (P) Ltd | OT | IPPV | 40/S2/LCB/1/95 Dt.08.12.1995 | 1996-04-12 | 1997-03-20 | 14208 | Working
58 | Phototherapy Unit | C | Nice 4000 CFL | 711940 | 1996-03-26 | Bet Medicals (P) Ltd. | Ch W(Condemned) | IPPV | 40/S2/LCB-I/95 Dt. 08.12.1995 | 1996-06-14 | 1997-03-25 | 0 | Working
59 | Foetal Monitor | B |  |  | 1997-07-28 | Bet Medicals (P) Ltd. | L W | DMS | 20535/CP II/1/99 Dt.07.05.99 | 1997-07-29 | 1998-07-27 | 13500 | Working
60 | Foetal Doppler | C |  |  | 1998-07-04 | Bet Medicals (P) Ltd. | L W | DMS | 18198/CP II/1/88 Dt20.03.88 | 2003-09-10 | 1999-07-03 | 0 | Working
61 | Radiant Warmer | C | OCW100 | 2907 | 2001-03-17 | Phoenix Medicals Systems (P) Ltd | CH |  |  |  |  | 0 | Working
62 | Foetal Doppler | C |  |  | 2003-07-26 | Associated surgicals | L W | DMS | 45036/585/1/03 Dt.12.06.2003 | 2004-09-20 | 2004-07-25 | 5150 | Working
63 | Mono cular Microscope | C | Compound |  | 1967-01-07 |  | Lab(Condemned) |  |  |  | 1968-06-30 | 0 | Working
64 | Refrigerator | C |  |  | 1979-01-04 | DHS | Store(Condemned) | OTHERS |  | 1979-04-01 | 1980-03-31 | 0 | Working
65 | Shadowless Lamp stand model | B |  |  | 1980-11-12 | PEICO Electronics andamp; Electricals | OT(Condemned) | DMS |  | 1980-12-16 | 1981-11-11 | 1772 | Working
66 | Shadowless Lamp stand model | B |  |  | 1980-11-12 | PEICO Electronics andamp; Electricals | OT(Condemned) | DMS |  | 1980-11-18 |  | 1772 | Working
67 | Dental Chair | B2 | SS100 |  | 1981-03-23 | Associated Surgicals | Dental OP(Condemned) | DMS |  | 1981-03-23 | 1984-03-22 | 15339 | Working
68 | X-ray Machine 100 mA | B | ST100 | C/95231 | 1982-01-03 | IGE India Ltd. | X-Ray room(Condemned) | DMS |  | 1982-08-17 |  | 127920 | Working
69 | Refrigerator | C |  |  | 1983-01-07 | Nemicaamd Sura | BB | OTHERS | Donation | 1983-07-01 | 1984-06-30 | 0 | Working
70 | Auto Clave HP Vertical (2 bin) | C |  |  | 1983-03-17 | Associated Surgicals | OT(Condemned) | DMS |  | 1983-03-18 | 1984-03-16 | 0 | Working
71 | Refrigerator | C |  | 630211468 | 1983-06-03 | Loyds Sales Corporation | Lab | OTHERS |  | 1987-04-22 | 1984-03-15 | 0 | Working
72 | Mono cular Microscope | C | Compound |  | 1986-04-30 | Associated Surgicals | BB(Condemned) | DMS |  | 1986-05-21 | 1987-04-29 | 1816 | Working
73 | Shadowless Lamp stand model | B |  |  | 1986-05-09 | Associated Surgicals | OT(Condemned) | DMS | 128575/CPI/86 Dt.11.07.1986 | 1987-01-29 |  | 2839 | Working
74 | Suction Apparatus - Electrical | C | Electrical |  | 1986-06-09 | DMO~ Vellur | OT | OTHERS |  | 1986-06-09 | 1987-06-08 | 0 | Working
75 | Rotor / Shaker | C |  |  | 1986-07-31 | M C Dalal andamp; Co | Lab | DMS | 128575/CP/I DT13.05.1986 | 2008-05-12 | 1987-08-17 | 850 | Working
76 | Rotor / Shaker | C |  |  | 1986-08-18 | M C Dalal andamp; Co | Lab | DMS | 128575/CP/I DT13.05.1986 | 1990-06-02 | 1987-07-30 | 850 | Working
77 | Suction Apparatus - Electrical | C | Electrical |  | 1986-09-29 | Associated Surgicals | M W | OTHERS |  | 1986-09-29 | 1986-09-28 | 1840 | Working
78 | Auto Clave HP Vertical (2 bin) | C |  |  | 1986-10-09 | Yarco Scientific Pvt. | OT(Condemned) | DMS |  | 1986-09-11 | 1987-10-08 | 8750 | Working
79 | Laproscope Double Puncture | C |  |  | 1985-07-02 | DMO~ Vellur | OT | OTHERS | Received from DMO Vellore | 1985-07-02 |  | 0 | Working
80 | Laproscope Double Puncture | C |  |  | 1987-03-08 | MO Ambur GH | OT |  | Received from Ambur |  |  | 0 | Working
81 | Operation Table Hydraulic Major | B2 |  |  | 1987-05-31 | Pikay Medico Surgicals | OT | DMS |  | 1987-05-31 | 1988-05-30 | 11327 | Working
82 | Electri centrifuger | C |  |  | 1987-07-20 | DMO~ Vellur | Lab | OTHERS |  | 1987-07-20 | 1988-07-19 | 0 | Working
83 | Boyles apparatus with out Circle Abosrber | B |  |  | 1988-03-17 | IOL India | OT | OTHERS | 4015/FW/111/51/88 Dt.23.02.1988 | 1988-03-17 |  | 23192 | Working
84 | B.P.apparatus table model | C | Box Type |  | 1989-12-13 | Hiren Pharma andamp; Surgicals | LW(Condemned) | OTHERS |  | 1993-11-29 | 1990-12-12 | 323 | Working
85 | Suction Apparatus - Electrical | C | Electrical |  | 1990-03-08 | Leading India Surgicals | OT | OTHERS | 14127/PTD/90 Dt.26.07.1990 | 1991-02-20 | 1991-08-02 | 4663 | Working
86 | B.P.apparatus table model | C | Box Type |  | 1990-08-16 | Hiren Pharma andamp; Surgicals | F W | OTHERS | 14127/Dt.23.07.1990 | 1990-12-13 | 1991-08-15 | 327 | Working
87 | B.P.apparatus table model | C | Box Type |  | 1990-08-16 | Hiren Pharma andamp; Surgicals | P N W | OTHERS | 14127/Dt.23.07.90 | 1990-09-18 | 1991-08-15 | 327 | Working
88 | Operation Table Hydraulic Major | B2 |  |  | 1991-07-11 | General Surgicals Co Ltd. | OT | DMS |  | 1991-11-19 | 1992-11-06 | 13362 | Working
89 | Shadowless Lamp stand model | B |  |  | 1991-08-08 | General Surgicals Co Ltd. | OT(Condemned) | DMS |  | 1991-12-19 |  | 6000 | Working
90 | Suction Apparatus - Electrical | C | Electrical |  | 1991-08-11 | Karthik andamp; Deepak Agencies | F OP | OTHERS | 8515/PTD/90 Dt.14.06.1991 | 1993-11-09 | 1992-11-07 | 2411 | Working
91 | Suction Apparatus - Electrical | C | Electrical |  | 1992-06-05 | Leading India Surgicals | OT | OTHERS | 019222/PTD/91 Dt.09.03.1992 | 1995-03-04 | 1993-05-05 | 5198 | Working
92 | Deep Freezer | C |  | BE04G4E2600B248 | 1993-10-28 | DDHS Vellur | Family welfare | OTHERS |  |  | 1994-10-27 | 0 | Working
93 | Ice Lined Refrigerator | C | MK 142 | 24513753 | 1993-10-28 | DDHS Vellur | F welfare | OTHERS |  | 1993-10-28 | 1994-10-27 | 0 | Working
94 | Binocular Mircroscope | B2 | Compound |  | 1995-04-20 | Aids Control Socity | Lab(Condemned) | OTHERS | 1079/A4/95 | 1995-05-08 | 1996-04-19 | 0 | Condemned
95 | Deep Freezer | C |  |  | 1994-07-18 | Mascot exims Ltd. | L W | DMS |  | 1994-07-18 | 1995-07-17 | 0 | Working
96 | B.P.apparatus table model | C | Box Type |  | 1995-04-20 | Aids Control Socity | BB | DMS | 1079/A4/95 | 1995-05-12 | 1996-04-19 | 0 | Working
97 | Electri centrifuger | C | Remi |  | 1995-04-20 | Aids Control Socity | BB | OTHERS | 1079/a4/95 | 1995-05-12 | 1996-04-19 | 1200 | Working
98 | Refrigerator | C |  |  | 1996-01-19 | Fiders Layd | BB | OTHERS | W5/01/DC/S2A-0011/ICB 0007/CUAD | 1997-01-19 | 1987-01-18 | 9602 | Working
99 | Auto Clave HP Vertical (2 bin) | C |  |  | 1996-02-29 | Muthumee Surgicals | OT | DMS | 40/s2/ica II/95 Dt.15.12.95 | 1996-03-06 | 1997-02-28 | 0 | Working
100 | Suction Apparatus - Foot operated | B | Foot Operated |  | 1996-02-29 | Saberwell Bios | OT | IPPV | 40/S2/ICB2/95 Dt 13.02.1995 | 1996-03-06 | 1996-02-28 | 0 | Working
101 | Refrigerator | C |  | 340002 | 1996-03-27 | GE Appliances | Lab | DMS | SANWBC/326 Dt.23.03.1996 | 1996-06-14 | 1997-03-26 | 0 | Working
102 | Refrigerator | C |  | 3219514 | 1996-03-27 | GE Appliances | Store | DMS | SANWBC/3260 Dt.23.03.1996 | 1996-06-14 | 1997-03-26 | 0 | Working
103 | Boyles apparatus with out Circle Abosrber | B |  | 1102 | 1996-03-28 | BOC India Ltd. | OT | IPPV | 91455/CP II/2/95 | 1996-04-09 |  | 170147 | Working
104 | Ultra Sonogram -MOBILE | B | UF4500W | 120C1256 | 1996-03-30 | Kody Elcot | Scan Room | IPPV | 4540/S1(1)/ICB IV/95 /IPPV Dt.03.02.1996 | 1996-03-30 | 1997-03-29 | 0 | Condemned
105 | Auto Clave HP Vertical (2 bin) | C |  |  | 1996-05-17 | Yarco Scientific Pvt. | OT(Condemned) | OTHERS |  | 1998-04-30 | 1997-05-16 | 19900 | Working
106 | Electric Calorimeter | C |  |  | 1996-07-18 | Universal Bio Chem Ltd. | Lab | DMS | 128575/CPI/85 Dt.13/05/86 | 1986-07-18 | 1997-07-17 | 2704 | Working
107 | Generator | C | 1 KVA | EBK 2800-9504650 | 1996-10-02 | Sriram Honda Poer Equipments | BB | OTHERS |  | 1996-02-10 | 1997-10-01 | 27500 | Working
108 | Opthalmoscope Indirect | C |  |  | 1997-02-15 | South India Surgicals Co. Ltd. | M W | DMS | 6790/cp ii/1/96 Dt 12.01.1997 | 1997-02-21 | 1998-02-14 | 6084 | Working
109 | Alpha Bed with motor | C |  |  | 1997-02-15 | South India Surgicals Co. Ltd. | M W | DMS | 67990/CP2/1/96 Dt.13.01.1997 | 2003-09-10 | 1998-02-14 | 9250 | Working
110 | Formaline dispenser | C |  |  | 1997-02-15 | South India Surgicals Co. Ltd. | OT | DMS | 67990/CP2/1/96 Dt.11.01.1197 | 1997-02-18 | 1998-02-14 | 5668 | Working
111 | Operation Table Hydraulic Major | B2 |  |  | 1997-02-21 | General Surgicals Co Ltd. | OT | DMS | 67990/CP II/1/96 Dt.30.01.1197 | 1997-02-22 | 1998-02-20 | 22750 | Working
112 | B.P.apparatus table model | C | Box Type |  | 1997-02-24 | Eagle Surgicals India | BB | DMS | 67990/CP II/1/96 Dt.04.12.96 | 1997-06-26 | 1998-02-23 | 1200 | Working
113 | ECG machine ordinary | B | BPL 108 |  | 1997-02-25 | BPL Ltd. | X-Ray room(Condemnation) | DMS |  | 1997-02-25 | 1998-02-24 | 12151 | Working
114 | Laryngoscope(Paediatric) | C |  |  | 1997-03-08 | DMO~ Vellur | Deletion |  |  |  |  | 0 | Working
115 | Hot Air oven | C |  |  | 1997-03-30 | Technico Lab Product | BB | OTHERS | 2591/A3/96 Dt 25.03.1997 | 1998-02-28 | 1998-03-01 | 7592 | Working
116 | Diathermy Machine (Electric Cautery) | B |  |  | 1997-05-21 | Associated Surgicals | OT | DMS | 67990/CP II/1/96 Dt.22.02.1997 | 1997-11-15 | 1998-05-20 | 36140 | Working
117 | Generator | C | 10 KVA | FX1630 | 1997-12-16 | ATUL Generator (P) Ltd. | BB | DMS |  | 1997-12-16 | 1998-12-15 | 75816 | Working
118 | Generator | C | 4 KVA | 8941634 | 1998-02-28 |  | AE W | DMS | 48008/FWIII/S2 Dt.20.03.1985 | 1998-02-28 | 1999-02-27 | 55328 | Working
119 | Refrigerator | C |  |  | 1998-02-28 | Govt. Medical Store | BB | DMS |  | 1998-02-28 | 1999-02-27 | 0 | Working
120 | Binocular Mircroscope | B2 | Binocular |  | 1998-08-20 | Scientific India | BB | OTHERS | wb/s4/u5/01/d2/52/A-0010/1CB0006 | 1998-09-02 | 1999-08-19 | 10805 | Working
121 | Binocular Mircroscope | B2 | Binocular |  | 1998-09-05 | DDTB Vellur | Lab | OTHERS | 0010/1CB0006/COPS/C-007115 Dt04.011.96 | 1998-06-13 | 1998-05-08 | 0 | Working
122 | ECG machine ordinary | B | BPL 108 | J8G16107 | 1998-09-16 | BPL Ltd. | X-Ray room(Condemned) | DMS | 58167/CPII/1/98 Dt.30.06.98 | 1998-09-18 | 1999-09-15 | 12151 | Working
123 | Autoclave vertical single bin | C | 12x12 Electrical |  | 1998-11-08 | Associated Surgicals | F W(Condemned) | DMS | 21488/CP II/1/98 Dt.17.05.98 | 1998-08-13 | 1999-11-07 | 1940 | Working
124 | Autoclave vertical single bin | C | 12x12 Electrical |  | 1998-11-08 | Associated Surgicals | L W(Condemned) | DMS | 21488/CP II/1/98 Dt.17/05/98 | 1998-08-13 | 1999-11-07 | 1940 | Working
125 | Autoclave vertical single bin | C | 12x12 Electrical |  | 1998-11-08 | Associated Surgicals | M OP(Condemned) | DMS | 21488/CPII/1/98 Dt.17.05.98 | 1998-08-13 | 1999-11-07 | 1940 | Working
126 | Autoclave vertical single bin | C | 12x12 Electrical |  | 1998-11-08 | Associated Surgicals | M W | DMS | 21488/CP II/1/98 Dt.17/08/1998 | 1998-08-13 | 1999-11-07 | 1940 | Working
127 | Pulse Oximeter | B | NONIN 8600 | 104004765 | 1998-12-17 | Trans Health Care India Ltd. | OT | DMS | 64569/CP II/1/98 Dt.25.11.1998 | 1998-12-17 | 1999-12-16 | 34000 | Working
128 | Semi auto analyser | B2 | Erba Chem 5+ | D81021 | 1998-12-22 | Transasia Bio Ltd. | Lab | DMS | 33543/CP II/1/97 Dt02.12.1998 | 1998-12-26 | 1999-12-21 | 169000 | Working
129 | Refrigerator | C | Chest |  | 1999-03-07 | co | BB | OTHERS | S12015/20/95/NACO | 1999-07-03 | 2000-07-02 | 0 | Working
130 | Nebuliser Adult | C | New speed | 63009713 | 1999-04-20 | Associated Surgicals | Ch W | DMS | 29550/CPII/1/99 Dt.31.03.1999 | 2003-09-10 | 2000-04-19 | 4420 | Working
131 | ECG machine ordinary | B | 108T | 22925 | 2000-02-12 | JDHS Vellur | X-Ray room(Condemned) | JDHS |  | 2000-12-04 | 2000-02-11 | 16000 | Working
132 | Auto Clave HP Vertical (2 bin) | C |  |  | 2001-03-15 | Alan Medical andamp; Laboratories Products | OT | DMS | 97000/ CP II/Dt.28.01.2001 | 2001-03-16 | 2002-03-14 | 19900 | Working
133 | Auto Clave HP Vertical (2 bin) | C |  |  | 2001-04-18 | Associated Surgicals | Lab | DMS | 97000/cp II /Dt.28.01.2001 | 2001-04-28 | 2002-04-17 | 4600 | Working
134 | Suction Apparatus - Electrical | C | Electrical |  | 2001-07-02 | Alan Medical andamp; Laboratories Products | Ch W | DMS | 97000/CPII/1/2001 Dt.28.01.2001 | 2001-02-07 | 2002-02-06 | 8200 | Working
135 | Suction Apparatus - Electrical | C | Electrical |  | 2001-07-02 | Alan Medical andamp; Laboratories Products | L W | DMS | 97000/CPII/1/2001 Dt.28.01.2001 | 2001-02-07 | 2002-02-06 | 8200 | Working
136 | Suction Apparatus - Foot operated | B | Foot Operated |  | 2001-07-24 | Associated Surgicals | M W | DMS | 97000/CP II/1/2001 Dt. 28.01.2001 | 2001-07-24 | 2002-07-23 | 1350 | Working
137 | Electri centrifuger | C |  |  | 2002-01-11 | Associated Surgicals | BB | DMS | 7856/CP II/1/02 Dt.29.10.2002 | 2002-11-02 | 2003-10-31 | 1354 | Working
138 | Shadowless Lamp stand model | B |  |  | 2002-05-04 | DFWB Vellur | OT | OTHERS |  | 2002-04-05 | 2003-04-04 | 5725 | Working
139 | Binocular Mircroscope | B2 | Compound |  | 2002-10-25 | Associated Surgicals | BB | DMS | 7856/CP II/1/2002 Dt.17.09.2002 | 2002-11-12 | 2003-10-24 | 3900 | Working
140 | Dielectric Tube Sealer | C |  |  | 2003-03-26 | Scientific andamp; General Traders | BB | DMS | 7856/SPS/1/02 Dt.21.03.2003 | 2003-03-27 | 2004-03-25 | 55800 | Working
141 | Needle destroyer / Syringe Destroyer | C |  |  | 2003-06-11 |  | F W |  |  |  |  | 0 | Working
142 | Alpha Bed with motor | C |  |  | 2003-07-26 | Associated Surgicals | F W | DMS | 45036/sps/1/03 Dt.12.06.03 | 2003-09-10 | 2004-07-25 | 7760 | Working
143 | Alpha Bed with motor | C |  |  | 2003-07-26 | Associated Surgicals | L W | DMS | 45036/sps/1/03 Dt.12.06.03 | 2003-09-10 | 2004-07-25 | 7760 | Working
144 | Formaline dispenser | C |  |  | 2003-09-08 | South India Surgicals Co. Ltd. | OT | DMS | 49216/SPS/1/2003Dt 25.06.03 |  | 2004-08-08 | 5679 | Working
145 | Binocular Mircroscope | B2 | Compound |  | 2004-06-11 | MO Thirupathur GH | BB | OTHERS | From Tirupattur GH | 2004-11-06 |  | 0 | Working
146 | Binocular Mircroscope | B2 | Compound |  | 2004-12-27 | MO Thirupathur GH | Lab | OTHERS | Transferred from GH~Tirupattur | 2004-12-27 |  | 0 | Working
147 | Generator | C | 2.4 KVA | EXK2800 | 2005-04-22 | Honda SIEL Power Product Ltd. | BB | OTHERS | 2579/1/A5/2005/Dt07/04/2005 | 2005-04-22 | 2006-04-21 | 41814 | Working
148 | Refrigerator | C |  |  | 2005-05-26 | Vasanth andamp; Co | ICTC | OTHERS | 4851-A/AIDS/PTCT/VCTC/DIO/05 | 2005-05-26 | 2006-05-25 | 6190 | Working
149 | B.P.apparatus table model | C | Box Type |  | 2005-08-15 | Kasthuri Scientific Agencies | F OP | OTHERS | 1464 | 2005-08-19 | 2006-08-14 | 1030 | Working
150 | B.P.apparatus table model | C | Box Type |  | 2005-08-15 | Kasthuri Scientific Agencies | L W | OTHERS | 1464 | 2005-08-19 | 2006-08-14 | 1030 | Working
151 | ECG machine ordinary | B | 1 Channel | PHY035 | 2006-05-18 | Solokraft | X-Ray room(Transfer to ambur) | DMS |  | 2006-05-23 | 2007-05-17 | 24852 | Working
152 | Refrigerator | C | 45 BB |  | 2006-07-18 | Electrolux | BB | OTHERS | S/2015/20/95/NACO | 2006-07-18 | 2007-07-17 | 0 | Working
153 | Refrigerator | C |  | Sl. No.R0608TN07 | 2006-11-14 | Jove Automation | BB | OTHERS | TANSACS/TNMSC/E206/ Dt 11.05.2006 | 2006-12-02 | 2007-11-13 | 0 | Working
154 | B.P.apparatus table model | C | Box Type |  | 2006-11-28 | Rajendra prasad | FWF | OTHERS | Received from donation | 2006-11-28 | 2007-11-27 | 0 | Working
155 | B.P.apparatus table model | C | Box Type |  | 2007-02-15 | Super surgicals | F W | OTHERS | Received from donation | 2007-02-20 | 2008-08-13 | 0 | Working
156 | Diathermy Machine (Electric Cautery) | B | MX 250 | MED 5293-153 | 2007-03-07 | Associated surgicals | OT | DMS | 35047/STP/01/2007 Dt.19/04/2007 | 2007-07-13 | 2008-03-06 | 18000 | Working
157 | Nebuliser Adult | C | Paediatric | 100567 | 2007-03-08 | Jupitor Manufacturing Works | Ch W | TNHSP | TNHSP/TNMSC/ENGG/P2E23/07 Dt.29.06.2007 | 2007-08-03 | 2008-08-02 | 1260 | Working
158 | Infusion pump | C | AKAS INFO 300 | E03070383 | 2007-03-15 | Akas Medicals | L W | DMS | 103928/578/1/06Dt.28.02.1997 | 2007-03-27 | 2007-03-14 | 25376 | Working
159 | Laryngoscope(Paediatric) | C | Infant |  | 2007-05-09 | Vibash | LW | TNHSP | TNHSP/TNMSC/ENGG/P2E26 Dt.29.06.2007 | 2008-04-30 | 2008-09-04 | 525 | Working
160 | Laryngoscope(Paediatric) | C | Infant |  | 2007-05-09 | Vibash | Store | TNHSP | TNHSP/TNMSC/ENGG/P2E26 Dt.29.06.2007 |  | 2008-09-04 | 525 | Working
161 | Lab Incubator | C |  |  | 2007-06-24 | Atmaram Sharma andamp; Sons | BB(Deletion) |  |  |  |  | 0 | Working
162 | Alpha Bed with motor | C |  |  | 2007-07-03 | Jupitor Manufacturing Works | F W | DMS | 35047/stp/1/2007 Dt.19.04.07 | 2007-07-06 | 2008-07-02 | 6600 | Working
163 | Alpha Bed with motor | C |  |  | 2007-07-03 | Jupitor Manufacturing Works | M W | DMS | 35047/stp/1/2007 Dt.19.04.07 | 2007-07-06 | 2008-07-02 | 6600 | Working
164 | Deletion | C |  |  | 2007-07-03 | Jupitor Manufacturing Works | Store |  |  |  |  | 0 | Working
165 | Electric Calorimeter | C | Photo Chem PEL3 |  | 2007-08-14 | Super Surgicals Company | Lab | OTHERS | Received on donation | 2007-08-16 | 2008-08-13 | 0 | Working
166 | Semi auto analyser | B2 | Erba Chem 5+ | 70671 | 2007-08-14 | Transasia Bio Ltd. | Lab | OTHERS | Received on donation | 2007-08-16 | 2008-08-13 | 150000 | Working
167 | Semi auto analyser | B2 | Erba Chem 5+ |  | 2007-08-14 | Transasia Bio Ltd. | Deletion |  |  |  |  | 0 | Working
168 | Autoclave vertical single bin | C | 12x12 |  | 2007-08-14 | Super Surgicals Company | Lab | OTHERS | Donation from Vanitec | 2007-08-23 | 2008-08-13 | 0 | Working
169 | Deletion | C | 12x12 |  | 2007-08-14 | Supper Surgicals | Lab |  |  |  |  | 0 | Working
170 | Needle destroyer / Syringe Destroyer | C |  |  | 2007-08-14 | Super Surgicals Company | Lab | OTHERS | On donation | 2007-08-23 | 2008-08-13 | 0 | Working
171 | Needle destroyer / Syringe Destroyer | C |  |  | 2007-08-14 | Supper Surgicals | Lab | TNHSP | TNHSP/TNMSC/ENGG/BMWM1/08 Dt.08.02.2008 | 2008-07-22 | 2009-06-17 | 755 | Working
172 | B.P.apparatus table model | C | Box Type |  | 2007-08-14 | Super Surgicals | M OP | OTHERS | Received from donation | 2007-08-20 | 2008-08-13 | 0 | Working
173 | B.P.apparatus table model | C | Box Type |  | 2007-08-14 | Super Surgicals | F OP | OTHERS | Received from donation | 2008-02-20 | 2008-08-13 | 0 | Working
174 | B.P.apparatus table model | C | Box Type |  | 2007-08-14 | Super Surgicals | PN | OTHERS |  | 2008-07-01 | 2008-08-13 | 0 | Working
175 | B.P.apparatus table model | C | Box Type |  | 2007-08-14 | Super Surgicals | M OP | OTHERS | Received from donation | 2009-02-12 | 2008-08-13 | 0 | Working
176 | B.P.apparatus table model | C |  |  | 2009-11-07 | SRI RANGA MEDICALS TIRUPATHUR | FEMALE WARD | OTHERS |  | 2009-11-13 | 2010-11-06 | 1300 | Working
177 | Magnavision Lamp | C |  |  | 2009-03-09 | Madras Surgicals | DEletion | NRHM |  |  |  | 0 | Working
178 | Needle destroyer / Syringe Destroyer | C |  |  | 2011-05-17 | MEGHA SHREE HEALTH CARE KRISHNAGIRI | FW | OTHERS |  | 2011-05-17 | 2012-05-16 | 1000 | Working
179 | Needle destroyer / Syringe Destroyer | C |  |  | 2011-05-17 | MEGHA SHREE HEALTH CARE KRISHNAGIRI | LABORATORY | OTHERS |  | 2011-05-17 | 2012-05-16 | 1000 | Working
180 | B.P.apparatus stand model | C |  |  | 2008-12-12 | Jupitor manufacturing works | Labour ward | TNHSP | TNHSP/TNMSC/P3E16/2008 Dt 29.08.08 | 2008-12-19 | 2009-12-11 | 1090 | Working
181 | B.P.apparatus stand model | C |  |  | 2008-12-12 | Jupitor manufacturing works | BB | TNHSP | TNHSP/TNMSC/P3E16/2008 Dt 29.08.08 | 2009-01-27 | 2009-12-11 | 1090 | Working
182 | B.P.apparatus stand model | C |  |  | 2008-12-12 | Jupitor manufacturing works | Male OP | TNHSP | TNHSP/TNMSC/P3E16/2008 Dt 29.08.08 | 2009-12-12 | 2009-12-11 | 1090 | Working
183 | B.P.apparatus stand model | C |  |  | 2011-05-18 | Jayam Enterprises | EYE OT | RCH |  | 2011-05-19 | 2011-05-17 | 1500 | Working
184 | Needle destroyer / Syringe Destroyer | C |  |  | 2012-03-03 | MEGHA SHREE HEALTH CARE KRISHNAGIRI | Lab | OTHERS |  |  | 2013-03-02 | 1850 | Working
185 | B.P.apparatus stand model | C |  |  | 2008-12-12 | Jupitor manufacturing works | Family welfare department | TNHSP | TNHSP/TNMSC/P3E16/2008 Dt 29.08.08 | 2008-12-19 | 2009-12-11 | 1090 | Working
186 | Needle destroyer / Syringe Destroyer | C |  |  | 2011-05-17 | MEGHA SHREE HEALTH CARE KRISHNAGIRI | LW | OTHERS |  | 2011-05-17 | 2012-05-16 | 1000 | Working
187 | B.P.apparatus stand model | C |  |  | 2011-05-18 | Jayam Enterprises | OT | RCH | RCH-II/TNMSC/ENGG/4538/2011 Dt.10.02.2011 | 2011-05-19 | 2012-05-17 | 1500 | Working
188 | B.P.apparatus stand model | C |  |  | 2008-12-12 | Jupitor manufacturing works | OT | TNHSP | TNHSP/TNMSC/P3E16/2008 Dt 29.08.08 | 2008-12-19 | 2009-12-11 | 1090 | Working
189 | B.P.apparatus stand model | C |  |  | 2011-05-18 | Jayam Enterprises | Labour ward | RCH | RCH-II/TNMSC/ENGG/4538/2011 Dt.10.02.2011 | 2011-05-23 | 2012-05-17 | 1500 | Working
190 | B.P.apparatus stand model | C |  |  | 2012-05-18 | Jayam Enterprises | Postnatal ward | RCH | RCH-II/TNMSC/ENGG/4538/2011 Dt.10.02.2011 | 2011-05-23 | 2012-05-17 | 1500 | Working
191 | Needle destroyer / Syringe Destroyer | C | [9 empty] | 0 | Working
192 | O2 Concentrator | C | NEUMARIC |  | 2015-02-25 | TAURUS HEALTHCARE PVT LTD | NBSU | TNMSC | 114/TNMSC/ENGG/2013-5 | 2015-02-25 | 2018-02-24 | 23970 | Working
193 | Shadowless Lamp stand model | B | MOBILE LIGHT EXAMINATION(SHADOWLESS MOBILE LAMPto114NBSU) |  | 2015-02-18 | GENERA SURGICAL COMPANY( INDIA)PVT.LTD.CHENNAI.84 | GOT-1.L W-1~NBSU-2 | TNMSC | 114/TNMSC/ENGG/2013-3dt.8.12.2014 | 2015-02-18 | 2018-02-17 | 12469 | Working
194 | Boyles apparatus with Ventilator | B | Model Compact AC20 | AC21107-016 | 2008-08-01 | L andamp; T | OT | TNHSP |  | 2008-02-01 |  | 292520 | Working
195 | Boyles apparatus with out Ventilator | B | Model Compact AC 20 | AC21207-010 | 2008-08-01 | L andamp; T | OT | TNHSP |  | 2008-02-01 |  | 100940 | Working
196 | Cardiac Monitor | C | Micromon | X07T0081 | 2008-08-01 | L andamp; T | OT | TNHSP | TNHSP/TNMSC/P2E9/2007 Dt.11.09.2007 | 2008-02-01 |  | 27810 | Working
197 | Pulse Oximeter | B | Steller P | S07P25204 | 2008-08-01 | L andamp; T | CH | TNHSP |  | 2008-02-01 | 2009-01-07 | 33750 | Working
198 | Pulse Oximeter | B | Steller P |  | 2008-08-01 | L andamp; T | OT | TNHSP | S07P25146 | 2008-02-01 | 2009-01-07 | 33750 | Working
199 | Inverter | C | 3KVA UPS SYSTEM WITHDC POWER PACK. | SL.NO.II140100281 | 2014-04-19 | NOVATEUR ELECTRICAL`DIGITAL SYSTEMS PVT LTD. CHENNAI | OFFICE | OTHERS | ELCOT/NW/TNHSP/NRHM/M-09/293/13-14 Dt.02.09.2013 |  |  | 64518 | Working
200 | VDRL Rotator/Shaker | C | BDI-149 |  | 2014-10-11 | SOLOKRAFTS INDUSTRIES | LAB | TNHSP | TNHSP/TNMSC/AG871(R)2014-2~19.05.2014 | 2014-12-23 | 2015-10-10 | 32200 | Working
201 | Needle destroyer / Syringe Destroyer | C |  |  | 2014-10-16 | SOLOCRAFTS INDUSTRIES | STORES | TNMSC | 20533/ICWM/TNMSC/ENGG/2014-1dt23.05.2014 | 2014-10-16 | 2015-10-15 | 1626 | Working
202 | Baby Incubators | C | Nice3010 R |  | 2007-11-29 | Madras Surgicals | Children ward(Transfer to GH~ Tirupattur) | TNHSP | TNHSP/TNMSC/P2E3/2007 Dt.11.09.2007 | 2007-12-08 | 2008-11-28 | 0 | Working
203 | Phototherapy Unit | C | NIce 4000 CFL | 711953 | 2007-11-29 | Madras Surgicals | Ch W | TNHSP | TNHSP/TNMSC/P2E/10/2007 Dt.19.09.2007 |  | 2008-11-28 | 10260 | Working
204 | Radiant Warmer | C | Nice2007 S | 7111005 | 2007-11-29 | Madras Surgicals | Ch W | TNHSP | TNHSP/TNMSC/P2E10/07 Dt 19.09.2007 | 2007-12-08 | 2007-11-28 | 17680 | Working
205 | Radiant Warmer | C | Nice 2007S | 7111015 | 2007-11-29 | Madras Surgicals | OT | TNHSP | TNHSP/TNMSC/P2E10/07 Dt.19.09.2007 | 2007-12-20 | 2007-11-28 | 17680 | Working
206 | Radiant Warmer | C | Nice 2007S | 7111012 | 2007-11-29 | Madras Surgicals | CHW | TNHSP | TNHSP/TNMSC/P2E10/07 Dt 19.09.2007 |  | 2007-11-28 | 17680 | Working
207 | Baby Incubators | C | Nice3010 R |  | 2007-11-29 | Madras Surgicals | Children ward | TNHSP | TNHSP/TNMSC/P2E3/2007 Dt.11.09.2007 | 2007-12-08 | 2008-11-28 | 49795 | Working
208 | Phototherapy Unit | C | Nice 4000 CFL |  | 2007-11-29 | Madras Surgicals | P N W | TNHSP | TNHSP/TNMSC/P2E/10/2007 Dt.19.09.2007 | 2007-11-29 | 2008-11-28 | 10260 | Working
209 | Infusion pump | C | OT 701 JMS | 15181 | 2007-09-13 | South India Surgicals Co. Ltd. | Ch W | TNHSP | TNHSP/TNMSC/P2E16/2007 Dt.16.07.2007 | 2007-09-21 | 2008-09-12 | 49750 | Working
210 | Infusion pump | C | OT 701 JMS | 15180 | 2007-09-13 | South India Surgicals Co. Ltd. | CHW | TNHSP | TNHSP/TNMSC/P2E16/2007 Dt.16.07.2007 | 2007-09-21 | 2008-09-12 | 49750 | Working
211 | Semi auto analyser | B2 | Robonic | AT0300807 | 2007-10-16 | Robonic | Lab | TNHSP |  | 2007-10-19 | 2008-10-15 | 69422 | Working
212 | Refrigerator | C |  |  | 2007-12-17 | Davey Pharma andamp; Surgicals | Family Welfare | TNHSP |  | 2007-12-17 | 2008-12-16 | 10816 | Working
213 | Cardiac Monitor with defibrillator | C | PMS861266 | US00452244 | 2008-02-01 | Madras Surgicals | M W | TNHSP | TNHSP/TNMSC/P2E12/2007 Dt.28.11.2007 | 2008-01-08 | 2009-01-01 | 169840 | Working
214 | Generator | C | GPW40-3G11TG1+CG+CP(C) | 3208031205097 | 2012-05-24 | SPAIN ELECTRONICS CORP(I)~DELHI-110092 | OPD | TNMSC | 5405/NRHM/TNMSC/ENGG/2012DATED28/02/2012 | 2012-06-20 | 2015-06-19 | 0 | Working
215 | Computer | C | LCD DESKTOP | 0105BGO267521 | 2011-01-10 | HCL INFOSYSTEMS LTD ~PUDUCHERRY | PHARMACY | TNHSP | ELCOT/IT-INFRA/TNSWA DT 23/11/2010 | 2011-01-28 | 2014-01-09 | 0 | Working
216 | Computer | C | LCD DESKTOP | 010BGO268711 | 2011-01-10 | HCL INFOSYSTEMS LTD PUDUCHERRY | POST NATAL WARD | TNHSP | ELCOT/IT-INFRA/TNSWA DT 23/11/2010 | 2011-01-28 | 2014-01-09 | 0 | Working
217 | Computer | C | LCD DESKTOP | 010BGO275111 | 2011-01-10 | HCL INFOSYSTEMS LTD ~PUDUCHERRY | SCAN ROOM | TNHSP | ELCOT/IT-INFRA/TNSWA DT 23/11/2010 | 2011-01-28 | 2014-01-09 | 0 | Working
218 | Computer | C | LCD DESKTOP | 010BGO267161 | 2011-01-10 | HCL INFOSYSTEMS LTD~PUDUCHERRY | Drs FEMALE OP | TNHSP | ELCOT/IT-INFRA/TNSWA DT 23/11/2010 | 2011-01-28 | 2014-01-09 | 0 | Working
219 | Computer | C | LCD DESKTOP | 0105BGO267331 | 2011-01-10 | HCL INFOSYSTEMS LTD ~ PUDUCHERRY | Drs FEMALE OP | TNHSP | ELCOT/IT-INFRA/TNSWA DT 23/11/2010 | 2011-01-28 | 2014-01-09 | 0 | Working
220 | Computer | C | LCD DESKTOP | 010BGO267321 | 2011-01-10 | HCL INFOSYSTEMS LTD PUDUCHERRY | LABOUR WARD | TNHSP | ELCOT/IT-INFRA/TNSWA DT23/11/2010 | 2011-01-28 | 2014-01-09 | 0 | Working
221 | Computer | C | LCD DESKTOP | 010BGO266111 | 2011-01-10 | HCL INFOSYSTEMS LTD PUDUCHERRY | CHILDREN WARD | TNHSP | ELCOT/IT-INFRA/TNSWA DT 23/11/2010 | 2011-01-28 | 2014-01-09 | 0 | Working
222 | Computer | C | LCD DESKTOP | 010BGO266771 | 2011-01-10 | HCL INFOSYSTEMS LTD PUDUCHERRY | EYE OT | TNHSP | ELCOT/IT-INFRA/TNSWA DT 23/11/2010 | 2011-01-28 | 2014-01-09 | 0 | Working
223 | Computer | C | LCD DESKTOP | 010BGO285591 | 2011-01-10 | HCL INFOSYSTEMS LTD ~PUDUCHERRY | X-RAY DEPT | TNHSP | ELCOT/IT-INFRA/TNSWA DT23/11/2010 | 2011-01-28 | 2014-01-09 | 0 | Working
224 | Computer | C | LCD DESKTOP | 0105BGO285161 | 2011-01-10 | HCL INFOSYSTEMS LTD ~PUDUCHERRY | MAIN STORE | TNHSP | ELCOT/IT-INFRA/TNSWA DT 23/11/2010 | 2011-01-28 | 2014-01-09 | 0 | Working
225 | Computer | C | LCD DESKTOP | 010BGO267401 | 2011-01-10 | HCL INFOSYSTEMS LTD ~PUDUCHERRY | FAMILY WELFARE DEPT | TNHSP | ELCOT/IT-INFRA/TNSWA DT 23/11/2010 | 2011-01-28 | 2014-01-09 | 0 | Working
226 | Computer | C | LCD DESKTOP | 010BGO266911 | 2011-01-10 | HCL INFOSYSTEMS LTD ~PUDUCHERRY | EYE OP | TNHSP | ELCOT/IT-INFRA/TNSWA DT 23/11/2010 | 2011-01-28 | 2014-01-09 | 0 | Working
227 | Computer | C | LCD DESKTOP | 0105BGO267621 | 2011-01-10 | HCL INFOSYSTEMS LTD ~ PUDUCHERRY | Drs FEMALE OP | TNHSP | ELCOT/IT-INFRA/TNSWA DT 23/11/2010 | 2011-01-28 | 2014-01-09 | 0 | Working
228 | Computer | C | LCD DESKTOP | 0105BGO287421 | 2011-01-10 | HCL INFOSYSTEMS LTD ~PUDUCHERRY | BLOOD BANK | TNHSP | ELCOT/IT-INFRA/TNSWA DT 23/11/2010 | 2011-01-28 | 2014-01-09 | 0 | Working
229 | Computer | C | LCD DESKTOP | 0105BGO267171 | 2011-01-10 | HCL INFOSYSTEMS LTD ~PUDUCHERRY | PHARMACY | TNHSP | ELCOT/IT-INFRA/TNSWA DT 23/11/2010 | 2011-01-28 | 2014-01-09 | 0 | Working
230 | Computer | C | LCD DESKTOP | 010BGO266791 | 2011-01-10 | HCL INFOSYSTEMS LTD ~ PUDUCHERRY | Drs MALE OP | TNHSP | ELCOT/IT-INFRA/TNSWA DT 23/11/2010 | 2011-01-28 | 2014-01-09 | 0 | Working
231 | Computer | C | LCD DESKTOP | 010BGO266661 | 2011-01-10 | HCL INFOSYSTEMS LTD~PUDUCHERRY | MALE WARD | TNHSP | ELCOT/IT-INFRA/TNSWA DT23/11/2010 | 2011-01-28 | 2014-01-09 | 0 | Working
232 | Computer | C | LCD DESKTOP | 0105BGO266751 | 2011-01-10 | HCL INFOSYSTEMS LTD ~ PUDUCHERRY | FEMALE INJECTION OP | TNHSP | ELCOT/IT-INFRA/TNSWA DT 23/11/2010 | 2011-01-28 | 2014-01-09 | 0 | Working
233 | Computer | C | LCD DESKTOP | 0105BGO285111 | 2011-01-10 | HCL INFOSYSTEMS LTD ~ PUDUCHERRY | Drs MALE OP | TNHSP | ELCOT/IT-INFRA/TNSWA DT 23/11/2010 | 2011-01-28 | 2014-01-09 | 0 | Working
234 | Computer | C | LCD DESKTOP | 0105BGO268811 | 2011-01-10 | HCL INFOSYSTEMS LTD ~ PUDUCHERRYU | MALE INJECTION OP | TNHSP | ELCOT/IT-INFRA/TNSWA DT 23/11/2010 | 2011-01-28 | 2014-01-09 | 0 | Working
235 | Computer | C | LCD DESKTOP | 0105BGO266981 | 2011-01-10 | HCL INFOSYSTEMS LTD~PUDUCHERRY | Drs FEMALE OP | TNHSP | ELCOT/IT-INFRA/TNSWA DT 23/11/2010 | 2011-01-28 | 2014-01-09 | 0 | Working
236 | Computer | C | LCD DESKTOP | 0105BGO266731 | 2011-01-10 | HCL INFOSYSTEMS LTD PUDUCHERRY | GYNAECOLOGY OP | TNHSP | ELCOT/IT-INFRA/TNSWA DT 23/11/2010 | 2010-01-28 | 2014-01-09 | 0 | Working
237 | Blood Bank Refrigerator | B2 | RR300 | BDIT1235 | 2010-09-18 | REMI ELECTROTECHNIC LTD | BLOOD BANK | OTHERS | NACO/MRRE/23/2009DATED 15/04/2010 | 2010-09-20 | 2011-09-17 | 145000 | Working
238 | Computer | C | LCD DESKTOP | 0105BGO287281 | 2011-01-10 | HCL INFOSYSTEMS LTD ~PUDUCHERRY | PHARMACY | TNHSP | ELCOT/IT-INFRA/TNSWA DT 23/11/2010 | 2011-01-28 | 2014-01-09 | 0 | Working
239 | Computer | C | LCD DESKTOP | 0105BGO2610971 | 2011-01-10 | HCL INFOSYSTEMS LTD PUDUCHERRY | LABORATORY | TNHSP | ELCOT/IT-INFRA/TNSWA DT 23/11/2010 | 2011-01-28 | 2014-01-09 | 0 | Working
240 | Computer | C | LCD DESKTOP | 0105BGO268641 | 2011-01-10 | HCL INFOSYSTEMS LTD~PUDUCHERRY | DENTAL OP | TNHSP | ELCOT/IT-INFRA/TNSWA DT23/11/2010 | 2011-01-28 | 2014-01-09 | 0 | Working
241 | Computer | C | LCD DESKTOP | 0105BGO267701 | 2011-01-10 | HCL INFOSYSTEMS LTD PUDUCHERRY | LABORATORY | TNHSP | ELCOT/IT-INFRA/TNSWA DT 23/11/2010 | 2011-01-28 | 2014-01-09 | 0 | Working
242 | Computer | C | LCD DESKTOP | 0105BGO266701 | 2011-01-10 | HCL INFOSYSTEMS LTD ~PUDUCHERRY | PHARMACY | TNHSP | ELCOT/IT-INFRA/TNSWA DT 23/11/2010 | 2011-01-28 | 2014-01-09 | 0 | Working
243 | Computer | C | LCD DESKTOP | 0105BGO268721 | 2011-01-10 | HCL INFOSYSTEMS LTD ~PUDUCHERRY | OP COUNTER | TNHSP | ELCOT/IT-INFRA/TNSWA DT 23/11/2010 | 2011-01-28 | 2014-01-09 | 0 | Working
244 | Computer | C | LCD DESKTOP | 0105BGO278031 | 2011-01-10 | HCL INFOSYSTEMS LTD ~ PUDUCHERRY | FEMALE WARD | TNHSP | ELCOT/IT-INFRA/TNSWA DT 23/10/2010 | 2011-01-28 | 2014-01-09 | 0 | Working
245 | Computer | C | LCD DESKTOP | 0105BGO266761 | 2011-01-10 | HCL INFOSYSTEMS LTD ~PUDUCHERRY | NURSING SERVICE | TNHSP | ELCOT/IT-INFRA/TNSWA DT 23/11/2010 | 2011-01-28 | 2014-01-09 | 0 | Working
246 | Computer | C | LCD DESKTOP | 0105BGO266681 | 2011-01-10 | HCL INFOSYSTEMS LTD ~PUDUCHERRY | OP COUNTER | TNHSP | ELCOT/IT-INFRA/TNSWA DT 23/11/2010 | 2011-01-28 | 2014-01-09 | 0 | Working
247 | Computer | C | LCD DESKTOP | 0105BGO267051 | 2011-01-10 | HCL INFOSYSTEMS LTD ~PUDUCHERRY | OP COUNTER | TNHSP | ELCOT/IT-INFRA/TNSWA DT 23/11/2010 | 2011-01-28 | 2014-01-09 | 0 | Working
248 | Computer | C | LCD DESKTOP | 0105BGO268831 | 2011-01-10 | HCL INFOSYSTEMS LTD ~ PUDUCHERRY | NCD CLINIC | TNHSP | ELCOT/IT-INFRA/TNSWA DT 23/11/2010 | 2011-01-28 | 2014-01-09 | 0 | Working
249 | Defibrillator with Monitor | B2 | HEART START FRx Of philips make |  | 2012-08-21 | M/S PHILIPS ELECTRONICS INDIA LTD PANDYCHERY | STORES | TNHSP | TNHSP/TNMSC/ICB/AG17/2012 |  | 2013-08-20 | 58696 | Working
250 | Defibrillator with Monitor | B2 | HEART START FRx OF PHILIPS MAKE |  | 2012-08-21 | M/S PHILIPS ELECTRONICS INDIA LTD PONDYCHERY | STORES | TNHSP | TNHSP/TNMSC/ICB/AG17/2012 |  | 2013-08-20 | 58696 | Working
251 | Defibrillator with Monitor | B2 | HEART START FRx of philips make |  | 2012-08-21 | M/S PHILIPS ELECTRONICS INDIA LTD PANDYCHERY | STORES | TNHSP | TNHSP/TNMSC/ICBAG17/2012 |  | 2013-08-20 | 58696 | Working
252 | Pulse Oximeter with NIB.P | B2 | INNOAVA 10CIR | CIPL 1302BK24 | 2013-03-05 | CONCEPT INTEGRATIONS (I) PVT LTD PUNE 411021 INDIA | GENERAL OT | TNHSP | TNHSP/TNMSC/AG14/2012 DT 21/11/2012 | 2013-04-09 | 2014-04-08 | 56000 | Working
253 | Mannual Colposcope | C | ARI II -ID |  | 2013-03-05 | SOUTH INDIA SURGICAL CO LTD CHENNAI 600002 | NCD CLINIC | TNHSP | TNHSP/TNMSC/ENGG/AG30/2011 DT 19/02/2013 | 2013-04-30 | 2014-04-29 | 130000 | Working
254 | B.P.apparatus dial model | C |  |  | 2012-11-12 | SOUTH INDIA SURGICAL CO LTD CHENNAI 2 | A E WARD | OTHERS | 9861/A3/2012 DT 29/10/2012 | 2012-11-16 | 2012-11-11 | 577 | Working
255 | B.P.apparatus dial model | C |  |  | 2012-11-12 | SOUTH INDIA SURGICALS CO LTD CHENNAI 2 | BLOOD BANK | OTHERS | 9861/A3/2012 DT 29/10/2012 | 2013-01-09 | 2013-11-12 | 577 | Working
256 | B.P.apparatus dial model | C |  |  | 2012-11-12 | SOUTH INDIA SURGICALS CO LTD CHNNAI 2 | N C D CLINIC | OTHERS | 9861/A3/2012 DT 29/10/2012 | 2013-02-08 | 2013-11-11 | 577 | Working
257 | B.P.apparatus dial model | C |  |  | 2012-11-12 | SOUTH INDIA SURGICAL CO LTD CHEENAI 2 | N C D CLINIC | OTHERS | 9861/A3/2012 DT 29/10/2012 | 2013-02-08 | 2013-11-11 | 577 | Working
258 | B.P.apparatus dial model | C |  |  | 2012-11-12 | SOUTH INDIA SURGICALS CO LTD CHENNAI 2 | N C D. CLINIC | OTHERS | 1961/A3/2012 DT 29/10/2012 | 2013-04-06 | 2013-11-11 | 577 | Working
259 | B.P.apparatus dial model | C |  |  | 2012-11-12 | SOUTH INDIA SURGICALS CO LTD | P N WARD | OTHERS | 9861/A3/2012 DT 29/10/2012 | 2013-07-13 | 2013-11-11 | 577 | Working
260 | B.P.apparatus dial model | C |  |  | 2012-11-12 | SOUTH INDIA SURGICALS CO LTD CHEENAI 2 | O P D | OTHERS | 9861/A3/2012 DT 29/10/2012 | 2013-05-08 | 2013-11-11 | 577 | Working
261 | B.P.apparatus dial model | C |  |  | 2012-11-12 | SOUTH INDIA SURGICALS CO LTD | N C D CLINIC | OTHERS | 9861/A3/2012/ DT 29/10/2012 | 2013-07-31 | 2013-11-11 | 577 | Working
262 | Diathermy Machine (Electric Cautery) | B |  |  | 2013-09-17 | SRI SYSTEM AND SERVICES CHENNAI 19 | OT | OTHERS |  | 2013-09-17 | 2014-09-16 | 29400 | Working
263 | B.P.apparatus dial model | C |  |  | 2013-12-21 | S V R PHARMA GUDIYATHAM | OPD | OTHERS |  | 2013-12-23 | 2014-12-20 | 820 | Working
264 | B.P.apparatus dial model | C |  |  | 2013-12-21 | S V R PHARMA GUDIYATHAM | STOES | OTHERS |  |  | 2014-12-20 | 820 | Working
265 | B.P.apparatus dial model | C |  |  | 2013-12-21 | S V R GUDIYATHAM | STORES | OTHERS |  |  | 2014-12-20 | 820 | Working
266 | B.P.apparatus dial model | C |  |  | 2013-12-21 | S V R GUDIYATHAM | STORES | OTHERS |  |  | 2014-12-20 | 820 | Working
267 | B.P.apparatus dial model | C |  |  | 2014-01-06 | m/s madhusudhanan chennai.29 | stores | TNMSC | TNHSP/TNMSC/ENGG/AG26/2011SL NO 117 |  |  | 1251 | Working
268 | Electric Calorimeter | C | PRIETEST EASY LAB |  | 2014-03-06 | ROBONIK (INDIA)PVT LTD NAVI MUMBAI 400710 | STORES | TNHSP | TNHSP/TNMSC/AG876/2013-2 Dt.28.11.2013 |  |  | 20708 | Working
269 | Pulse Oximeter | B2 | RAD-8 |  | 2014-04-08 | MFG AND TRADING CO.~(DELHI) NEW DELHI.110049 |  | TNMSC |  | 2014-04-08 |  | 70347 | Working
270 | PH meter | C | RPA-IGRTIOANPN |  | 2014-05-05 | RLT INSTRUMENTATION PVT LTD. |  | TNMSC | TNHSP/TNMSC/AG8713/2013-1Dt.28.11.2013 |  |  | 57353 | Working
271 | Pulse Oximeter with NIB.P | B2 |  |  | 2014-06-30 | ALAN MEDICAL LABORATORYPRODUCTS CHENNAI.600002 |  | TNMSC |  | 2014-06-30 |  | 3885 | Working
272 | B.P.apparatus dial model | C |  |  | 2014-06-14 | SOUTH INDIA SURGICAL CO LTD CHENNAI 2 | STORES | OTHERS | 485/S1/2014 DT 07/05/2014 |  |  | 790 | Working
273 | B.P.apparatus dial model | C |  |  | 2014-06-14 | SOUTH INDIA SURGICAL PVT LTD CHENNAI 02 | STORES | OTHERS | 485/S1/2014/ 07/05/2014 |  |  | 790 | Working
274 | B.P.apparatus dial model | C |  |  | 2014-06-14 | SOUTH INDIA SURGICALS PVT LTD CHENNAI 02 | STORES | OTHERS |  |  |  | 790 | Working
275 | Water Bath/Ultrasonic Water Bath | C | SMII-143 |  | 2014-05-27 | SM SCIENTIFIC INSTRUMENTS PVT LTD~14 VA JAWAHAR NAGAR~DELHI.110007 |  | TNMSC |  |  |  | 8427 | Working
276 | B.P.apparatus dial model | C |  |  | 2014-06-14 | SOUTH INDIA SURGICAL PVT LTD | STORES | OTHERS |  | 2014-06-14 |  | 790 | Working
277 | Diathermy Machine (Electric Cautery) | B | ELSY 360M 1 | ASGM+1406187 | 2014-07-02 | JBS MEDIITEC PVT LTD 277~AVARAMPALAYAM ROAD~ SIDHDPUDUR~KOVAI.641044 | OT | TNMSC | 17240/TNMSC/ENGG/2014-2Dt16.05.2014 | 2014-07-02 | 2017-07-01 | 228900 | Working
278 | B.P.apparatus dial model | C |  |  | 2014-06-14 | SOUTH INDIA SURGICAL PVT LTD CHENNAI 02 | STORES | OTHERS | 485/S1/2014 | 2014-06-14 |  | 790 | Working
279 | Mortuary chamber | B2 | 2-body |  | 2014-07-24 | EAKCON SYSTEMS PVT.LTD | MORTUARY | TNMSC | 42083(R)/TNMSC/ENGG/2013Dt.23.05.2014 | 2014-07-25 | 2017-07-31 | 304500 | Working
280 | Cassettes X.ray | C |  |  | 2014-08-27 | ALPHA MEDICAL SYSTEMS | X.RAY | OTHERS |  |  |  | 6900 | Working
281 | Cassettes X.ray | C |  |  | 2014-08-27 | ALPHA MEDICAL SYSTEMS | X-RAY | OTHERS |  |  |  | 9401 | Working
282 | Cassettes X.ray | C |  |  | 2014-08-27 | ALPHA MEDICAL SYSTEMS | X-RAY | OTHERS |  | 2014-08-27 |  | 5115 | Working
283 | Foetal Doppler | C |  |  | 2014-09-10 | MEGHA SHREE HEALTH CARE CENTRE | LABOUR WARD | OTHERS |  | 2014-09-10 | 2015-09-09 | 4500 | Working
284 | Infant Warmer / Neonatal Warmer/Infant Open Care system | B2 | NICE 2007S |  | 2014-09-19 | MADRAS SURGICAS`CHEMICALS | NBSU | OTHERS | 938/14 | 2014-09-19 | 2015-10-19 | 29400 | Working
285 | Fumigator | C |  |  | 2014-10-02 | ALEN MEDICAL andamp;LABORATORY PRODUCTS~CHENNAI | E.OT | OTHERS |  | 2014-10-03 |  | 9500 | Working
286 | Needle destroyer / Syringe Destroyer | C |  |  | 2014-10-16 | solokrafts industries chennai | NBSU | TNMSC | 20533/ICWM/TNMSC/ENGG/2014- | 2014-10-31 | 2015-10-15 | 1707 | Working
287 | Pure audiometer | B2 | PROTON SX-5 | 4142 | 2014-09-24 | ARPHI ELECTRONICS PVT LTD(CHENNAI) | ENT | OTHERS | 695/STORES/GH.VBD/2014/DT.11.08.14 | 2014-09-25 |  | 72000 | Working
288 | Foetal Doppler | C | A100H |  | 2014-12-23 | MEDI WAVES INC. | STORES | TNMSC | 17240/TNMSC/ENGG/2014-15 dt.16.05.2014 | 2014-12-23 | 2017-12-22 | 4650 | Working
289 | Ultra Sonogram -MOBILE | B | GE LogiqC2 B/W DIGITAL | H48122LC LC2 BT08 INDIA | 2011-12-15 | Wipro GE Health care | Labour ward | RCH | RCH-II/TNMSC/ENGG/E44/2010 dt 05/07/11 | 2012-04-03 | 2013-04-02 | 323800 | Working
290 | Ultra Sonogram -MOBILE | B | 600A of Chison |  | 2012-03-26 | Surya surgical Industries chennai | Labour ward | TNMSC | 2684/TNMSC/ENGG/2011 DT 11/11/2011 | 2012-03-26 | 2015-03-22 | 286598 | Working
291 | P.S. SET |  |  |  | 2011-05-12 | JUPITER MANUFACTURING WORKS COIMBATORE -2 | O.T | RCH | RCH II/TNMSC/ENGG/E38R/2010-1 | 2011-05-13 |  | 1547 | Working
292 | SYRINGE INFUSION PUMP |  | ST670 |  | 2011-11-18 | TRANS HELTH CARE INDIA PVT LTD CHENNAI-78 | MALE AND CHILDREN WARD | RCH | RCH-II/TNMSC/ENGG/E38/2010-1 | 2011-11-18 | 2011-11-17 | 21600 | Working
293 | SYRINGE INFUSIONPUMP |  | ST6000 |  | 2011-08-24 | TRANS HEALTH CARE INDIA PVT LTD CHENAI 78 | CHILDREN WARD 2 NOS | TNHSP | TNHSP/TNMSC/AG15/2010 DT 07/02/2011 | 2011-08-24 | 2012-08-23 | 25200 | Working
294 | WIRE SPECULUM |  |  |  | 2011-10-27 | NANOTECH OPTICS CHENNAI-106 | EYE OT | OTHERS |  | 2011-11-03 |  | 50 | Working
295 | WIRE SPECULUM |  |  |  | 2011-11-02 | NANOTECH OPTICS CHENNAI 106 | EYE OT | OTHERS |  | 2011-11-03 |  | 50 | Working
296 | SUPERIOR RECTUS FORCEPS |  |  |  | 2010-11-17 | JUPITRE MANUFACTURING WORKS COIMBATORE-41 | EYE OT | OTHERS | SPL/DHS/DBCS/2010 Dt 29/10/2010 | 2010-11-22 |  | 100 | Working
297 | ARTERY FORCEPS SMALL EYE |  |  |  | 2011-02-07 | NANOTECH OPTICS CHENNAI 106 | EYE OT | OTHERS |  | 2011-02-07 |  | 150 | Working
298 | ARTERY FORCEPS SMALL EYE |  |  |  | 2011-11-02 | NANOTECH OPTICS CHENNAI 106 | EYE OT | OTHERS |  | 2011-11-03 |  | 125 | Working
299 | CORNEAL SCISSORS |  |  |  | 2011-10-27 | NANOTECH OPTICS CHENNAI 106 | EYE OT | OTHERS |  | 2011-11-03 |  | 350 | Working
300 | COLIBIRI FORCEPS |  |  |  | 2011-10-27 | NANOTECH OPTICS CHENNAI 106 | EYE OT | OTHERS |  | 2011-11-03 |  | 300 | Working
301 | B.P.HANDLE |  |  |  | 2011-10-27 | NANOTECH OPTICS CHENNAI 106 | EYE OT | OTHERS |  | 2011-11-03 |  | 100 | Working
302 | VECTIS SERRATED |  |  |  | 2011-10-27 | NANOTECH OPTICS CHENNAI 106 | EYE OT | OTHERS |  | 2011-11-03 |  | 200 | Working
303 | SIMCOE CANNULA 22G |  |  |  | 2011-02-07 | NANOTECH OPTICS CHENNAI 106 | EYE OT | OTHERS |  | 2011-02-07 |  | 350 | Working
304 | SUPERIOR RECTUS FORCEPS |  |  |  | 2011-10-27 | NANOTECH OPTICS CHENNAI 106 | EYE OT | OTHERS |  | 2011-11-03 |  | 250 | Working
305 | SUPERIOR RECTUS FORCEPS |  |  |  | 2011-11-02 | NANOTECH OPTICS CHENNAI 106 | EYE OT | OTHERS |  | 2011-11-03 |  | 250 | Working
306 | CORNEAL SCISSORS |  |  |  | 2011-11-02 | NANOTECH OPTICS CHENNAI 106 | EYE OT | OTHERS |  | 2011-11-03 |  | 350 | Working
307 | COLIBIRI FORCEPS |  |  |  | 2011-11-02 | NANOTECH OPTICS CHENNAI 106 | EYE OT | OTHERS |  | 2011-11-03 |  | 300 | Working
308 | B.P.HANDLE |  |  |  | 2011-11-02 | NANOTECH OPTICS CHENNAI 106 | EYE OT | OTHERS |  | 2011-11-03 |  | 100 | Working
309 | IOL DIALER |  |  |  | 2011-10-27 | NANOTECH OPTICS CHENNAI 106 | EYE OT | OTHERS |  | 2011-11-03 |  | 250 | Working
310 | IOL DIALER |  |  |  | 2011-11-02 | NANOTECH OPTICS CHENNAI 106 | EYE OT | OTHERS |  | 2011-11-03 |  | 250 | Working
311 | SIMCOE CANNULA 22G |  |  |  | 2011-10-27 | NANOTECH OPTICS CHENNAI 106 | EYE OT | OTHERS |  | 2011-11-03 |  | 300 | Working
312 | SIMCOE CANNULA 22G REVERSE |  |  |  | 2011-10-27 | NANOTECH OPTICS CHENNAI 106 | EYE OT | OTHERS |  | 2011-11-03 |  | 300 | Working
313 | SIMCOE CANNULA 22G REVERSE |  |  |  | 2011-11-02 | NANOTECH OPTICS CHENNAI 106 | EYE OT | OTHERS |  | 2011-11-03 |  | 300 | Working
314 | VANAS SCISSORS |  |  |  | 2011-11-02 | NANOTECH OPTICS CHENNAI 106 | EYE OT | OTHERS |  | 2011-11-03 |  | 350 | Working
315 | LAPROTOMY SET |  |  |  | 2011-08-10 | M.C.DALALandamp;CO MANUFACTURING EXPORTS | O.T. | RCH | RCH II/TNMSC/ENGG/E38R/2010-1 Dt20/06/2011 | 2011-08-11 |  | 5854 | Working
316 | ARTERY FORCEPS SMALL EYE |  |  |  | 2011-10-27 | NANOTECH OPTICS CHENNAI 106 | EYE OT | OTHERS |  | 2011-11-03 |  | 125 | Working
317 | COLIBIRI FORCEPS |  |  |  | 2011-02-07 | NANOTECH OPTICS CHENNAI 106 | EYE OT | OTHERS |  | 2011-02-07 |  | 250 | Working
318 | VECTIS SERRATED |  |  |  | 2011-11-02 | NANOTECH OPTICS CHENNAI 106 | EYE OT | OTHERS |  | 2011-11-03 |  | 200 | Working
319 | MCPHERSON LENS HOLDING FORCEPS |  |  |  | 2011-10-27 | NANOTECH OPTICS CHENNAI 106 | EYE OT | OTHERS |  | 2011-11-03 |  | 300 | Working
320 | MCPHERSON LENS HOLDING FORCEPS |  |  |  | 2011-11-02 | NANOTECH OPTICS CHENNAI 106 | EYE OT | OTHERS |  | 2011-11-03 |  | 300 | Working
321 | UNIVERSAL SPECULUM |  |  |  | 2011-10-27 | NANOTECH OPTICS CHENNAI 106 | EYE OT | OTHERS |  | 2011-11-03 |  | 350 | Working
322 | ARTERY FORCEPS STRAIGHT (EYE) |  |  |  | 2011-10-27 | NANOTECH OPTICS CHENNAI 106 | EYE OT | OTHERS |  | 2011-11-03 |  | 125 | Working
323 | CONJUNCTIVAL TOOTHED FORCEPS |  |  |  | 2011-10-27 | NANOTECH OPTICS CHENNAI 106 | EYE OT | OTHERS |  | 2011-11-03 |  | 225 | Working
324 | CONJUNCTIVAL SCISSORS |  |  |  | 2011-10-27 | NANOTECH OPTICS CHENNAI 106 | EYE OT | OTHERS |  | 2011-11-03 |  | 350 | Working
325 | CONJUNCTIVAL SCISSORS |  |  |  | 2011-11-02 | NANOTECH OPTICS CHENNAI 106 | EYE OT | OTHERS |  | 2011-11-03 |  | 350 | Working
326 | VANAS SCISSORS |  |  |  | 2011-10-27 | NANOTECH OPTICS CHENNAI 106 | EYE OT | OTHERS |  | 2011-11-03 |  | 350 | Working
327 | NEEDLE HOLDER(EYE) |  |  |  | 2011-10-27 | NANOTECH OPTICS CHENNAI 106 | EYE OT | OTHERS |  | 2011-11-03 |  | 350 | Working
328 | NEEDLE HOLDER ( EYE ) |  |  |  | 2011-11-02 | NANOTECH OPTICS CHENNAI 106 | EYE OT | OTHERS |  | 2011-11-03 |  | 350 | Working
329 | IRIDECTOMY SCISSORS |  |  |  | 2011-10-27 | NANOTECH OPTICS CHENNAI 106 | EYE OT | OTHERS |  | 2011-11-03 |  | 350 | Working
330 | KELLYS PUNCH |  |  |  | 2011-10-27 | NANOTECH OPTICS CHENNAI 106 | EYE OT | OTHERS |  | 2011-11-03 |  | 1200 | Working
331 | INSRUMENT TRAY SS |  |  |  | 2011-10-27 | NANOTECH OPTICS CHENNAI 106 | EYE OT | OTHERS |  | 2011-11-03 |  | 800 | Working
332 | DRESSING DRUM MEDIUM |  |  |  | 2011-10-27 | NANOTECH OPTIICS CHENNAI 106 | EYE OT | OTHERS |  | 2011-11-03 |  | 2200 | Working
333 | ENUCULATION SPOON |  |  |  | 2011-10-27 | NANOTECH OPTICS CHENNAI 106 | EYE OT | OTHERS |  | 2011-11-03 |  | 200 | Working
334 | SCISSORS CURVED LONG ( EYE ) |  |  |  | 2011-10-27 | NANOTECH OPTICS CHENNAI 106 | EYE OT | OTHERS |  | 2011-11-03 |  | 175 | Working
335 | MUSCLE HOOK |  |  |  | 2011-10-27 | NANOTECH OPTICS CHENNAI | EYE OT | OTHERS |  | 2011-11-03 |  | 125 | Working
336 | SCISSORS SMALL STRAIGHT (EYE ) |  |  |  | 2011-10-27 | NANOTECH OPTICS CHENNAI 106 | EYE OT | OTHERS |  | 2011-11-03 |  | 100 | Working
337 | TRIPOD STAND WITH MOISED CHAMBER |  |  |  | 2011-10-27 | NANOTEEH OPTICS CHENNAI 106 | EYE OT | OTHERS |  | 2011-11-03 |  | 125 | Working
338 | CHALAZION CLAMP |  |  |  | 2011-11-02 | DONATED BY MR.NARAYANAN NEW TOWN VANIYAMBADI | EYE OT | OTHERS |  | 2011-11-03 |  | 0 | Working
339 | CHALAZION CURETTE |  |  |  | 2011-11-02 | DONATED BY MR.NARAYANAN NEW TOWN VANIYAMBADI | EYE OT | OTHERS |  | 2011-11-02 |  | 0 | Working
340 | ECG machine computerized | B |  | 12L0900103 | 2011-11-12 | JK MEDICAL SYSTEM PVT LTD | X RAY DEPT | TNHSP | TNHSP/TNMSC/ENGG/AG21/2010 DATED 22-8-11 | 2011-11-17 | 2012-11-11 | 65000 | Working
341 | CALIPER |  |  |  | 2011-10-27 | NANOTECH OPTICS CHENNAI 106 | EYE OT | OTHERS |  | 2011-10-27 |  | 500 | Working
342 | HEAT CAUTERY BALL |  |  |  | 2011-10-27 | NANOTECH OPTICS CHENNAI 106 | EYE OT | OTHERS |  | 2011-11-03 |  | 150 | Working
343 | NEBULIZER |  |  |  | 2011-05-09 | MEGHA SHREE HEALTH CARE KRISHNAGIRI | FW~OPD | OTHERS |  | 2011-05-17 | 2012-05-08 | 1750 | Working
344 | ELECTRIC NEEDLE AND SYRINGE DESTROYER |  |  |  | 2012-03-03 | MEGHA SHREE HEALTH CARE KRISHNAGIRI | STORES | OTHERS |  |  | 2013-03-02 | 1850 | Working
345 | ARTIFICIAL EYE BOX |  |  |  | 2011-10-27 | NANOTECH OPTICS CHENNAI 106 | EYE OT | OTHERS |  | 2011-11-03 |  | 50 | Working
346 | ELECTRIC NEEDLE AND SYRINGE DESTROYER |  |  |  | 2011-05-17 | MEGHA SHREE HEALTH CARE KRISHNAGIRI | LW~FW~AND LABORATORY | OTHERS |  | 2011-05-17 | 2012-05-16 | 1000 | Working
347 | Auto Clave HP Horizontal-CYLINDRICAL | C |  |  | 2009-11-28 | SOLOKRAFTS INDUSTRIES CHENNAI 118 | OT | TNMSC | RCH -II /TNMSC/ENGG/E18 DT 08/06/2009/MD-TNMSC CHENNAI 8 | 2009-11-29 | 2010-11-27 | 137280 | Working
348 | Operating Microscope(Eye) | B1 | ASM930TG | 1004279 | 2010-05-06 | ASCON MEDICAL INSTRUMENT PVT LTD CHENNAI 97 | EYE OT | TNMSC | 3093/TNMSC/ENGG/2010/DT 15/04/2010 | 2010-05-13 | 2011-05-05 | 280000 | Working
349 | Binocular Mircroscope | B2 | BDI-138 | 22036 | 2012-06-07 | DDMS-TB ~VELLORE DIST. | LABORATORY | OTHERS | RECEIVED FROM DDMS-TB~VLR DT. | 2012-06-08 | 2013-06-06 | 0 | Working
350 | Needle destroyer / Syringe Destroyer | C |  |  | 2012-07-19 | SOUTH INDIA SURGICAL CO LTD~CHENNAI-600 002. | STORE | OTHERS | 110/A3/2012DATED05/07/2012 OF M.O. GH ~VNB. | 2012-07-19 | 2013-07-18 | 0 | Working
351 | Needle destroyer / Syringe Destroyer | C |  |  | 2012-07-19 | SOTH INDIA SURGICAL CO LTD CHENNAI 600002 | EYE OT | OTHERS | 110/A3/12DT 05/07/2012 OF GH VNB | 2012-07-19 |  | 1102 | Working
352 | B.P.apparatus table model | C |  |  | 2009-11-07 | SRI RANGAMEDICALS TIRUPATHUR | LABOUR WARD | OTHERS |  | 2009-11-13 | 2009-11-07 | 1300 | Working
353 | Needle destroyer / Syringe Destroyer | C |  |  | 2012-07-19 | SOUTH INDIA SURGGICAL CO LTD CHENNAI 600002 | OT | OTHERS | 110/A3/12DT 05/07/2012OFMO GH VNB | 2012-07-19 |  | 1102 | Working
354 | B.P.apparatus table model | C |  |  | 2009-11-07 | SRI RANGA MEDICALS TIRUPATHUR | BLOOD BANK | OTHERS |  | 2009-11-13 | 2010-11-06 | 1300 | Working
355 | Printer | C | HD 250 GOLD | JBW3FE001948 | 2011-01-11 | HCL INFOSYSTEMS LTD ~ PUDUCHERRY | LABOUR WARD | TNHSP |  | 2011-01-28 | 2012-01-10 | 0 | Working
356 | Printer | C | HD 250 GOLD | JBW3FE001556 | 2011-01-11 | HCL INFOSYSTEMS LTD ~ PUDUCHERRY | PHARMACY | TNHSP |  | 2011-01-28 | 2012-01-10 | 0 | Working
357 | Printer | C | HD 250 GOLD | JBW3FE001470 | 2011-01-11 | HCL INFOSYSTEMS LTD ~ PUDUCHERRY | OP COUNTER | TNHSP |  | 2011-01-28 | 2012-01-10 | 0 | Working
358 | Computer | C | LCD DESKTOP | 0105BG0267001 | 2011-01-10 | HCL INFOSYSTEMS LTD~PUDUCHERRY | M.O.ROOM | TNHSP | ELCOT/IT-INFRA/TNSWADATED23/11/2010 | 2011-01-28 | 2014-01-09 | 0 | Working
359 | Printer | C | HD 250 GOLD | JBW3FD004271 | 2011-01-11 | HCL INFOSYSTEMS LTD PUDUCHERRY | DENTAL OP | TNHSP |  | 2011-01-28 | 2012-01-10 | 0 | Working
360 | Printer | C | HD 250 GOLD | JBW3FD004322 | 2011-01-11 | HCL INFOSYSTEMS LTD ~ PUDUCHERRY | POST NATAL WARD | TNHSP |  | 2011-01-28 | 2012-01-10 | 0 | Working
361 | Printer | C | HD 250 GOLD | JBW3FD004210 | 2011-01-11 | HCL INFOSYSTEMS LTD ~ PUDUCHERRY | PHARMACY | TNHSP |  | 2011-01-28 | 2012-01-10 | 0 | Working
362 | Printer | C | HD 250 GOLD | JBW3FD004269 | 2011-01-11 | HCL INFOSYSTEMS LTD ~ PUDUCHERRY | NURSING SUPERINTENDENT ROOM | TNHSP |  | 2011-01-28 | 2012-01-10 | 0 | Working
363 | Printer | C | HD 250 GOLD | JBW3FD004283 | 2011-01-11 | HCL INFOSYSTEMS LTD~PUDUCHERRY | OP COUNTER | TNHSP |  | 2011-01-28 | 2012-01-10 | 0 | Working
364 | Printer | C | HD 250 GOLD | JBE3FD004073 | 2011-01-11 | HCL INFOSYSTEMS LTD ~ PUDUCHERRY | NCD CLINIC | TNHSP |  | 2011-01-28 | 2012-01-10 | 0 | Working
365 | Printer | C | HD 250 GOLD | JBV3FE001563 | 2011-01-11 | HCL INFOSYSTEMS LTD ~ PUDUCHERRY | CHILDREN WARD | TNHSP |  | 2011-01-28 | 2012-01-10 | 0 | Working
366 | Printer | C | HD 250 GOLD | JBW3FD004137 | 2011-01-11 | HCL INFOSYSTEMS LTD~PUDUCHERRY | OP COUNTER | TNHSP |  | 2011-01-28 | 2012-01-10 | 0 | Working
367 | Printer | C | HD 250 GOLD | JBW3FD004179 | 2011-01-11 | HCL INFOSYSTEMS LTD ~ PUDUCHERRY | LABORATORY | TNHSP |  | 2011-01-28 | 2012-01-10 | 0 | Working
368 | Printer | C | HD 250 GOLD | JBV3FE001488 | 2011-01-11 | HCL INFOSYSTEMS LTD ~ PUDUCHERRY | FEMALE WARD | TNHSP |  | 2011-01-28 | 2012-01-10 | 0 | Working
369 | Dental Chair(Electric/Hydraulic/Manual) | B2 |  |  | 2009-10-15 | DONATED | DENTAL DEPT | OTHERS | DONATED |  | 2010-10-11 | 0 | Working
370 | ECG machine computerized | B | 108T | CGNJIF14319 | 2011-08-10 | KEECHERY ENGINEERING CO CHENNAI-600040 | X-RAY DEPT | OTHERS | 766/A3/2011DATED 05/03/2011 | 2011-08-10 | 2012-08-09 | 0 | Working
371 | Lab Incubator | C | RI18H |  | 2011-03-16 | JUPITER MANUFACTURING WORKS~ KOVAI | BLOOD BANK | RCH | RCH11/TNMSC/ENGG/7146/2010-2011DATED06/10/2010 | 2011-04-07 | 2011-03-15 | 0 | Working
372 | Infusion Pump/Infusion Syringe Pump/Insulin Syringe Pump | C | EVADROP MP-1000 | MP1ALA-399 | 2011-10-04 | SCHILLER HEALTH CARE INDIA PRIVATE LTD~PUDUCHERRY-605010 | STORES |  |  |  | 2012-10-03 | 0 | Working
373 | Printer | C | HD 250 GOLD | JBW3FD004106 | 2011-01-11 | HCL INFOSYSTEMS LTD ~ PUDUCHERRY | MALE WARD | TNHSP |  | 2011-01-28 | 2012-01-10 | 0 | Working
374 | Printer | C | HD 250 GOLD | JBE3FD004189 | 2011-01-11 | HCL INFOSYSTEMS LTD ~ PUDUCHERRY | MAIN STORE | TNHSP |  | 2011-01-28 | 2012-01-10 | 0 | Working
375 | Ultrasound scanner system B and W | B2 | 600A | U32020970484DHE1 | 2009-08-21 | VIN BIOTECH SYSTEMS ~ CHENNAI-59 | LABOUR WARD | DMS | 39060/S AND P/1/2009/ DT 29/06/09 | 2009-08-21 | 2010-08-20 | 240000 | Not working
376 | Needle destroyer / Syringe Destroyer | C |  |  | 2012-11-06 | SOUTH INDIA SURGICALS INDIA LTD CHENNAI 2 | STORES | OTHERS | 9861/A3/2012 DT 16/10/2012 |  | 2013-11-06 | 1050 | Working
377 | Needle destroyer / Syringe Destroyer | C |  |  | 2012-11-06 | SOUTH INDIA SURGICALS CO LTD CHENNAI 2 | STORES | OTHERS | 9861/A3/2012 DT16/10/2012 | 2012-11-06 | 2013-11-05 | 1050 | Working
378 | Needle destroyer / Syringe Destroyer | C |  |  | 2012-11-06 | SOUTH INDIA SURGICALS CO LTD CHENNAI 2 | STORES | OTHERS | 9861/A3/2012 DT 16/10/2012 | 2012-11-06 | 2013-11-05 | 1050 | Working
379 | Needle destroyer / Syringe Destroyer | C |  |  | 2012-11-06 | SOUTH INDIA SURGICALS CO LTD CHENNAI 2 | STORES | OTHERS | 9861/A3/2012 DT16/10/2012 |  | 2013-11-05 | 1050 | Working
380 | B.P.apparatus dial model | C |  |  | 2012-11-12 | SOUTH INDIA SURGICAL CO LTD CHENNAI 600 002 | STORES | OTHERS | 9861/A3/2012 |  | 2013-11-11 | 550 | Working
381 | B.P.apparatus dial model | C |  |  | 2012-11-12 | SOUTH INDIA SURGICALS CHENNAI 600 006 | STORES | OTHERS | 9861/A3/2012 |  | 2013-11-11 | 550 | Working
382 | B.P.apparatus dial model | C |  |  | 2012-11-12 | SOUTH INDIA SURGICAL CO LTD CHENNAI 600 006 | STORES | OTHERS | 9861/A3/2012 | 2012-11-12 | 2013-11-11 | 550 | Working
383 | B.P.apparatus dial model | C |  |  | 2012-11-12 | SOUTH INDIA SURGICALCO LTD CHENNAI 600 006 | STORES | OTHERS | 9861/A3/2012 | 2012-11-12 | 2013-11-11 | 550 | Working
384 | B.P.apparatus dial model | C |  |  | 2012-11-12 | SOUTH INDIA SURGICALS CHENNAI 600 006 | AE WARD | OTHERS | 9861/A3/2012 | 2012-11-16 | 2013-11-11 | 550 | Working
385 | B.P.apparatus dial model | C |  |  | 2012-11-12 | SOUTH INDIA SURGICALS CHENNAI 600 006 | BLOOD BANK | OTHERS |  | 2013-01-09 | 2013-11-11 | 550 | Working
6029403

## Walajapet
DIRECTORATE OF MEDICAL AND RURAL HEALTH SERVICES
GOVERNMENT OF TAMIL NADU
REPORT : EQUIPMENT RECEIPT DETAILS REPORT-INSTITUTION WISE
PERIOD : 01/03/2008-04/03/2015
District : Vellore
Institution : Walajapet
S.No. | Equipment Name | Equipment Category | Equipment Model No | Equipment Serial No | Date of Receipt | Supplier Name | Location of Equipment | Source of Supply | Purchase Order No | Date of Installation | Warranty Valid Upto | Cost of the item | Working Status
1 | Laparoscope operating major with accessories | B1 |  |  | 2013-04-02 | M/S Vishal Surgicals Equipment Co.Pvt.Ltd~ Chennai. | Operation Theater | TNMSC | 9907/TNMSC/ENGG/2012 DT.18/02/2013 | 2013-04-02 | 2014-04-01 | 1388153 | Working
2 | Phototherapy Unit | C |  |  | 1996-06-03 | Bet Medicals | L W |  |  |  |  | 0 | Working
3 | Endoscope with video processer | B1 |  | 1200285 | 2013-04-15 | HEALTH WARE PVT LID | M.OT | TNMSC | 1549/TNMSC/ENGG/2012 DT04/03/2013 | 2013-04-15 |  | 727658 | Working
4 | Refrigerator | C | Zenith |  | 1976-12-05 |  | Store |  |  |  |  | 0 | Working
5 | Dental Chair | B2 |  |  | 1981-02-21 | Medident | Dental OP |  |  |  |  | 0 | Working
6 | Refrigerator | C | Allwyn King |  | 1985-07-20 |  | Store |  |  |  |  | 0 | Working
7 | Mono cular Microscope | C |  |  | 1987-04-18 | Associated surgicals | Lab |  |  |  |  | 0 | Working
8 | Mono cular Microscope | C |  |  | 1987-04-18 | Associated surgicals | Lab |  |  |  |  | 0 | Working
9 | Mono cular Microscope | C |  |  | 1987-04-18 | Associated surgicals | Lab |  |  |  |  | 0 | Working
10 | Mono cular Microscope | C |  |  | 1987-04-18 | Associated surgicals | Lab |  |  |  |  | 0 | Working
11 | ECG machine ordinary | B | BPL 108T |  | 1987-06-05 | BPL india (P) Ltd. | X-Ray Dept. |  |  |  |  | 0 | Working
12 | Shadowless Lamp stand model | B |  |  | 1987-07-15 | Associated surgicals | OT |  |  |  |  | 0 | Working
13 | Suction Apparatus - Electrical | C |  |  | 1987-09-05 | Associated surgicals | OT |  |  |  |  | 0 | Working
14 | X-ray Machine 300 mA | B |  |  | 1987-12-06 | Elim Model | X-Ray Dept. |  |  |  |  | 0 | Working
15 | Suction Apparatus - Electrical | C |  |  | 1988-06-12 | Leading India Surgicals | L W |  |  |  |  | 0 | Working
16 | Operation Table Hydraulic Major | B2 |  |  | 1988-10-29 | General Surgicals | M W |  |  |  |  | 0 | Working
17 | Refrigerator | C | Vasanth and Co |  | 1989-03-29 | Vasanth and Co | Lab |  |  |  |  | 0 | Working
18 | Suction Apparatus - Electrical | C |  |  | 1990-07-20 | Leading India Surgicals | L W |  |  |  |  | 0 | Working
19 | Shadowless Lamp stand model | B |  |  | 1993-12-02 | Muthumee Surgicals | OT |  |  |  |  | 0 | Working
20 | Boyles apparatus with out Circle Abosrber | B |  |  | 1994-05-20 | BOC India | OT |  |  |  |  | 0 | Working
21 | Steriliser Small (Instruments) | C | Electrical |  | 1994-07-07 | Associated surgicals | F W |  |  |  |  | 0 | Working
22 | Steriliser Small (Instruments) | C | Electrical |  | 1994-07-07 | Associated surgicals | L W |  |  |  |  | 0 | Working
23 | Steriliser Small (Instruments) | C | Electrical |  | 1994-07-07 | Associated surgicals | L W |  |  |  |  | 0 | Working
24 | Steriliser Small (Instruments) | C | Electrical |  | 1994-07-07 | Associated surgicals | M W |  |  |  |  | 0 | Working
25 | Steriliser Small (Instruments) | C | Electrical |  | 1994-07-07 | Associated surgicals | Op |  |  |  |  | 0 | Working
26 | Steriliser Small (Instruments) | C | Electrical |  | 1994-07-07 | Associated surgicals | OT |  |  |  |  | 0 | Working
27 | Steriliser Small (Instruments) | C | Electrical |  | 1994-07-07 | Associated surgicals | OT |  |  |  |  | 0 | Working
28 | Steriliser Small (Instruments) | C | Electrical |  | 1994-07-07 | Associated surgicals | OT |  |  |  |  | 0 | Working
29 | Steriliser Small (Instruments) | C | Electrical |  | 1994-07-07 | Associated surgicals | Store |  |  |  |  | 0 | Working
30 | Steriliser Small (Instruments) | C | Electrical |  | 1994-07-07 | Associated surgicals | Store |  |  |  |  | 0 | Working
31 | Steriliser Small (Instruments) | C | Electrical |  | 1994-07-07 | Associated surgicals | Store |  |  |  |  | 0 | Working
32 | Steriliser Small (Instruments) | C | Electrical |  | 1994-07-07 | Associated surgicals | Store |  |  |  |  | 0 | Working
33 | Boyles apparatus with out Circle Abosrber | B |  |  | 1996-03-29 | BOC India | OT |  |  |  |  | 0 | Working
34 | Ultra Sonogram -MOBILE | B | F F Sonic |  | 1996-03-30 | Kody Elcot | Scan Room |  |  |  |  | 0 | Working
35 | Suction Apparatus - Electrical | C | Electrical |  | 1996-06-03 | Muthumee Surgicals | OP |  |  |  |  | 0 | Working
36 | Auto Clave HP Vertical (2 bin) | C | VERTICAL |  | 2009-05-11 | M/S SOLOCRAFT INDUSTRIES CHENNAI | Transfer to M.O.Govt.Hospital~Kalavi | TNMSC | RCH2/TNMSC/ENGG/E5/2009 | 2010-07-26 |  | 31300 | Working
37 | Suction Apparatus - Electrical | C | Electrical |  | 1996-07-10 | Muthumee Surgicals | L W |  |  |  |  | 0 | Working
38 | Nebuliser Adult | C |  |  | 2003-07-16 | Associated surgicals | L W | DMS | 45036/SPS/1/03 Dt.12/06/2003 | 2003-09-02 |  | 2200 | Working
39 | Operation Table Hydraulic Major | B2 |  |  | 1997-02-24 | General Surgicals | OT |  |  |  |  | 0 | Working
40 | Electric Calorimeter | C |  |  | 1997-07-05 | Laboratories Techinical Product | Ch W |  |  |  |  | 0 | Working
41 | Suction Apparatus - Electrical | C |  |  | 1998-03-27 | Leading India Surgicals | OP |  |  |  |  | 0 | Working
42 | Suction Apparatus - Electrical | C |  |  | 1998-06-09 | Associated surgicals | OT |  |  |  |  | 0 | Working
43 | B.P.apparatus table model | C | Box Type |  | 1998-07-09 |  | F W |  |  |  |  | 0 | Working
44 | B.P.apparatus table model | C | Box Type |  | 1998-07-09 |  | L W |  |  |  |  | 0 | Working
45 | B.P.apparatus table model | C | Box Type |  | 1998-07-09 |  | L W |  |  |  |  | 0 | Working
46 | B.P.apparatus table model | C | Box Type |  | 1998-07-09 |  | L W |  |  |  |  | 0 | Working
47 | B.P.apparatus table model | C | Box Type |  | 1998-07-09 |  | M W |  |  |  |  | 0 | Working
48 | B.P.apparatus table model | C | Box Type |  | 1998-07-09 |  | OP |  |  |  |  | 0 | Working
49 | Phototherapy Unit | C |  |  | 1996-06-03 | Bet Medicals | L W |  |  |  |  | 0 | Working
50 | B.P.apparatus table model | C | Box Type |  | 1998-07-09 |  | OP |  |  |  |  | 0 | Working
51 | B.P.apparatus table model | C | Box Type |  | 1998-07-09 |  | OT |  |  |  |  | 0 | Working
52 | Foetal Monitor | B |  |  | 1998-07-27 | Bet Medicals | L W |  |  |  |  | 0 | Working
53 | Foetal Monitor | B |  |  | 2003-07-16 | Associated surgicals | F W |  |  |  |  | 0 | Working
54 | Radiant Warmer | C |  |  | 2005-01-02 | Meditrain Instruments | L W |  |  |  |  | 0 | Working
55 | Electri centrifuger | C | 4x15 ml |  | 2002-11-14 | Associated surgicals | BB |  |  |  |  | 0 | Working
56 | Foetal Doppler | C |  |  | 2008-05-22 | Vibash Equipments | Store | TNHSP |  |  |  | 0 | Working
57 | Weighing machine infant | C |  |  | 2009-07-15 | Vishal hospitals and furnitures | store | SSC |  |  |  | 0 | Working
58 | Weighing machine infant | C |  |  | 2009-07-15 | Vishal hospitals and furnitures | store | SSC |  |  |  | 0 | Working
59 | Weighing machine infant | C |  |  | 2009-07-15 | Vishal hospitals and furnitures | store | SSC |  |  |  | 0 | Working
60 | Weighing machine infant | C |  |  | 2009-07-15 | Vishal hospitals and furnitures | store | SSC |  |  |  | 0 | Working
61 | B.P.apparatus table model | C | Box Type |  | 1998-07-09 |  | OT |  |  |  |  | 0 | Working
62 | B.P.apparatus table model | C | Box Type |  | 1998-07-09 |  | P S W |  |  |  |  | 0 | Working
63 | Suction Apparatus - Electrical | C |  |  | 1998-09-29 | Associated surgicals | OT |  |  |  |  | 0 | Working
64 | B.P.apparatus stand model | C | Stand Model |  | 1998-10-08 | Eagle Surgicals | L W |  |  |  |  | 0 | Working
65 | B.P.apparatus stand model | C | Stand Model |  | 1998-10-08 | Eagle Surgicals | L W |  |  |  |  | 0 | Working
66 | B.P.apparatus stand model | C | Stand Model |  | 1998-10-08 | Eagle Surgicals | L W |  |  |  |  | 0 | Working
67 | B.P.apparatus stand model | C | Stand Model |  | 1998-10-08 | Eagle Surgicals | M W |  |  |  |  | 0 | Working
68 | B.P.apparatus stand model | C | Stand Model |  | 1998-10-08 | Eagle Surgicals | OP |  |  |  |  | 0 | Working
69 | B.P.apparatus stand model | C | Stand Model |  | 1998-10-08 | Eagle Surgicals | OP |  |  |  |  | 0 | Working
70 | B.P.apparatus stand model | C | Stand Model |  | 1998-10-08 | Eagle Surgicals | OT |  |  |  |  | 0 | Working
71 | Auto Clave HP Vertical (2 bin) | C | VERTICAL |  | 2009-05-11 | M/S SOLOCRAFT INDUSTRIES CHENNAI | Transfer to M.O.Govt.Hospital~Vaniyambadi. | TNMSC | RCH2/TNMSC/ENGG/E5/2009 | 2009-08-18 |  | 31300 | Working
72 | B.P.apparatus stand model | C | Stand Model |  | 1998-10-08 | Eagle Surgicals | Store |  |  |  |  | 0 | Working
73 | Lab Incubator | C |  |  | 1998-11-24 | M C Dalal and Co | Store |  |  |  |  | 0 | Working
74 | Lab Incubator | C |  |  | 1998-11-24 | M C Dalal and Co | Store |  |  |  |  | 0 | Working
75 | Semi auto analyser | B2 | ERBA Chem 5+ |  | 1998-12-22 | Transasia Bio Ltd | Lab |  |  |  |  | 0 | Working
76 | Nebuliser Adult | C |  |  | 1999-04-23 | Associated surgicals | OPD | DMS | 29550/CP11/99/1 | 2003-08-22 |  | 4250 | Working
77 | Shadowless Lamp stand model | B |  |  | 1999-06-29 | Associated surgicals | OT |  |  |  |  | 0 | Working
78 | Operation Table Hydraulic Major | B2 |  |  | 1999-09-23 | General Surgicals | OT |  |  |  |  | 0 | Working
79 | Rotor / Shaker | C |  |  | 2001-03-21 | Remi Motors | Lab |  |  |  |  | 0 | Working
80 | Auto Clave HP Vertical (2 bin) | C | VERTICAL |  | 2009-05-11 | M/S SOLOCRAFT INDUSTRIES CHENNAI | Trans to M.O.Govt.Hospital~Vaniyambadi. | TNMSC | RCH2/TNMSC/ENGG/E5/2009 | 2009-08-18 |  | 31300 | Working
81 | Auto Clave HP Vertical (2 bin) | C | Horizontal |  | 2009-05-11 | M/S SOLOCRAFT INDUSTRIES CHENNAI | Transfer to M.O.Govt.Hospital Ambur. | TNMSC | RCH2/TNMSC/ENGG/E5/2009 | 2009-08-18 |  | 31300 | Working
82 | Suction Apparatus - Electrical | C |  |  | 2001-08-30 | Vadlant | OT |  |  |  |  | 0 | Working
83 | Ice Lined Refrigerator | C |  |  | 2001-12-04 | DDHS and FW | L W |  |  |  |  | 0 | Working
84 | Refrigerator | C |  |  | 2002-03-08 | Hi-Tech | BB |  |  |  |  | 0 | Working
85 | ECG machine ordinary | B | BPL 108T |  | 2002-03-13 | BPL india (P) Ltd. | X-Ray Dept. |  |  |  |  | 0 | Working
86 | B.P.apparatus dial model | C | Dial Type |  | 2002-04-10 | Associated surgicals | BB |  |  |  |  | 0 | Working
87 | Chemical Balances | C |  |  | 2002-04-10 | Associated surgicals | BB |  |  |  |  | 0 | Working
88 | Bowl steriliser - Medium | C |  |  | 2002-05-04 | Associated surgicals | L W |  |  |  |  | 0 | Working
89 | Shadowless Lamp stand model | B |  |  | 2002-05-28 | Associated surgicals | OT |  |  |  |  | 0 | Working
90 | Binocular Mircroscope | B2 | Compound |  | 2002-11-14 | Associated surgicals | BB |  |  |  |  | 0 | Working
91 | Lab Incubator | C |  |  | 2002-11-14 | Associated surgicals | BB |  |  |  |  | 0 | Working
92 | Electri centrifuger | C |  |  | 2002-11-14 | Associated surgicals | Lab |  |  |  |  | 0 | Working
93 | VDRL Rotator / Mechanical Agitator | C |  |  | 2002-11-28 | M C Dalal and Co | BB |  |  |  |  | 0 | Working
94 | Ultra Sonogram -MOBILE | B | L and T Sota |  | 2003-03-17 | L and T | Scan Room |  |  |  |  | 0 | Working
95 | Pulse Oximeter | B | NONIN Model 8600 |  | 2003-03-25 | Trans Health Care | OT |  |  |  |  | 0 | Working
96 | ECG machine ordinary | B | BPL 108T |  | 2003-07-16 | BPL india (P) Ltd. | X-Ray Dept. |  |  |  |  | 0 | Working
97 | Opthalmoscope Indirect | C |  |  | 2003-07-30 | South India Surgicals | OP |  |  |  |  | 0 | Working
98 | Formaline dispenser | C |  |  | 2003-09-08 | South India Surgicals | L W |  |  |  |  | 0 | Working
99 | Multi Para Monitor | B | Planet 50 |  | 2004-02-19 | L and T | OT |  |  |  |  | 0 | Working
100 | Semi auto analyser | B2 | ERBA Chem 5+ |  | 2004-08-01 | Transasia Bio Ltd | Lab |  |  |  |  | 0 | Working
101 | Electri centrifuger | C |  |  | 2005-01-02 | South India Surgicals | Lab |  |  |  |  | 0 | Working
102 | Electri centrifuger | C |  |  | 2005-01-02 | South India Surgicals | Lab |  |  |  |  | 0 | Working
103 | Refrigerator | C | Godrej |  | 2005-05-25 |  | OP |  |  |  |  | 0 | Working
104 | Refrigerator | C | Blood Bank Refrigerator |  | 2005-06-17 | Thermo Scientific | BB |  |  |  |  | 0 | Working
105 | Generator | C | 2.4 KVA Honda |  | 2005-11-14 | Power group of company | BB |  |  |  |  | 0 | Working
106 | Rotor / Shaker | C |  |  | 2006-08-28 | M C Dalal and Co | Lab |  |  |  |  | 0 | Working
107 | Pulse Oximeter | B | Silicon Labs |  | 2007-01-03 | Silicon Labs | L W |  |  |  |  | 0 | Working
108 | Pulse Oximeter | B | Silicon Labs |  | 2007-01-03 | Silicon Labs | OT |  |  |  |  | 0 | Working
109 | Pulse Oximeter | B | Silicon Labs |  | 2007-01-03 | Silicon Labs | Store |  |  |  |  | 0 | Working
110 | ECG machine ordinary | B | BPL 108T |  | 2007-01-30 | BPL india (P) Ltd. | X-Ray Dept. |  |  |  |  | 0 | Working
111 | ECG machine ordinary | B |  |  | 2007-01-30 | Trans Health Care | X-Ray Dept. |  |  |  |  | 0 | Working
112 | B.P.apparatus stand model | C | Stand Model |  | 2007-01-31 | Uni Pharma | Store |  |  |  |  | 0 | Working
113 | Diathermy Machine (Electric Cautery) | B |  |  | 2007-02-07 | Jupitor Manufacturing Works | Store |  |  |  |  | 0 | Working
114 | Diathermy Machine (Electric Cautery) | B |  |  | 2007-02-07 | Jupitor Manufacturing Works | Store |  |  |  |  | 0 | Working
115 | Diathermy Machine (Electric Cautery) | B |  |  | 2007-02-07 | Jupitor Manufacturing Works | Store |  |  |  |  | 0 | Working
116 | Short Wave Diathermy | B2 |  |  | 2007-02-16 | Life Line Systems | Physiotherapy |  |  |  |  | 0 | Working
117 | Shadowless Lamp stand model | B |  |  | 2007-02-16 | General Surgicals | Store |  |  |  |  | 0 | Working
118 | Shadowless Lamp stand model | B |  |  | 2007-02-16 | General Surgicals | Store |  |  |  |  | 0 | Working
119 | Shadowless Lamp stand model | B |  |  | 2007-02-16 | General Surgicals | Store |  |  |  |  | 0 | Working
120 | Shadowless Lamp stand model | B |  |  | 2007-02-16 | General Surgicals | Store |  |  |  |  | 0 | Working
121 | Shadowless Lamp stand model | B |  |  | 2007-02-16 | General Surgicals | Store |  |  |  |  | 0 | Working
122 | Shadowless Lamp stand model | B |  |  | 2007-02-16 | General Surgicals | Store |  |  |  |  | 0 | Working
123 | Shadowless Lamp stand model | B |  |  | 2007-02-16 | General Surgicals | Store |  |  |  |  | 0 | Working
124 | Shadowless Lamp stand model | B |  |  | 2007-02-16 | General Surgicals | Store |  |  |  |  | 0 | Working
125 | Shadowless Lamp stand model | B |  |  | 2007-02-16 | General Surgicals | Store |  |  |  |  | 0 | Working
126 | Shadowless Lamp stand model | B |  |  | 2007-02-16 | General Surgicals | Store |  |  |  |  | 0 | Working
127 | Suction Apparatus - Electrical | C |  |  | 2007-02-17 | Vishal Surgicals | Store |  |  |  |  | 0 | Working
128 | Suction Apparatus - Electrical | C |  |  | 2007-02-17 | Vishal Surgicals | Store |  |  |  |  | 0 | Working
129 | Suction Apparatus - Electrical | C |  |  | 2007-02-17 | Vishal Surgicals | Store |  |  |  |  | 0 | Working
130 | Suction Apparatus - Electrical | C |  |  | 2007-02-17 | Vishal Surgicals | Store |  |  |  |  | 0 | Working
131 | Cardiac Monitor | C | Micromon |  | 2007-02-19 | L and T | Store |  |  |  |  | 0 | Working
132 | Suction Apparatus - Electrical | C |  |  | 2007-02-19 | Jupitor Manufacturing Works | Store |  |  |  |  | 0 | Working
133 | Suction Apparatus - Electrical | C |  |  | 2007-02-19 | Jupitor Manufacturing Works | Store |  |  |  |  | 0 | Working
134 | Suction Apparatus - Electrical | C |  |  | 2007-02-19 | Jupitor Manufacturing Works | Store |  |  |  |  | 0 | Working
135 | Nebuliser Adult | C |  |  | 2007-03-08 | Jupitor Manufacturing Works | Ch W | TNHSP | TNHSP/TNMSC/ENGG/P2E23/07 | 2007-08-21 |  | 1260 | Working
136 | Ventilators (Paediatrics) | B | Erkadi Advent |  | 2007-03-13 | Erkadi Systems | Store |  |  |  |  | 0 | Working
137 | Infusion pump | C | Akas |  | 2007-03-21 | Akas Medicals | Store |  |  |  |  | 0 | Working
138 | Infusion pump | C | Akas |  | 2007-03-21 | Akas Medicals | Store |  |  |  |  | 0 | Working
139 | Autoclave vertical single bin | C | High Pressure Vertical |  | 2007-03-23 | Vishal Surgicals | L W |  |  |  |  | 0 | Working
140 | Auto Clave HP Vertical (2 bin) | C |  |  | 2009-05-11 | M/S SOLOCRAFT INDUSTRIES CHENNAI | Transfer to M.O.Govt.Hospital Ambur. | TNMSC | RCH2/TNMSC/ENGG/E5/2009 | 2009-08-18 |  | 31300 | Working
141 | Suction Apparatus - Electrical | C | Cabinet |  | 2007-03-23 | Vishal Surgicals | OP |  |  |  |  | 0 | Working
142 | Suction Apparatus - Electrical | C | Cabinet |  | 2007-03-23 | Vishal Surgicals | P S W |  |  |  |  | 0 | Working
143 | Bowl steriliser - Medium | C |  |  | 2007-04-07 | Associated surgicals | OT |  |  |  |  | 0 | Working
144 | Syringe Pump | B |  |  | 2007-04-17 | Akas Medicals | Store |  |  |  |  | 0 | Working
145 | Syringe Pump | B |  |  | 2007-04-17 | Akas Medicals | Store |  |  |  |  | 0 | Working
146 | Laryngoscope(Paediatric) | C | Infant |  | 2007-06-09 | Vishal Surgicals | Store | TNMSC |  |  |  | 0 | Working
147 | Laryngoscope(Paediatric) | C | Infant |  | 2007-06-09 | Vishal Surgicals | Store | TNMSC |  |  |  | 0 | Working
148 | Shadowless Lamp stand model | B |  |  | 2007-06-15 | Associated surgicals | Store |  |  |  |  | 0 | Working
149 | Shadowless Lamp stand model | B |  |  | 2007-06-15 | Associated surgicals | Store |  |  |  |  | 0 | Working
150 | Shadowless Lamp stand model | B |  |  | 2007-06-15 | Associated surgicals | Store |  |  |  |  | 0 | Working
151 | Shadowless Lamp stand model | B |  |  | 2007-06-15 | Associated surgicals | Store |  |  |  |  | 0 | Working
152 | Shadowless Lamp stand model | B |  |  | 2007-06-15 | Associated surgicals | Store |  |  |  |  | 0 | Working
153 | Generator | C |  |  | 2007-08-15 | Honda | L W | TNHSP |  |  |  | 0 | Working
154 | Semi auto analyser | B2 |  |  | 2007-10-16 | Ranboxy Labs | Lab | TNHSP |  |  |  | 0 | Working
155 | Operation Table Hydraulic Major | B2 |  |  | 2007-12-24 | Jupitor Manufacturing Works | Store | TNHSP |  |  |  | 0 | Working
156 | Pulse Oximeter | B | Steller p |  | 2008-01-22 | L and T | Store | TNHSP |  |  |  | 0 | Working
157 | Pulse Oximeter | B | Steller p |  | 2008-01-22 | L and T | Store | TNHSP |  |  |  | 0 | Working
158 | Suction Apparatus - Electrical | C |  |  | 2008-02-16 | Vin Bio tech | Store | TNHSP |  |  |  | 0 | Working
159 | Suction Apparatus - Electrical | C |  |  | 2008-02-16 | Vin Bio tech | Store | TNHSP |  |  |  | 0 | Working
160 | Suction Apparatus - Electrical | C |  |  | 2008-02-16 | Vin Bio tech | Store | TNHSP |  |  |  | 0 | Working
161 | Suction Apparatus - Electrical | C |  |  | 2008-02-16 | Vin Bio tech | Store | TNHSP |  |  |  | 0 | Working
162 | Suction Apparatus - Electrical | C |  |  | 2008-02-16 | Vin Bio tech | Store | TNHSP |  |  |  | 0 | Working
163 | Suction Apparatus - Electrical | C |  |  | 2008-02-16 | Vin Bio tech | Store | TNHSP |  |  |  | 0 | Working
164 | Steriliser Small (Instruments) | C |  |  | 2008-03-15 | Suriya Surgicals | Store | TNHSP |  |  |  | 0 | Working
165 | Steriliser Small (Instruments) | C |  |  | 2008-03-15 | Suriya Surgicals | Store | TNHSP |  |  |  | 0 | Working
166 | Steriliser Small (Instruments) | C |  |  | 2008-03-15 | Suriya Surgicals | Store | TNHSP |  |  |  | 0 | Working
167 | Steriliser Small (Instruments) | C |  |  | 2008-03-15 | Suriya Surgicals | Store | TNHSP |  |  |  | 0 | Working
168 | Steriliser Small (Instruments) | C |  |  | 2008-03-15 | Suriya Surgicals | Store | TNHSP |  |  |  | 0 | Working
169 | Steriliser Small (Instruments) | C |  |  | 2008-03-15 | Suriya Surgicals | Store | TNHSP |  |  |  | 0 | Working
170 | Steriliser Small (Instruments) | C |  |  | 2008-03-15 | Suriya Surgicals | Store | TNHSP |  |  |  | 0 | Working
171 | Steriliser Small (Instruments) | C |  |  | 2008-03-15 | Suriya Surgicals | Store | TNHSP |  |  |  | 0 | Working
172 | Steriliser Small (Instruments) | C |  |  | 2008-03-15 | Suriya Surgicals | Store | TNHSP |  |  |  | 0 | Working
173 | Steriliser Small (Instruments) | C |  |  | 2008-03-15 | Suriya Surgicals | Store | TNHSP |  |  |  | 0 | Working
174 | Steriliser Small (Instruments) | C |  |  | 2008-03-15 | Suriya Surgicals | Store | TNHSP |  |  |  | 0 | Working
175 | Steriliser Small (Instruments) | C |  |  | 2008-03-15 | Suriya Surgicals | Store | TNHSP |  |  |  | 0 | Working
176 | Steriliser Small (Instruments) | C |  |  | 2008-03-15 | Suriya Surgicals | Store | TNHSP |  |  |  | 0 | Working
177 | Multi Para Monitor | B |  |  | 2008-03-19 | L and T | Store | NRHM |  |  |  | 0 | Working
178 | Auto Clave HP Vertical (2 bin) | C |  |  | 2009-05-11 | M/S SOLOCRAFT INDUSTRIES CHENNAI | Transfer to M.O.Govt.Hospital~Ambur. | TNMSC | RCH2/TNMSC/ENGG/E5/2009 | 2009-08-18 |  | 31300 | Working
179 | Auto Clave HP Vertical (2 bin) | C |  |  | 2009-05-11 | M/S SOLOGRAFT INDUSTRIES CHENNAI | Transfer to M.O.Govt Hospital~KALAVI | TNMSC | RCH2/TNMSC/ENGG/E5/2009 | 2009-08-07 |  | 31300 | Working
180 | Auto Clave HP Vertical (2 bin) | C |  |  | 2009-05-11 | M/S SOLOCRAFT INDUSTRIES CHENNAI | Trans to M.O.Govt.Hospital Sholingar. | TNMSC | RCH2/TNMSC/ENGG/E5/2009 | 2009-07-17 |  | 31100 | Working
181 | Auto Clave HP Vertical (2 bin) | C |  |  | 2009-05-11 | M/S SOLOCRAFT INDUSTRIES CHENNAI | Transfer to M.O.Govt. Hospital Tirupptore | TNMSC | RCH2/TNMSC/ENGG/E5/2009 | 2009-06-17 |  | 31300 | Working
182 | Boyles apparatus with Circle Abosrber | B |  |  | 2008-04-27 | Madras Surgicals and Chemicals | OT | TNMSC |  |  |  | 0 | Working
183 | Boyles apparatus with Circle Abosrber | B |  |  | 2008-04-27 | Madras Surgicals and Chemicals | OT | TNMSC |  |  |  | 0 | Working
184 | Ventilators (Adult) | B |  |  | 2008-04-28 | Madras Surgicals and Chemicals | Store | NRHM |  |  |  | 0 | Working
185 | Electric Calorimeter | C |  |  | 2008-05-04 | Associated surgicals | Store | NRHM |  |  |  | 0 | Working
186 | Electric Calorimeter | C |  |  | 2008-05-04 | Associated surgicals | Store | NRHM |  |  |  | 0 | Working
187 | X-ray Machine 300 mA | B |  |  | 2008-05-15 | Slimatzu Medical (P) Ltd | X-Ray Dept. | NRHM |  |  |  | 0 | Working
188 | Coagulation Analyser | C |  |  | 2008-05-23 | Transasia Bio Ltd | Lab | DMS |  |  |  | 0 | Working
189 | Electrolyte Analyser | C |  |  | 2008-05-23 | Transasia Bio Ltd | Lab | DMS |  |  |  | 0 | Working
190 | Auto Clave HP Vertical (2 bin) | C |  |  | 2009-05-11 | SOLOCRAFT INDUSTRIES CHENNAI | Transfer to M.O.Govt.hospital Trippatore | TNMSC | RCH2/TNMSC/ENGG/E5/2009 | 2009-06-17 |  | 31300 | Working
191 | Auto Clave HP Vertical (2 bin) | C |  |  | 2009-05-11 | SOIOCRAFT INDUSTRIES CHENNAI | Transfer to M.O Govet.Hospital Arakonam | TNMSC | RCH2/TNMSC/ENGG/E5/2009 | 2009-06-10 |  | 31300 | Working
192 | Needle destroyer / Syringe Destroyer | C |  |  | 2008-06-18 | Glo Life Care Equipments | Store | TNHSP |  |  |  | 0 | Working
193 | Needle destroyer / Syringe Destroyer | C |  |  | 2008-06-18 | Glo Life Care Equipments | Store | TNHSP |  |  |  | 0 | Working
194 | Needle destroyer / Syringe Destroyer | C |  |  | 2008-06-18 | Glo Life Care Equipments | Store | TNHSP |  |  |  | 0 | Working
195 | Needle destroyer / Syringe Destroyer | C |  |  | 2008-06-18 | Glo Life Care Equipments | Store | TNHSP |  |  |  | 0 | Working
196 | Needle destroyer / Syringe Destroyer | C |  |  | 2008-06-18 | Glo Life Care Equipments | Store | TNHSP |  |  |  | 0 | Working
197 | Needle destroyer / Syringe Destroyer | C |  |  | 2008-06-18 | Glo Life Care Equipments | Store | TNHSP |  |  |  | 0 | Working
198 | Needle destroyer / Syringe Destroyer | C |  |  | 2008-06-18 | Glo Life Care Equipments | Store | TNHSP |  |  |  | 0 | Working
199 | Needle destroyer / Syringe Destroyer | C |  |  | 2008-06-18 | Glo Life Care Equipments | Store | TNHSP |  |  |  | 0 | Working
200 | Needle destroyer / Syringe Destroyer | C |  |  | 2008-06-18 | Glo Life Care Equipments | Store | TNHSP |  |  |  | 0 | Working
201 | Needle destroyer / Syringe Destroyer | C |  |  | 2008-06-18 | Glo Life Care Equipments | Store | TNHSP |  |  |  | 0 | Working
202 | Pulse Oximeter | B |  |  | 2008-07-04 | Larsen and Toubro limited | Store | NRHM |  |  |  | 0 | Working
203 | Boyles apparatus with Circle Abosrber | B |  |  | 2008-08-16 | Madras Surgicals and Chemicals | OT | NRHM |  |  |  | 0 | Working
204 | Boyles apparatus with Circle Abosrber | B |  |  | 2008-08-16 | Madras Surgicals and Chemicals | OT | NRHM |  |  |  | 0 | Working
205 | Operating Microscope(Eye) | B |  |  | 2008-09-05 | Appasamy Associates | Store | RCH |  |  |  | 0 | Working
206 | Shadowless Lamp stand model | B |  |  | 2009-01-28 | Associated surgicals | L W |  |  |  |  | 0 | Working
207 | Electri centrifuger | C |  |  | 2009-02-08 | Solocrafts industries | LAB | TNMSC |  |  |  | 0 | Working
208 | Hot Air oven | C |  |  | 2009-02-08 | Solocrafts industries | LAB | TNMSC |  |  |  | 0 | Working
209 | Binocular Mircroscope | B2 | binocular |  | 2009-02-08 | MC Dalal | OT | TNMSC |  |  |  | 0 | Working
210 | Binocular Mircroscope | B2 | binocular |  | 2009-02-08 | MC Dalal | OT | TNMSC |  |  |  | 0 | Working
211 | Lab Incubator | C |  |  | 2009-02-08 | Solocrafts industries | store | TNMSC |  |  |  | 0 | Working
212 | Semi auto analyser | B2 |  |  | 2009-04-21 | Robonic india pvt Ltd | Store | TNHSP |  |  |  | 0 | Working
213 | Cardiac Monitor | C |  |  | 2009-06-01 | concept integration pvt ltd | Store | TNHSP |  |  |  | 0 | Working
214 | Cardiac Monitor | C |  |  | 2009-06-01 | concept integration pvt ltd | Store | TNHSP |  |  |  | 0 | Working
215 | Deep Freezer | C | JEWETT |  | 2009-06-10 | Solocrafts industries | Blood bank | TANSAC |  |  |  | 0 | Working
216 | Suction Apparatus - Electrical | C | Electrical |  | 2009-10-02 | Vishal hospitals and furnitures | Store | TNHSP |  |  |  | 0 | Working
217 | Suction Apparatus - Electrical | C | Electrical |  | 2009-10-02 | Vishal hospitals and furnitures | Store | TNHSP |  |  |  | 0 | Working
218 | Suction Apparatus - Electrical | C | Electrical |  | 2009-10-02 | Vishal hospitals and furnitures | Store | TNHSP |  |  |  | 0 | Working
219 | Suction Apparatus - Electrical | C | Electrical |  | 2009-10-02 | Vishal hospitals and furnitures | Store | TNHSP |  |  |  | 0 | Working
220 | Suction Apparatus - Electrical | C | Electrical |  | 2009-10-02 | Vishal hospitals and furnitures | Store | TNHSP |  |  |  | 0 | Working
221 | Suction Apparatus - Electrical | C | Electrical |  | 2009-10-02 | Vishal hospitals and furnitures | Store | TNHSP |  |  |  | 0 | Working
222 | Suction Apparatus - Electrical | C | Electrical |  | 2009-10-02 | Vishal hospitals and furnitures | Store | TNHSP |  |  |  | 0 | Working
223 | Suction Apparatus - Electrical | C | Electrical |  | 2009-10-02 | Vishal hospitals and furnitures | Store | TNHSP |  |  |  | 0 | Working
224 | Suction Apparatus - Electrical | C | Electrical |  | 2009-10-02 | Vishal hospitals and furnitures | Store | TNHSP |  |  |  | 0 | Working
225 | Suction Apparatus - Electrical | C | Electrical |  | 2009-10-02 | Vishal hospitals and furnitures | Store | TNHSP |  |  |  | 0 | Working
226 | Suction Apparatus - Electrical | C | Electrical |  | 2009-10-02 | Vishal hospitals and furnitures | Store | TNHSP |  |  |  | 0 | Working
227 | Suction Apparatus - Foot operated | B |  |  | 2009-11-02 | Vishal hospitals and furnitures | L W | TNHSP |  |  |  | 0 | Working
228 | Steriliser Small (Instruments) | C | Electrical |  | 2009-07-15 | Vishal hospitals and furnitures | store | TNHSP |  |  |  | 0 | Working
229 | Steriliser Small (Instruments) | C | Electrical |  | 2009-07-15 | Vishal hospitals and furnitures | store | TNHSP |  |  |  | 0 | Working
230 | Pulse Oximeter | B |  |  | 2009-01-19 | Southern medical systems | Store | TNHSP |  |  |  | 0 | Working
231 | Pulse Oximeter | B |  |  | 2009-01-19 | Southern medical systems | Store | TNHSP |  |  |  | 0 | Working
232 | Shadowless Lamp stand model | B | CS3005 |  | 2009-07-20 | Vishal hospital and furnitures | store | TNHSP |  |  |  | 0 | Working
233 | Shadowless Lamp stand model | B | CS3005 |  | 2009-07-20 | Vishal hospital and furnitures | store | TNHSP |  |  |  | 0 | Working
234 | Computer | C | Acer |  | 2009-02-27 | Microtech | store | TNHSP |  |  |  | 0 | Working
235 | Auto Clave HP Horizontal-CYLINDRICAL | C | Horizontal |  | 2009-05-11 | Solocrafts industries | Transfer to M.O Govt.Hospital.Arakonam | TNMSC | RCH2/TNMSC/ENGG/E5/2009 | 2009-06-10 |  | 31300 | Working
236 | Auto Clave HP Vertical (2 bin) | C | vertical |  | 2009-01-28 | Solocrafts industries | P.S.WARD | TNHSP | TNMSC/TNHSP/P3E10/2008.Dt.10/09/2008 | 2010-11-23 |  | 29800 | Working
237 | Auto Clave HP Vertical (2 bin) | C | vertical |  | 2009-01-28 | Solocrafts industries | M.OT | TNHSP | TNMSC/TNHSP/P3E10/2008.Dt.10/09/2008 | 2010-08-26 |  | 29800 | Working
238 | Ultra Sonogram -MOBILE | B | L and T Sota |  |  | Transfer From | Tele Medicine |  |  |  |  | 0 | Working
239 | Auto Clave HP Horizontal-CYLINDRICAL | C | [9 empty] | 0 | Working
240 | Baby weighing Mechine |  |  |  | 2008-10-20 | JUpiter manufacturing works Coaimpature |  | TNHSP | TNHSP/TNMSC/ENGG/P3E17/2008 .11.08.2008 |  |  | 373 | Working
241 | X-ray Machine 100 mA | B2 |  |  | 2010-07-20 | M/s.Allengrs medi systems | New building-OPD | TNHSP | TNHSP/TNMSC/ICB/P3E1/2009 | 2010-07-26 |  | 270710 | Working
242 | Deep Freezer | B2 |  |  | 2009-11-06 | M/s.Solokraft industries | Blood bank | TNMSC |  |  |  | 109500 | Working
243 | Ultra Sonogram -MOBILE | B | 600A | 6AP-1112035 | 2012-03-26 | Surya surgical industries | OPD | TNMSC | 2684/TNMSC/ENGG/2011 | 2012-04-19 | 2015-03-21 | 272950 | Working
244 | Blood Bank Refrigerator | B2 | KIng fridge-250 L |  | 1976-05-12 | The Hyderabad allwyn metal works limited | Main stores |  |  |  |  | 2833 | Working
245 | Weighing machine adult | C |  |  | 2012-02-18 | Alan medical | Labour ward | TNMSC | TNHSP/TNMSC/ENGG/AG24/2011 |  |  | 598 | Working
246 | Deep Freezer | B2 | jewett |  | 2009-11-06 | Solokraft industries | Blood bank | TNMSC | EQPTS/CEMONC/09/TANSACS |  |  | 109500 | Working
247 | C arm with accessories High Frequency | B |  |  | 2007-06-06 | Ms.Vibash coimbatore surgical private limited | AE OT | TNMSC |  |  |  | 157950 | Working
248 | Ultra Sonogram -MOBILE | B | Logiq C2 | 206488WX9 | 2011-12-30 | Wipro GE Health care | Labour ward | TNMSC | RCH-II /TNMSC/ENGG/E44/2010 | 2012-03-21 | 2013-03-20 | 343604 | Working
249 | Blood Bank Refrigerator | B2 |  | 506187 | 1994-01-25 |  | OT |  |  |  |  | 0 | Working
250 | Blood Bank Refrigerator | B2 |  | INCO51817063 | 2005-05-25 |  | PPTCT Lab |  |  |  |  | 6190 | Working
251 | Blood Bank Refrigerator | B2 |  |  | 2007-12-14 |  |  |  | TNHSP/TNMSC/P2G5 2007 |  |  | 20800 | Working
252 | Mono cular Microscope | C | [9 empty] | 0 | Working
253 | Mono cular Microscope | C | [9 empty] | 0 | Working
254 | Ultra Sonogram -MOBILE | B | 600A | 6AP 1112035 | 2012-03-26 | Surya surgical industries | OPD | TNMSC | 2684/TNMSC/ENGG/2011 | 2012-04-19 | 2015-04-18 | 272950 | Working
255 | Blood Bank Refrigerator | B2 | 165 lts | 100930755 | 1985-07-20 |  | OPD | OTHERS |  |  |  | 0 | Working
256 | Blood Bank Refrigerator | B2 | Haier passion 170L | INC 051817063 | 2005-05-25 | Vasanth and co | PPTCT Lab | OTHERS |  |  |  | 6190 | Working
257 | Blood Bank Refrigerator | B2 | 170L |  | 2007-12-14 |  | OPD | TNMSC | TNHSP/TNMSC/EG5/2007 |  |  | 20800 | Working
258 | Boyles apparatus with Circle Abosrber | B2 |  | 4720881000 | 1991-03-18 | Indian oxygen limited | OT |  |  |  |  | 49924 | Working
259 | Suction Apparatus - Electrical | C |  |  | 2007-03-20 | Vishal hospital steel manufacturing co | New born and Labour | TNMSC | 12044/TNMSC/ENGG/2006-07 |  |  | 8820 | Working
260 | Suction Apparatus - Electrical | C | 7A-230 |  | 2008-02-16 | VIM biotech systems limited | AE WARD~LABOUR~OT-2~PS WARD~KALAVAI | TNMSC | TNHSP/TNMSCP2E18/2007 |  |  | 24888 | Working
261 | Suction Apparatus - Electrical | C |  |  | 2009-02-10 | M/s. Vishal hospital steel furniture manufacture | Vaniyambadi | TNMSC | TNHSP/TNMSC/ENGG/E19 |  |  | 4140 | Working
262 | Suction Apparatus - Electrical | C |  |  | 2009-02-10 | M/s.Vishal hospital steel manufacturing and co | Tirupattur-1~OPD-2~AE OT-1~ Stores-6 | TNMSC | TNHSP/TNMSC/P3E8/2008 |  |  | 39000 | Working
263 | Generator | C |  | 1.5 KV | 1993-03-30 | M/S SUSEE MOTORS VELLORE | O T | OTHERS |  |  |  | 34139 | Working
264 | Generator | C | 10HP1500RPM 6 KV | 93120091 | 1994-02-24 | FERMIER MARSHAL | O.T | OTHERS |  |  |  | 35448 | Working
265 | Needle destroyer / Syringe Destroyer | C |  |  | 2010-06-17 | MAK ENTERPRISESS VELLORE | NEBORN WARD~OPD~LABOUR WARD~PS WARD | OTHERS |  |  |  | 5940 | Working
266 | Water Drum with Heater | C |  |  | 2003-03-03 | M/S SANGETH AND CO WALAJA | LABOUR WARD | OTHERS |  |  |  | 4810 | Working
267 | Emergency Lamp | C |  |  | 1999-06-21 | ALLEN MEDICAL CHENNAI | LABOUR WARD | DMS | 42307/CPII/1/99dt09.06.1999 |  |  | 2412 | Condemened
268 | Sterilizer Medium (Instrument) | C |  |  | 2008-03-15 | M/S SURIYA SURGICALS INDUSTRIES CHENNAI | A.E WARD-2~OPD-1 | TNHSP |  |  |  | 4080 | Working
269 | Steriliser Small (Instruments) | C |  |  | 2008-10-15 | JUPITER MANUFACTURE COMPATORE | OPD-1~FM.WARD-1~OT-2 | TNHSP | TNHSP/TNMSC/ENGG/P3ED/2008 |  |  | 5600 | Working
270 | Emergency Lamp | C |  |  | 2010-06-17 | mak enterprises vellore | opd-1~labour ward-1~ot-1~Ae ot-1~male ward-1 | OTHERS |  |  |  | 8500 | Condemened
271 | Sterilizer Medium (Instrument) | C | 12"*9" |  | 2008-04-10 | M/S Associated Surgicals india | A.E.OT~ OT | DRHM | 2394/NRHM/TNMSC/08 DT 31.03.2008 |  |  | 1370 | Working
272 | Operation Table Hydraulic Major | B2 |  |  | 2007-12-24 | M/S Jupitar Mfg Works covai | AE. OT | TNHSP | TNHSP/TNMSC/P2E6/2007 |  |  | 53000 | Working
273 | Operation Table Hydraulic Major | B2 |  |  | 2007-12-24 | M/S Jupitar Mfg Works kovai | AE OT | TNHSP | TNHSP/TNMSC/P2E6/2007 |  |  | 53000 | Working
274 | Operation Table Hydraulic Major | B2 |  |  | 2008-05-09 | M/S Jupitar Mfg co kovai | OT | DRHM | 2394/SRHM/TNMSC/2008 |  |  | 53000 | Working
275 | Operation Table Hydraulic Major | B2 |  |  | 2008-12-05 | M/S Jupitar Mfg Co kovai | Transfer to P.H.C.Lalapet dt 13.9.2009 | TNHSP | TNHSP/TNMSC/P3E3/2008 |  |  | 51400 | Working
276 | ECG machine ordinary | B2 | ALPHA 99 |  | 2002-03-13 | Trans Health Care India pvt Ltd | X-Ray Room | OTHERS |  |  |  | 15900 | Working
277 | ECG machine computerized | B | 300 EDA |  | 2008-12-02 | M/S Madras Surgicals and chemicals | Transfer To Vaniyambadi G.H Dt 2.12.2010 | TNHSP | TNHSP/TNMSC/P3EB |  |  | 44760 | Working
278 | ECG machine computerized | B | SE30 EDAN |  | 2008-12-02 | M/S Madras Surgicals and Chemicals | TO ECG ROOM[ X-Ray Dept] | TNHSP | TNHSP/TNMSC/P3E |  |  | 43860 | Working
279 | ECG machine ordinary | B2 | B.P.L1087 | MECG 108 TM7 | 2007-01-30 | M/S B.P.L Ltd Chennai | X-RAY ROOM | TNMSC | 12044/TNMSC/ENGG/2006 Dt.8.1.2007 |  |  | 9500 | Working
280 | Shadowless Lamp stand model | B | GEN 308 |  | 2007-02-16 | General Surgical company india | Labour ward | TNMSC | 12044/TNMSC/ENGG/2006 | 2010-11-25 |  | 3750 | Working
281 | Shadowless Lamp stand model 14" Dia 250 Wats | B | GEN 308 |  | 2007-02-16 | General Surgical Company (India) Pvt Ltd | Store | TNMSC | 12044/TNMSC/Engg/2006 |  |  | 3750 | Working
282 | Baby Incubators | B2 | NICE 3010R |  | 2007-11-28 | Madras surgicals and chemicals chennai 42 | Children ward | TNHSP | TNHSP/TNMSC/P2E3/07 DT.11/09/2007 | 2007-12-13 |  | 47880 | Working
283 | Hot Air Oven/Hot Air Oven Digital/Digital Oven | C |  |  | 2009-08-01 | SOLOKRAFTINDUSTRIESCHENNAI11 | BLOOD BANK | OTHERS |  | 2010-12-03 |  | 11953 | Working
284 | Radiant Warmer | C | NICE 2007S | 711001 | 2007-11-28 | MADRAS SURGICALS AND CHEMICALS CHENNAI 42 | CHILDREN WARD | TNHSP | TNHSP/TNMSC/P2E10/2007 | 2007-12-13 |  | 17680 | Working
285 | Radiant Warmer | C | NICE 2007S | 711013 | 2007-11-28 | MADRAS SURGICALS AND CHEMICALS CHENNAI 42 | CHILDREN WARD | TNHSP | TNHSP/TNMSC/P2E10/2007 | 2007-12-13 |  | 17680 | Working
286 | Radiant Warmer | C | NICE-2007S | 91009000124 | 2007-11-28 | MADRAS SURGICALS AND CHEMICALS CHENNAI 42 | CHILDREN WARD | TNHSP | TNHSP/TNMSC/P2E10/2007 | 2007-12-13 |  | 17680 | Working
287 | Radiant Warmer | C | NICE 2007S | 711014 | 2007-11-28 | MADRAS SURGICALS AND CHEMICALS CHENNAI 42 | CHILDREN WARD | TNHSP | TNHSP/TNMSC/P2E10/2007 | 2007-12-13 |  | 17680 | Working
288 | Shadowless Lamp stand model | B | GEN 308 |  | 2007-02-16 | General Surgical company india | Stores | TNMSC | 12044/TNMSC/ENGG/2006 | 2010-11-25 |  | 3750 | Working
289 | Shadowless Lamp stand model | B | GEN 308 |  | 2007-02-16 | General Surgical company india | Stores | TNMSC | 12044/TNMSC/ENGG/2006 | 2010-11-25 |  | 3750 | Working
290 | Shadowless Lamp stand model | B | GEN 308 |  | 2007-02-16 | General surgicals company private limited | Stores | TNMSC | 12044/TNMSC/ENGG/2006 |  |  | 3570 | Working
291 | Nebulizer baby | C |  |  | 2010-06-17 | MAK ENTERPRISES VELLORE | OPD | OTHERS |  | 2010-06-25 |  | 3200 | Working
292 | Nebulizer ADULT | C |  |  | 2008-10-15 | JUPITER MANUFACTURE WORKS | CH.WARD | TNHSP | TNHSP/TNMSC/ENGG/P3E21/08 | 2009-01-12 |  | 1250 | Deletion
293 | Nebulizer | C |  |  | 2009-06-15 | SOUTH INDIA SURGICALS | OPD | OTHERS |  | 2009-11-20 |  | 2499 | Working
294 | Nebulizer | C |  |  | 2010-06-17 | MAK ENTERPRISES VELLORE | MALE WARD | OTHERS |  | 2011-10-07 |  | 3200 | Working
295 | Alpha Bed with motor | C |  |  | 2007-07-02 | JUPITER MANUFACTURE CO COIMBATORE | STORE | OTHERS | 35047/S AND P/1/2007 |  |  | 6600 | Working
296 | Nebulizer Adult | C |  |  | 2008-10-15 | JUPITER MANUFACTURE WORKS | CH.WARD | TNHSP | TNHSP/TNMSC/ENGG/P3E21/08 | 2009-01-23 |  | 1250 | Deletion
297 | Nebulizer baby | C |  |  | 2010-06-17 | MAK ENTERPRISES VELLORE | MALE WARD | OTHERS |  | 2010-07-30 |  | 3200 | Working
298 | Alpha Bed with motor | C |  |  | 2007-07-02 | JUPITER MANUFACTURE CO COIMBATORE | STORE | OTHERS | 35047/S AND P/1/2007 |  |  | 6600 | Working
299 | Auto Clave HP Vertical (2 bin) | C | VERTICAL |  | 2009-05-11 | M/S SOLOCRAFT INDUSTRIES CHENNAI | Trans to M.O.Govt.Hospital~Arcot. | TNMSC | RCH2/TNMSC/ENGG/E5/2009 | 2010-11-12 |  | 31300 | Working
300 | Alpha Bed with motor | C |  | 27588 | 2003-07-16 | M/S ASSOCIATED SURGICALS CHENNAI | FEMALE WARD | OTHERS | 45036/SPS/1 Dt.12/06/2003 | 2004-05-14 |  | 7760 | Working
301 | Alpha Bed with motor | C |  |  | 2007-02-22 | JUPITER MANUFACTURE COIMBATORE | STORE | TNMSC | 12044/TNMSC/ENGG/2006 |  |  | 6600 | Working
302 | Auto Clave HP Vertical (2 bin) | C | VERTICAL |  | 2009-05-11 | M/S SOLOCRAFT INDUSTRIES CHENNAI | Transfer to M.O.Govt.Hospital~Arcot | TNMSC | RCH2/TNMSC/ENGG/E5/2009 | 2010-11-12 |  | 31300 | Working
303 | Mannual Colposcope | C | ARI II-1D | XD 301 | 2012-09-14 | M/S South India Surgical Co Ltd. Chennai. | Labour Ward. | TNHSP | TNHSP/TNMSC/ENGG/AG30/2011 | 2012-09-27 | 2013-09-26 | 130000 | Working
304 | Cell Counter | B2 | poch 1001 | F2776 | 2012-12-28 | Transasia Bio-Medicals Ltd |  | TNMSC | 2630/TNMSC/ENGG/2012-Dt.06/12/2012 |  |  | 285120 | Working
305 | Sterilizer big (Instrument) | C |  |  | 2002-02-25 | M/S Associated surgicals | OT | DMS | 44166/CP2/1/2001 |  |  | 4400 | Working
306 | Baby Incubators | C | Neo Tech |  | 2007-11-28 | Madras Surgicals andamp; Chemicals | Ch W | TNHSP |  |  |  | 0 | Working
307 | Baby Incubators | C | Neo Tech |  | 2007-11-28 | Madras Surgicals andamp; Chemicals | Ch W | TNHSP |  |  |  | 0 | Working
308 | Phototherapy Unit | C | Neo Tech |  | 2007-11-28 | Madras Surgicals andamp; Chemicals | Ch W | TNHSP |  |  |  | 0 | Working
309 | Phototherapy Unit | C | Neo Tech |  | 2007-11-28 | Madras Surgicals andamp; Chemicals | Ch W | TNHSP |  |  |  | 0 | Working
310 | Radiant Warmer | C | Neo Tech |  | 2007-11-28 | Madras Surgicals andamp; Chemicals | Ch W | TNHSP |  |  |  | 0 | Working
311 | Radiant Warmer | C | Neo Tech |  | 2007-11-28 | Madras Surgicals andamp; Chemicals | Ch W | TNHSP |  |  |  | 0 | Working
312 | Radiant Warmer | C | Neo Tech |  | 2007-11-28 | Madras Surgicals andamp; Chemicals | Ch W | TNHSP |  |  |  | 0 | Working
313 | Infusion pump | C |  |  | 2007-10-09 | South India Surgicals | Store | TNHSP |  |  |  | 0 | Working
314 | Infusion pump | C |  |  | 2007-10-09 | South India Surgicals | Store | TNHSP |  |  |  | 0 | Working
315 | Refrigerator | C |  |  | 2007-12-14 | Davey Pharma | OP | TNHSP |  |  |  | 0 | Working
316 | Refrigerator | C |  |  | 2007-12-14 | Davey Pharma | Store | TNHSP |  |  |  | 0 | Working
317 | Operation Table Hydraulic Major | B2 |  |  | 2007-12-24 | Jupitor Manufacturing Works | Store | TNHSP |  |  |  | 0 | Working
318 | Boyles apparatus with out Circle Abosrber | B |  |  | 2008-01-22 | L andamp; T | OT | TNHSP |  |  |  | 0 | Working
319 | Boyles apparatus with Ventilator | B |  |  | 2008-01-22 | L andamp; T | OT | TNHSP |  |  |  | 0 | Working
320 | Cardiac Monitor | C | Micromon |  | 2008-01-22 | L andamp; T | Store | TNHSP |  |  |  | 0 | Working
321 | Cardiac Monitor | C | Micromon |  | 2008-01-22 | L andamp; T | Store | TNHSP |  |  |  | 0 | Working
322 | Pulse Oximeter | B | Steller p |  | 2008-01-22 | L andamp; T | Store | TNHSP |  |  |  | 0 | Working
323 | Cardiac Monitor with defibrillator | C |  |  | 2008-02-01 | Madras Surgicals andamp; Chemicals | Store | TNHSP |  |  |  | 0 | Working
324 | Pulse Oximeter | B |  |  | 2008-03-19 | L andamp; T | Store | NRHM |  |  |  | 0 | Working
325 | Pulse Oximeter | B |  |  | 2008-07-04 | Larsen andamp; Toubro limited | Store | NRHM |  |  |  | 0 | Working
326 | Operation Table Hydraulic Major | B2 |  |  | 2008-05-09 | Jupitor Manufacturing Works | P.H.C.Lalapet | NRHM | 2394/NRHM/TNMSC/2008/Dt.8.3.2008 |  |  | 53000 | Working
327 | Auto Clave HP Vertical (2 bin) | C | vertical |  | 2009-01-28 | Solocrafts industries | M.OT | TNHSP | TNMSC/TNHSP/P3E10/2008.Dt.10/09/2008 | 2009-06-29 |  | 29800 | Working
328 | Sterilizer big (Instrument) | C |  |  | 2008-03-15 | m/s surya surgicals industries chennai |  | TNHSP | TNHSP/TNMSC/P2E/2007/Dt 30.10.2007 |  |  | 4080 | Working
329 | X-ray Machine 200 mA | B2 | Q-RADUD125PC | 7510205 | 2008-05-15 | M/s.Shimadzu medical india private limited | AE Ward | TNMSC | 12044/TNMSC/ENGG/08-1 | 2008-05-15 |  | 526606 | Working
330 | Ultra Sonogram -MOBILE | B | Logiq C2 |  | 2011-12-30 | M/s.Wipro GE Health care | Labour ward | TNMSC | RCH-II/TNMSC/ENGG/E44/2010 | 2012-03-21 | 2013-03-20 | 343604 | Working
331 | Weighing machine adult | C |  |  | 2012-02-18 | Alan medical |  | TNMSC | TNHSP/TNMSC/ENGG/AG24/2011 | 2012-02-18 |  | 598 | Working
332 | Blood Bank Refrigerator | B2 | KIng fridge 250l |  | 1976-05-12 | The hyderabad Allwyn metal works limited | Main store | OTHERS | MSD/S5/1923/1931/739984 |  |  | 2833 | Working
333 | UPS | C | APS LI-UPS | 25110522 | 2005-12-03 | PCS TECNOLOGY LIMITED CHENNAI | PPTCT | OTHERS |  |  |  | 4140 | Working
334 | Weighing Machine-Suspension | C |  |  | 2007-04-02 | UNI-PHARM CHENNAI | CH WARD~LABOUR WARD~FEMALE WARD. | JDHS | 1644/MS/07~15.03.2007 |  |  | 989 | Working
335 | Needle destroyer / Syringe Destroyer | C |  | 7611 TO 7620 | 2008-06-18 | GLO LIFECARE EQIPMENT CHENNAI | M.WARD~F.M.WARD~CHILDREN WARD~P.S.WARD~L.WARD~OT~FW DEPT~OPD-3. | TNHSP | TNHSP/TNMSC-ENGG/PMWM1/2008 |  |  | 7852 | Working
336 | Needle destroyer / Syringe Destroyer | C |  |  | 2008-07-30 | DA HEALTH SERVICEES VELLORE | PS WARD | OTHERS |  |  |  | 710 | Working
337 | Alpha Bed with motor | C |  | 27587 | 2003-07-16 | M/S ASSOCIATOR SURGICALS CHENNAI | MALE WARD | OTHERS | 45036/SPS/1DT 12.06.2003 | 2004-03-25 |  | 7760 | Working
338 | Alpha Bed with motor | C |  |  | 2007-02-22 | JUPITER MANUFATER COMBATORE | STORE | TNMSC | 12044/TNMSC/ENGG/2006 |  |  | 6600 | Working
339 | Alpha Bed with motor | C |  |  | 2007-07-02 | JUPITYER MFG CO MCOIMBATORE | STORE | OTHERS | 35047/S AND P/1/2007 |  |  | 6600 | Working
340 | Emergency Lamp | C |  |  | 2007-01-31 | uni pharma chennai | labour ward-3~ae ward-2~opd-1~ | TNMSC | 12044/tnmsc/engg/06 dt 08.01.2007. |  |  | 20533 | Condemened
341 | Auto Clave HP Horizontal-CYLINDRICAL | C |  |  | 2008-03-06 | JUPITTER MFG COIMBATORE | A.E.OT | TNHSP | TNHSP/TNMSE/P2E11/2007 | 2010-02-09 |  | 145600 | Working
342 | Auto Clave HP Horizontal-CYLINDRICAL | C |  |  | 2009-11-27 | SOLOKRAFT CHENNAI | OT | RCH | RCH2/TNMSC/ENGG/E18/2009 | 2010-02-16 |  | 137280 | Working
343 | Auto Clave HP Horizontal-CYLINDRICAL | C | HZ512 SPL |  | 2011-06-15 | M/S SOLOKRAFT INDUSTRIES CHENNAI | A.E.OT | TNMSC | 2396/TNMSC/ENGG/2010-Dt.23.02.2011 |  |  | 145000 | Working
344 | Operation Table Hydraulic Major | B2 |  |  | 1999-09-23 | M/S GENERAL SURGICAL COMPANY INDIA PVT LTD | A.E.WARD | OTHERS | 3186/A4/96 DT.1.9.1999 |  |  | 27500 | Working
345 | Baby Incubators | B2 | NICE 3010R | 3030 | 2007-11-28 | M/S Madras Surgicals and Chemicals Chennai-42 | NB and Children ward-1 | TNMSC | TNHSP/TNMSC/P2E3/07 Dt. 11/09/2007 | 2007-12-13 |  | 47880 | Working
346 | Radiant Warmer | C | PHOENIX0CW100 | 2906 | 2008-11-26 | DATEXOHMEDA~CHENNAI | CHILDRENS WARD | TNMSC | TNMSC/P3E9/2008 | 2008-12-01 |  | 18000 | Working
347 | Defibrillator with Monitor | B2 | Heart stat FRX of PLILLPS. | B12C-05633 | 2012-08-21 | Phillps Electronics India] Ltd. Pondicherry. | LABOUR WARD | TNHSP | TNHSP/TNMSC/CB/AG17/2012 . | 2012-11-02 | 2013-11-01 | 58696 | Working
348 | Defibrillator with Monitor | B2 | Heart Stat FRX of Phillips. | B12 C 05799 | 2012-08-21 | Phillps Electronics India]Ltd.Pondicherry. | casuality | TNHSP | TNHSP/TNMSC/CB/AG17/2012 | 2012-11-02 | 2013-11-01 | 58696 | Working
349 | Radiant Warmer | C | phoenix ocw100 | 2905 | 2008-11-26 | Datexohmeda Chennai | M OT | TNMSC | TNMSC/P3E9/2008 | 2008-12-01 |  | 18000 | Working
350 | Nebuliser Adult | C |  |  | 2009-06-15 | SOUTH INDIA SURGICALS | OPD | OTHERS |  | 2009-07-15 |  | 2499 | Working
351 | Nebuliser Adult | C |  |  | 2010-06-17 | MAK ENTERPRISES VELLORE | CH.WARD | OTHERS |  | 2010-06-24 |  | 3200 | Working
352 | Needle destroyer / Syringe Destroyer | C |  |  | 2011-10-22 | S.V.R.PHARMA GUTIYATAM | BLOOD BANK-1~OPD-1 STORE-6~G.P.H VELLORE-2 | OTHERS |  |  |  | 11400 | Working
353 | Shadowless Lamp stand model | B |  |  | 1999-06-29 | ASSOCIATED SURGICALS INDIA CHENNAI | DENTAL OP | DMS | 4168/CP2/1/99 | 1999-11-25 |  | 3940 | Working
7073758