## nagai eqpt new-15 (3)
DIRECTORATE OF MEDICAL AND RURAL HEALTH SERVICES
GOVERNMENT OF TAMIL NADU
REPORT : EQUIPMENT RECEIPT DETAILS REPORT-District Wise
District : NAGAPATTINAM
PERIOD : 03/02/2000-28/02/2015
Sl.No | Name of the Hospital | Equipment Name | Category | Equipment Model No | Equipment serial number | Date of Receipt |  | Supplier Name | Location of Equipment | Source of supply | Purchase Order No | Date of Installation | warranty valid upto | cost of the Item |  | Working status
1 | KARUPPAMBALAM | Weighing machine infant | C |  |  |  |  | Associated Surgicals | Injn.OP |  |  |  |  | 0 | 0 | working
2 | KARUPPAMBALAM | Radiant Warmer | C |  |  | 1998-12-28 | Phoenix | Phoenix | L.WARD |  |  | 1998-12-28 | 1999-12-28 | 17680 | 1237.6 | WORKING
3 | KARUPPAMBALAM | Refrigerator | C |  | KPM/REFRIG/03 | [6 empty] | 2004-07-24 | 2004-07-24 | 0 | 0 | working
4 | KARUPPAMBALAM | Autoclave Mini | B | Baby type |  |  |  | SISCO | Injn.OP |  |  |  |  | 4888 |  | condemned
5 | KARUPPAMBALAM | Autoclave vertical single bin | C | vertical 1 bin |  | 1997-09-05 |  | Associated Surgicals | Injn.OP |  |  | 1997-09-05 | 1998-09-05 | 22713 |  | condemned
6 | KARUPPAMBALAM | B.P.apparatus table model | C | [5 empty] | OP | DONATED |  |  |  | 2150 | 150.5 | WORKING
7 | KARUPPAMBALAM | B.P.apparatus dial model | C | [5 empty] | Store |  |  |  |  | 2370 |  | condemned
8 | KARUPPAMBALAM | ECG machine ordinary | B | BPL 108T |  | 1998-04-12 | BPL LTD | BPL LTD | Injn.OP |  |  | 1998-04-12 | 1999-04-12 | 0 |  | condemned
9 | KARUPPAMBALAM | Suction Apparatus - Foot operated | B |  |  |  |  | Associated Surgicals | Injn.OP |  |  |  |  | 0 | 0 | working
10 | KARUPPAMBALAM | Glucometer | C | GLUCO |  | 2003-08-27 | Glucocare | Associated Surgicals | Injn.OP | TNMSC |  | 2003-08-27 | 2004-08-27 | 0 |  | condemned
11 | KARUPPAMBALAM | Auto Clave HP Vertical (2 bin) | C | vertical 2 bin type |  |  | Carrier | CARRIER AIRCON LTD | Scan Room |  |  |  |  | 29800 | 2086 | WORKING
12 | KARUPPAMBALAM | Autoclave vertical single bin | C | ELECTRICAL | KPM AUTO/1 BIN/01 | 2008-03-21 | JUPITER | JUPITER MANUFACTURING WORKS | STORE | TNHSP |  | 2008-03-21 | 2009-03-21 | 22713 | 1589.91 | Working
13 | KARUPPAMBALAM | B.P.apparatus table model | C |  |  | 2008-05-06 |  | JUPITER MANUFACTURING WORKS | STORE | TNHSP |  | 2008-05-06 | 2009-05-06 | 2150 | 150.5 | WORKING
14 | MAYILADUTHURAI | Opthalmoscope - Direct | C | [5 empty] | Eye |  |  |  |  | 0 | 0 | working
15 | KARUPPAMBALAM | B.P.apparatus table model | C | B.P APP |  | 2007-10-18 |  | JUPITER MANUFACTURING WORKS | STORE | TNHSP |  | 2007-10-18 | 2008-10-18 | 2150 | 150.5 | WORKING
16 | KARUPPAMBALAM | Printer | C | G8J705569 | E64609G8J705569 | 2009-04-03 |  | LIPI DATA SYSTEM | STORE | TNHSP | TNHSP/TNMSC/P1H7/2009 | 2009-04-03 | 2010-04-03 | 8840 | 618.8 | working
17 | KARUPPAMBALAM | Shadowless Lamp stand model | B |  |  | 2000-07-02 |  | SISCO | OP |  |  | 2000-07-02 | 2001-07-02 | 0 | 0 | working
18 | KARUPPAMBALAM | Inverter | C | [5 empty] | Store | HMF |  |  |  | 15000 | 1050 | WORKING
19 | MAYILADUTHURAI | Shadowless Lamp stand model | B | [5 empty] | Eye |  |  |  |  | 0 | 0 | working
20 | KARUPPAMBALAM | Printer | C | TVSHD250 GOLD | JBV3FE002055 | 2011-09-02 | TVS | HCL INFO SYSTEM | INJECTION OP | TNHSP | TNHSP/ELCOT/ICP/COMP7/12/2010 | 2011-09-02 | 2014-09-01 | 63686 | 4458.02 | working
21 | KILVELUR | Weighing machine adult | C |  |  |  | Krups |  | OP~WARD |  |  |  |  | 0 | 0 | working
22 | KILVELUR | Weighing machine adult | C |  |  |  | Krups |  | OP~WARD |  |  |  |  | 0 | 0 | working
23 | KILVELUR | Weighing machine infant | C |  |  | 1997-05-08 |  | PHC-KILVELUR~DDFW NAGAI | Ward |  |  | 1997-05-08 | 1998-05-08 | 0 | 0 | working
24 | KILVELUR | Weighing machine infant | C |  |  | 2001-12-09 |  | PHC-KILVELUR~DDFW NAGAI | Ward |  |  | 2001-12-09 | 2002-12-09 | 0 | 0 | working
25 | KILVELUR | Sterilizer Medium (Instrument) | C |  |  | 2001-01-10 |  | ASSOCIATED SURGICAL | Ward |  |  | 2001-01-10 | 2002-01-10 | 0 | 0 | working
26 | KILVELUR | Sterilizer Medium (Instrument) | C |  |  | 2001-10-01 |  | ASSOCIATED SURGICAL | Ward |  |  | 2001-10-01 | 2002-10-01 | 800 | 56 | working
27 | KILVELUR | B.P.apparatus table model | C |  |  |  |  | JDHS-NAGAI | Ward |  |  |  |  | 2150 |  | condemned
28 | KILVELUR | B.P.apparatus table model | C |  |  |  |  | JDHS-NAGAI | OP |  |  |  |  | 2150 |  | condemned
29 | KILVELUR | B.P.apparatus table model | C |  |  |  |  | JDHS-NAGAI | Ward |  |  |  |  | 2150 |  | condemned
30 | KILVELUR | B.P.apparatus table model | C |  |  |  |  | JDHS-NAGAI | OP |  |  |  |  | 2150 |  | condemned
31 | KILVELUR | B.P.apparatus table model | C |  |  |  |  | JDHS-NAGAI | Ward |  |  |  |  | 2150 |  | condemned
32 | KILVELUR | B.P.apparatus table model | C |  |  |  |  | JDHS-NAGAI | OP |  |  |  |  | 2150 |  | condemned
33 | KILVELUR | Electric Calorimeter | C |  |  | 1998-11-30 | Systronics | ALAN MEDICAL | Lab |  |  | 1998-11-30 | 1999-11-30 | 0 |  | condemned
34 | KILVELUR | ECG machine ordinary | B |  |  | 1998-05-12 | BPL LTD | BPL LTD | Ward |  |  | 1998-05-12 | 1999-05-12 | 0 |  | WRONG ENTRY
35 | KILVELUR | Binocular Mircroscope | B2 |  |  | 2002-08-20 |  |  |  | OTHERS |  | 2002-08-20 | 2003-08-12 | 0 |  | condemned
36 | KILVELUR | Binocular Mircroscope | B2 |  |  | 1998-12-03 |  |  | LAB | OTHERS |  |  |  | 0 |  | condemned
37 | KILVELUR | Binocular Mircroscope | B2 |  |  | 1999-01-20 | OLYMPUS | ASI~Chennai | Lab | DMS | 62051/CPII/98-1 | 1999-01-20 | 2000-01-20 | 9500 |  | condemned
38 | KILVELUR | Glucometer | C |  |  | 2003-08-19 | Glucocare | ASSOCIATED SURGICALS | M.O's Room | DMS |  | 2003-08-19 | 2004-08-19 | 0 |  | condemned
39 | KILVELUR | Alpha Bed with motor | C | DYNACARE | 28473 | 2003-08-19 | ASSOCIATEDSURGICAL | Associated Surgicals | TROUTTOGHNAGAI | DMS | 45036/Sandamp;P/1/03 | 2003-08-19 | 2004-08-19 | 7760 | 543.2 | TRASFERED TO GH-NAGAI
40 | KILVELUR | Refrigerator | C |  |  | 2004-11-24 | Godrej | ANDAVAR ELETRONICS-NAGAI | M.O's Room | HMF |  | 2004-11-24 | 2005-11-24 | 0 | 0 | working
41 | KILVELUR | Suction Apparatus - Electrical | C |  |  | 2005-03-27 | carrier | CARRIER AIRCON LTD | Scan Room | HMF |  | 2005-03-27 | 2006-03-27 | 0 | 0 | working
42 | KILVELUR | Suction Apparatus - Electrical | C |  |  |  | Anand |  | Ward |  |  |  |  | 0 | 0 | working
43 | KILVELUR | X-ray Machine 100 mA | B |  |  | 2001-09-16 |  |  | Ward |  |  | 2001-09-16 | 2002-09-16 | 0 | 0 | WRONG ENTRY
44 | KILVELUR | Electric Calorimeter | C |  | GH/KVL/CLM/1 | 1998-11-30 | ALANMEDICAL | ALANMEDICAL | LABORATARY | DMS | 62051/CPII/1/98-3DT5-11-98 | 1998-11-30 | 1999-11-30 | 9500 |  | condemned
45 | KILVELUR | Emergency Lamp | C |  | GH/KVL/EL/1 | 1999-06-08 | ALANMEDICAL | ALANMEDICAL | WARD | DMS | 28480/CPII/1/99DT20-05-99 | 1999-06-08 | 2000-06-07 | 2800 | 196 | WORKING
46 | KILVELUR | Hot Air Oven/Hot Air Oven Digital/Digital Oven | C | B-D-I-50 | 76267 | 2009-06-10 | SOLOKRAFTSINDUSTRIES | SOLOKRAFTSINDUSTRIES | LABORATARY | TNHSP | TNHSP/TNMSC/ICB/P3E2/2009 | 2010-09-28 | 2010-06-09 | 11953 | 836.71 | WORKING
47 | KUTHALAM | Portable ultrasound |  | 600A |  | 2009-08-28 |  | Vin bio tech system | scan room | DMS |  | 2009-08-28 |  | 240000 | 16800 | working
48 | MAYILADUTHURAI | Shadowless Lamp stand model | B | [5 empty] | Eye |  |  |  |  | 0 | 0 | working
49 | MAYILADUTHURAI | Pulse Oximeter with NIB.P | B2 | INNOAVA 10 CIR |  | 2013-03-06 | CONCEPT INTEGRATION PVT. LTD. | CONCEPT INTEGRATION (I)PVT. LTD. | OPERATION THEATRE | TNMSC |  | 2013-03-19 | 2014-03-19 | 0 | 0 | working
50 | MAYILADUTHURAI | Shadowless Lamp stand model | B | [5 empty] | Eye |  |  |  |  | 0 | 0 | working
51 | MAYILADUTHURAI | Generator | C |  |  |  | Honda-EBK 2800 |  | Eye | Blood Bank |  |  |  | 50000 | 3500 | WORKING
52 | MAYILADUTHURAI | Generator | C | [5 empty] | Blood Bank |  |  |  |  | 50000 | 3500 | WORKING
53 | MAYILADUTHURAI | Phototherapy Unit | C |  |  |  | Meditrin | Bet Medical | Labour Ward | IPPV |  |  |  | 12062 | 844.34 | WORKING
54 | MAYILADUTHURAI | Radiant Warmer | C | 0CW100 | 2993 |  | Phoenix | Phoenix | Labour Ward | IPPV |  |  |  | 17680 | 1237.6 | WORKING
55 | MAYILADUTHURAI | Radiant Warmer | C |  |  |  | Meditrin | Bet Medical | Labour Ward | IPPV |  |  |  | 17680 | 1237.6 | WORKING
56 | MAYILADUTHURAI | Foetal Doppler | C |  |  |  | Digi Dop-2 |  | Labour Ward |  |  |  |  | 4650 | 325.5 | WORKING
57 | MAYILADUTHURAI | Foetal Doppler | C |  |  |  | Digi Dop-2 |  | Labour Ward |  |  |  |  | 4650 | 325.5 | WORKING
58 | MAYILADUTHURAI | Foetal Doppler | C |  |  |  | MWI-99 |  | Labour Ward |  |  |  |  | 4650 | 325.5 | WORKING
59 | MAYILADUTHURAI | Weighing machine adult | C | [5 empty] | Blood Bank |  |  |  |  | 0 | 0 | working
60 | MAYILADUTHURAI | Weighing machine adult | C | [5 empty] | Blood Bank |  |  |  |  | 0 | 0 | working
61 | MAYILADUTHURAI | Weighing machine adult | C | [5 empty] | Blood Bank |  |  |  |  | 0 | 0 | working
62 | MAYILADUTHURAI | Weighing machine adult | C | [5 empty] | FMandFS Ward |  |  |  |  | 0 | 0 | working
63 | MAYILADUTHURAI | Weighing machine adult | C | [5 empty] | MS Ward |  |  |  |  | 0 | 0 | working
64 | MAYILADUTHURAI | Weighing machine adult | C | [5 empty] | Store |  |  |  |  | 0 | 0 | working
65 | MAYILADUTHURAI | A-Scan Biometer | B |  |  |  | Sonomark-SM 400P |  | Eye |  |  |  |  | 148000 |  | condemned
66 | MAYILADUTHURAI | Slit Lamp | C |  |  |  | Appasamy |  | Eye |  |  |  |  | 0 | 0 | working
67 | MAYILADUTHURAI | Slit Lamp | C | AIA II | S/N00Z035 |  | Appasamy |  | Eye OPD |  |  |  |  | 0 | 0 | working
68 | MAYILADUTHURAI | Operating Microscope (ENT) | B |  |  |  | Takagi-QM-S |  | Eye |  |  |  |  | 0 | 0 | working
69 | MAYILADUTHURAI | Operating Microscope (ENT) | B |  |  |  | Arvind |  | Eye |  |  |  |  | 0 | 0 | working
70 | MAYILADUTHURAI | Operating Microscope (ENT) | B | [5 empty] | Eye |  |  |  |  | 0 | 0 | working
71 | MAYILADUTHURAI | Operation Table Hydraulic Major | B2 | [5 empty] | Eye |  |  |  |  | 0 | 0 | working
72 | MAYILADUTHURAI | Keratometer | B | [5 empty] | Eye |  |  |  |  | 25000 | 1750 | WORKING
73 | MAYILADUTHURAI | Suction Apparatus - Electrical | C | [5 empty] | Eye |  |  |  |  | 0 | 0 | working
74 | MAYILADUTHURAI | Suction Apparatus - Electrical | C | [5 empty] | Eye |  |  |  |  | 0 | 0 | working
75 | MAYILADUTHURAI | Suction Apparatus - Electrical | C | [5 empty] | Eye |  |  |  |  | 0 | 0 | working
76 | MAYILADUTHURAI | Bowl steriliser - Medium | C | [5 empty] | Eye |  |  |  |  | 10650 |  | condemned
77 | MAYILADUTHURAI | Refrigerator | C |  |  |  | Kelvinator |  | Eye |  |  |  |  | 0 | 0 | working
78 | MAYILADUTHURAI | X-ray Machine 100 mA | B |  |  |  | Siemens-Nanophos |  | X-Ray |  |  |  |  | 0 | 0 | TRASFERED TO GH-KUTHALAM
79 | MAYILADUTHURAI | ECG machine computerized | B |  |  |  | HP-Page Writer 100 | Pinnacle Products | X-Ray |  |  |  |  | 0 |  | condemned
80 | MAYILADUTHURAI | Ultra Sonogram -MOBILE | B |  |  |  | Fukuda-UF 4500N | Fukuda-UF 4500N | Scan Room | IPPV |  |  |  | 0 | 0 | working
81 | MAYILADUTHURAI | B.P.apparatus stand model | C | [5 empty] | Labour Ward |  |  |  |  | 1500 | 105 | WORKING
82 | MAYILADUTHURAI | B.P.apparatus table model | C | [5 empty] | Labour Ward |  |  |  |  | 2150 | 150.5 | WORKING
83 | MAYILADUTHURAI | B.P.apparatus table model | C | [5 empty] | Labour Ward |  |  |  |  | 2150 | 150.5 | WORKING
84 | MAYILADUTHURAI | B.P.apparatus table model | C | [5 empty] | Labour Ward |  |  |  |  | 2150 | 150.5 | WORKING
85 | MAYILADUTHURAI | B.P.apparatus table model | C | [5 empty] | Labour Ward |  |  |  |  | 2150 | 150.5 | WORKING
86 | MAYILADUTHURAI | Shadowless Lamp stand model | B | [5 empty] | Labour Ward |  |  |  |  | 0 | 0 | working
87 | MAYILADUTHURAI | Shadowless Lamp stand model | B | [5 empty] | Labour Ward |  |  |  |  | 0 | 0 | working
88 | MAYILADUTHURAI | Shadowless Lamp stand model | B | [5 empty] | Labour Ward |  |  |  |  | 0 | 0 | working
89 | MAYILADUTHURAI | Shadowless Lamp stand model | B | [5 empty] | Labour Ward |  |  |  |  | 0 | 0 | working
90 | MAYILADUTHURAI | Shadowless Lamp stand model | B | [5 empty] | Labour Ward |  |  |  |  | 0 | 0 | working
91 | MAYILADUTHURAI | B.P.apparatus table model | C | [5 empty] | PP Ward |  |  |  |  | 2150 | 150.5 | WORKING
92 | MAYILADUTHURAI | B.P.apparatus table model | C | [5 empty] | PP Ward |  |  |  |  | 2150 | 150.5 | WORKING
93 | MAYILADUTHURAI | Nebuliser Adult | C | [5 empty] | PP Ward |  |  |  |  | 2200 | 154 | WORKING
94 | MAYILADUTHURAI | Sterilizer Medium (Instrument) | C | [5 empty] | PP Ward |  |  |  |  | 0 | 0 | working
95 | MAYILADUTHURAI | Sterilizer Medium (Instrument) | C | [5 empty] | PP Ward |  |  |  |  | 0 | 0 | working
96 | MAYILADUTHURAI | B.P.apparatus table model | C | [5 empty] | Ch.Ward |  |  |  |  | 2150 | 150.5 | WORKING
97 | MAYILADUTHURAI | B.P.apparatus table model | C | [5 empty] | Ch.Ward |  |  |  |  | 2150 | 150.5 | WORKING
98 | MAYILADUTHURAI | B.P.apparatus table model | C | [5 empty] | Ch.Ward |  |  |  |  | 2150 | 150.5 | WORKING
99 | MAYILADUTHURAI | Refrigerator | C |  |  |  | Videocon |  | Blood Bank |  |  |  |  | 0 | 0 | working
100 | MAYILADUTHURAI | Blood Bank Refrigerator | B |  |  |  | Jewett-Small |  | Blood Bank |  |  |  |  | 0 |  | condemned
101 | MAYILADUTHURAI | Blood Bank Refrigerator | B |  |  |  | Jewett-Big |  | Blood Bank |  |  |  |  | 120000 | 8400 | WORKING
102 | MAYILADUTHURAI | Mono cular Microscope | C | [5 empty] | Blood Bank |  |  |  |  | 0 |  | condemned
103 | MAYILADUTHURAI | Mono cular Microscope | C | [5 empty] | Blood Bank |  |  |  |  | 0 |  | condemned
104 | MAYILADUTHURAI | Mono cular Microscope | C | [5 empty] | Blood Bank |  |  |  |  | 0 |  | condemned
105 | MAYILADUTHURAI | Mono cular Microscope | C | [5 empty] | Blood Bank |  |  |  |  | 0 |  | condemned
106 | MAYILADUTHURAI | Mono cular Microscope | C | [5 empty] | Blood Bank |  |  |  |  | 0 |  | condemned
107 | MAYILADUTHURAI | Mono cular Microscope | C | [5 empty] | Blood Bank |  |  |  |  | 0 |  | condemned
108 | MAYILADUTHURAI | Generator | C | [5 empty] | Blood Bank |  |  |  |  | 0 |  | MULTIPLE ENTRY
109 | MAYILADUTHURAI | Autoclave Mini | B | [5 empty] | Blood Bank |  |  |  |  | 4888 | 342.16 | WORKING
110 | MAYILADUTHURAI | Water bath | C |  |  |  | Yorco |  | Blood Bank |  |  |  |  | 0 | 0 | working
111 | MAYILADUTHURAI | Lab Incubator | C |  |  |  | MC Dalal |  | Blood Bank |  |  |  |  | 18600 | 1302 | working
112 | MAYILADUTHURAI | Electri centrifuger | C |  |  |  | Remi |  | Blood Bank |  |  |  |  | 5090 | 356.3 | working
113 | MAYILADUTHURAI | B.P.apparatus stand model | C | [5 empty] | Blood Bank |  |  |  |  | 1500 | 105 | WORKING
114 | MAYILADUTHURAI | B.P.apparatus table model | C | [5 empty] | Blood Bank |  |  |  |  | 2150 | 150.5 | WORKING
115 | MAYILADUTHURAI | B.P.apparatus table model | C | [5 empty] | Blood Bank |  |  |  |  | 2150 | 150.5 | WORKING
116 | MAYILADUTHURAI | Refrigerator | C |  |  |  | Electrolux |  | Blood Bank |  |  |  |  | 0 | 0 | working
117 | MAYILADUTHURAI | Generator | C |  |  |  | Honda-EXK 2800 |  | Blood Bank |  |  |  |  | 50000 | 3500 | WORKING
118 | MAYILADUTHURAI | Semi auto analyser | B2 |  |  |  | Erba-Chem5+ | Trans Asia | Lab |  |  |  |  | 0 | 0 | working
119 | MAYILADUTHURAI | Electric Calorimeter | C |  |  |  | Systronics |  | Lab |  |  |  |  | 9500 | 665 | working
120 | MAYILADUTHURAI | Binocular Mircroscope | B2 |  |  |  | Al Micro |  | Lab |  |  |  |  | 9393 | 657.51 | working
121 | MAYILADUTHURAI | Binocular Mircroscope | B2 |  |  |  | Al Micro |  | Lab |  |  |  |  | 9393 | 657.51 | working
122 | MAYILADUTHURAI | Binocular Mircroscope | B2 |  |  |  | Al Micro |  | Lab |  |  |  |  | 9393 | 657.51 | working
123 | MAYILADUTHURAI | Mono cular Microscope | C | [5 empty] | Lab |  |  |  |  | 0 |  | condemned
124 | MAYILADUTHURAI | Mono cular Microscope | C | [5 empty] | Lab |  |  |  |  | 0 |  | condemned
125 | MAYILADUTHURAI | Mono cular Microscope | C | [5 empty] | Lab |  |  |  |  | 0 |  | condemned
126 | MAYILADUTHURAI | Mono cular Microscope | C | [5 empty] | Lab |  |  |  |  | 0 |  | condemned
127 | MAYILADUTHURAI | Mono cular Microscope | C | [5 empty] | Lab |  |  |  |  | 0 |  | condemned
128 | MAYILADUTHURAI | Electri centrifuger | C |  |  |  | Hettich |  | Lab |  |  |  |  | 5090 | 356.3 | working
129 | MAYILADUTHURAI | Electri centrifuger | C |  |  |  | eltek |  | Lab |  |  |  |  | 5090 | 356.3 | working
130 | MAYILADUTHURAI | Refrigerator | C |  |  |  | Electrolux |  | Lab | STD |  |  |  | 0 | 0 | working
131 | MAYILADUTHURAI | Refrigerator | C |  |  |  | Godrej-Cold Gold |  | Lab |  |  |  |  | 0 | 0 | working
132 | MAYILADUTHURAI | Lab Incubator | C |  |  |  | Unilab |  | Lab |  |  |  |  | 18600 | 1302 | working
133 | MAYILADUTHURAI | Hot Air oven | C |  |  |  | Ausco |  | Lab |  |  |  |  | 11953 | 836.71 | WORKING
134 | MAYILADUTHURAI | Hot Air oven | C |  |  |  | Memmert |  | Lab |  |  |  |  | 11953 | 836.71 | WORKING
135 | MAYILADUTHURAI | Needle destroyer / Syringe Destroyer | C | MICROSIL |  |  | Microsil |  | Lab |  |  |  |  | 0 | 0 | working
136 | MAYILADUTHURAI | Rotor / Shaker | C |  |  |  | MC Dalal |  | Lab |  |  |  |  | 0 | 0 | working
137 | MAYILADUTHURAI | Electri centrifuger | C |  |  |  | Remi-RM 12 |  | Lab |  |  |  |  | 5090 | 356.3 | working
138 | MAYILADUTHURAI | Glucometer | C |  |  |  | Glucocare |  | Lab |  |  |  |  | 0 |  | condemned
139 | MAYILADUTHURAI | Glucometer | C |  |  |  | Glucocare |  | Lab |  |  |  |  | 0 |  | condemned
140 | MAYILADUTHURAI | Water bath | C | [5 empty] | Lab |  |  |  |  | 0 | 0 | working
141 | MAYILADUTHURAI | Water bath | C | [5 empty] | Lab |  |  |  |  | 0 | 0 | working
142 | MAYILADUTHURAI | Sterilizer Medium (Instrument) | C | [5 empty] | Lab |  |  |  |  | 0 | 0 | working
143 | MAYILADUTHURAI | Deep Freezer | C |  |  |  | Vestfrost |  | FP Room | Unicef |  |  |  | 60000 | 4200 | WORKING
144 | MAYILADUTHURAI | Ice Lined Refrigerator | C |  |  |  | Vestfrost |  | FP Room | Unicef |  |  |  | 40000 | 2800 | WORKING
145 | MAYILADUTHURAI | Sterilizer Medium (Instrument) | C | [5 empty] | FP Room |  |  |  |  | 0 | 0 | working
146 | MAYILADUTHURAI | Autoclave Mini | B | [5 empty] | FP Room |  |  |  |  | 4888 | 342.16 | WORKING
147 | MAYILADUTHURAI | Needle destroyer / Syringe Destroyer | C | MICROSIL |  |  | Microsil |  | FP Room |  |  |  |  | 0 | 0 | working
148 | MAYILADUTHURAI | B.P.apparatus stand model | C | [5 empty] | FP Room |  |  |  |  | 1500 | 105 | WORKING
149 | MAYILADUTHURAI | Cardiac Monitor with defibrillator | C |  |  |  | BPL-DF 2389 |  | ICCU |  |  |  |  | 0 |  | condemned
150 | MAYILADUTHURAI | Cardiac Monitor with defibrillator | C |  |  |  | Artema-Cardio Aid |  | MM Ward |  |  |  |  | 0 |  | condemned
151 | MAYILADUTHURAI | B.P.apparatus table model | C | [5 empty] | ICCU |  |  |  |  | 2150 | 150.5 | WORKING
152 | MAYILADUTHURAI | Suction Apparatus - Electrical | C | [5 empty] | FMandFS Ward |  |  |  |  | 0 | 0 | working
153 | MAYILADUTHURAI | B.P.apparatus table model | C | [5 empty] | FMandFS Ward |  |  |  |  | 2150 | 150.5 | WORKING
154 | MAYILADUTHURAI | Suction Apparatus - Foot operated | B | [5 empty] | FMandFS Ward |  |  |  |  | 0 | 0 | working
155 | MAYILADUTHURAI | Suction Apparatus - Electrical | C |  |  |  | Jupiter |  | FMandFS Ward |  |  |  |  | 0 | 0 | working
156 | MAYILADUTHURAI | Suction Apparatus - Electrical | C |  |  |  | Jupiter |  | FMandFS Ward |  |  |  |  | 0 | 0 | working
157 | MAYILADUTHURAI | Sterilizer Medium (Instrument) | C | [5 empty] | FMandFS Ward |  |  |  |  | 0 | 0 | working
158 | MAYILADUTHURAI | B.P.apparatus stand model | C | [5 empty] | Ortho Ward |  |  |  |  | 1500 | 105 | WORKING
159 | MAYILADUTHURAI | B.P.apparatus stand model | C | [5 empty] | Ortho Ward |  |  |  |  | 1500 | 105 | WORKING
160 | MAYILADUTHURAI | B.P.apparatus table model | C | [5 empty] | Ortho Ward |  |  |  |  | 2150 | 150.5 | WORKING
161 | MAYILADUTHURAI | B.P.apparatus table model | C | [5 empty] | Ortho Ward |  |  |  |  | 2150 | 150.5 | WORKING
162 | MAYILADUTHURAI | Sterilizer Medium (Instrument) | C | [5 empty] | Ortho Ward |  |  |  |  | 0 | 0 | working
163 | MAYILADUTHURAI | B.P.apparatus stand model | C | [5 empty] | MS Ward |  |  |  |  | 1500 | 105 | WORKING
164 | MAYILADUTHURAI | B.P.apparatus table model | C | [5 empty] | MS Ward |  |  |  |  | 2150 | 150.5 | WORKING
165 | MAYILADUTHURAI | B.P.apparatus table model | C | [5 empty] | MS Ward |  |  |  |  | 2150 | 150.5 | WORKING
166 | MAYILADUTHURAI | B.P.apparatus table model | C | [5 empty] | MS Ward |  |  |  |  | 2150 | 150.5 | WORKING
167 | MAYILADUTHURAI | B.P.apparatus table model | C | [5 empty] | MS Ward |  |  |  |  | 2150 | 150.5 | WORKING
168 | MAYILADUTHURAI | Sterilizer Medium (Instrument) | C | [5 empty] | MS Ward |  |  |  |  | 0 | 0 | working
169 | MAYILADUTHURAI | Refrigerator | C |  |  |  | Videocon |  | General OP |  |  |  |  | 0 | 0 | working
170 | MAYILADUTHURAI | Autoclave Mini | B | [5 empty] | General OP |  |  |  |  | 4888 | 342.16 | WORKING
171 | MAYILADUTHURAI | Suction Apparatus - Electrical | C |  |  |  | Surgicraft |  | General OP |  |  |  |  | 0 | 0 | working
172 | MAYILADUTHURAI | Needle destroyer / Syringe Destroyer | C |  |  |  | Yorc |  | General OP |  |  |  |  | 0 | 0 | working
173 | MAYILADUTHURAI | Nebuliser Adult | C |  |  |  | Microplus |  | General OP |  |  |  |  | 2200 | 154 | WORKING
174 | MAYILADUTHURAI | Nebuliser Adult | C |  |  |  | Medel |  | General OP |  |  |  |  | 2200 | 154 | WORKING
175 | MAYILADUTHURAI | B.P.apparatus table model | C | [5 empty] | General OP |  |  |  |  | 2150 | 150.5 | WORKING
176 | MAYILADUTHURAI | B.P.apparatus table model | C | [5 empty] | General OP |  |  |  |  | 2150 | 150.5 | WORKING
177 | MAYILADUTHURAI | B.P.apparatus table model | C | [5 empty] | General OP |  |  |  |  | 2150 | 150.5 | WORKING
178 | MAYILADUTHURAI | B.P.apparatus table model | C | [5 empty] | General OP |  |  |  |  | 2150 | 150.5 | WORKING
179 | MAYILADUTHURAI | Sterilizer Medium (Instrument) | C | [5 empty] | General OP |  |  |  |  | 0 | 0 | working
180 | MAYILADUTHURAI | Sterilizer Medium (Instrument) | C | [5 empty] | General OP |  |  |  |  | 0 | 0 | working
181 | MAYILADUTHURAI | Sterilizer Medium (Instrument) | C | [5 empty] | General OP |  |  |  |  | 0 | 0 | working
182 | MAYILADUTHURAI | Sterilizer Medium (Instrument) | C | [5 empty] | General OP |  |  |  |  | 0 | 0 | working
183 | MAYILADUTHURAI | Generator | C |  |  |  | Honda-EBK 2800S |  | General OP |  |  |  |  | 0 |  | MULTIPLE ENTRY
184 | MAYILADUTHURAI | Generator | C |  |  |  | Honda-EXK 2800 |  | General OP |  |  |  |  | 0 |  | MULTIPLE ENTRY
185 | MAYILADUTHURAI | Shadowless Lamp stand model | B | [5 empty] | General OP |  |  |  |  | 0 | 0 | working
186 | MAYILADUTHURAI | Boyles Apparatus with Fluotec and circle absorber | B |  |  |  | IOL |  | OT |  |  |  |  | 126000 | 8820 | WORKING
187 | MAYILADUTHURAI | Boyles Apparatus with Fluotec and circle absorber | B |  |  |  | IOL |  | OT |  |  |  |  | 126000 | 8820 | WORKING
188 | MAYILADUTHURAI | Boyles Apparatus with Fluotec and circle absorber | B |  |  |  | IOL |  | OT |  |  |  |  | 126000 | 8820 | WORKING
189 | MAYILADUTHURAI | Boyles Apparatus with Fluotec and circle absorber | B | IOL-2 | 1148M1/90 |  | IOL |  | OT |  |  |  |  | 126000 | 8820 | WORKING
190 | MAYILADUTHURAI | Operation Table Hydraulic Major | B2 |  |  |  | Reico |  | OT | TNHSP |  |  |  | 0 | 0 | working
191 | MAYILADUTHURAI | Operation Table Hydraulic Major | B2 |  |  |  | Reico |  | OT | TNHSP |  |  |  | 0 | 0 | working
192 | MAYILADUTHURAI | Operation Table Hydraulic Major | B2 |  |  |  | Gesco |  | OT |  |  |  |  | 0 | 0 | working
193 | MAYILADUTHURAI | Operation Table Hydraulic Major | B2 |  |  |  | Gesco |  | OT |  |  |  |  | 0 | 0 | working
194 | MAYILADUTHURAI | Operation Table Hydraulic Major | B2 |  |  |  | Gesco |  | OT |  |  |  |  | 0 | 0 | working
195 | MAYILADUTHURAI | Operation Table Hydraulic Major | B2 |  |  |  | Gesco |  | OT |  |  |  |  | 0 | 0 | working
196 | MAYILADUTHURAI | Operation Table Hydraulic Major | B2 |  |  |  | Gesco |  | OT |  |  |  |  | 0 | 0 | working
197 | MAYILADUTHURAI | Operation Table Hydraulic Major | B2 |  |  |  | Gesco |  | OT |  |  |  |  | 0 | 0 | working
198 | MAYILADUTHURAI | Shadowless Lamp stand model | B | [5 empty] | OT |  |  |  |  | 0 | 0 | working
199 | MAYILADUTHURAI | Shadowless Lamp stand model | B | [5 empty] | OT |  |  |  |  | 0 | 0 | working
200 | MAYILADUTHURAI | Shadowless Lamp stand model | B | [5 empty] | OT |  |  |  |  | 0 | 0 | working
201 | MAYILADUTHURAI | Shadowless Lamp stand model | B | [5 empty] | OT |  |  |  |  | 0 | 0 | working
202 | MAYILADUTHURAI | Shadowless Lamp stand model | B | [5 empty] | OT |  |  |  |  | 0 | 0 | working
203 | MAYILADUTHURAI | Shadowless Lamp stand model | B | [5 empty] | OT |  |  |  |  | 0 | 0 | working
204 | MAYILADUTHURAI | Shadowless Lamp stand model | B | [5 empty] | OT |  |  |  |  | 0 | 0 | working
205 | MAYILADUTHURAI | Auto Clave HP Vertical (2 bin) | C | [5 empty] | OT |  |  |  |  | 29800 | 2086 | WORKING
206 | MAYILADUTHURAI | Auto Clave HP Vertical (2 bin) | C | [5 empty] | OT |  |  |  |  | 29800 | 2086 | WORKING
207 | MAYILADUTHURAI | Auto Clave HP Vertical (2 bin) | C | [5 empty] | OT |  |  |  |  | 29800 | 2086 | WORKING
208 | MAYILADUTHURAI | Auto Clave HP Vertical (2 bin) | C | [5 empty] | OT |  |  |  |  | 29800 | 2086 | WORKING
209 | MAYILADUTHURAI | Auto Clave HP Vertical (2 bin) | C | [5 empty] | OT |  |  |  |  | 29800 | 2086 | WORKING
210 | MAYILADUTHURAI | Auto Clave HP Vertical (2 bin) | C | [5 empty] | OT |  |  |  |  | 29800 | 2086 | WORKING
211 | MAYILADUTHURAI | Auto Clave HP Horizontal-CYLINDRICAL | C | [5 empty] | OT |  |  |  |  | 145600 |  | condemned
212 | MAYILADUTHURAI | Bowl steriliser - Medium | C | [5 empty] | OT |  |  |  |  | 10650 |  | condemned
213 | MAYILADUTHURAI | Bowl steriliser - Medium | C | [5 empty] | OT |  |  |  |  | 10650 |  | condemned
214 | MAYILADUTHURAI | Suction Apparatus - Foot operated | B | [5 empty] | OT |  |  |  |  | 0 | 0 | working
215 | MAYILADUTHURAI | Suction Apparatus - Electrical | C |  |  |  | Jupiter |  | OT |  |  |  |  | 0 | 0 | working
216 | MAYILADUTHURAI | Suction Apparatus - Electrical | C |  |  |  | Jupiter |  | OT |  |  |  |  | 0 | 0 | working
217 | MAYILADUTHURAI | Suction Apparatus - Electrical | C |  |  |  | Jupiter |  | OT |  |  |  |  | 0 | 0 | working
218 | MAYILADUTHURAI | Suction Apparatus - Electrical | C |  |  |  | Jupiter |  | OT |  |  |  |  | 0 | 0 | working
219 | MAYILADUTHURAI | Suction Apparatus - Electrical | C |  |  |  | Jupiter |  | OT |  |  |  |  | 0 | 0 | working
220 | MAYILADUTHURAI | Suction Apparatus - Electrical | C |  |  |  | Jupiter |  | OT |  |  |  |  | 0 | 0 | working
221 | MAYILADUTHURAI | B.P.apparatus stand model | C | [5 empty] | OT |  |  |  |  | 1500 | 105 | WORKING
222 | MAYILADUTHURAI | B.P.apparatus stand model | C | [5 empty] | OT |  |  |  |  | 1500 | 105 | WORKING
223 | MAYILADUTHURAI | B.P.apparatus stand model | C | [5 empty] | OT |  |  |  |  | 1500 | 105 | WORKING
224 | MAYILADUTHURAI | B.P.apparatus table model | C | [5 empty] | OT |  |  |  |  | 2150 | 150.5 | WORKING
225 | MAYILADUTHURAI | B.P.apparatus table model | C | [5 empty] | OT |  |  |  |  | 2150 | 150.5 | WORKING
226 | MAYILADUTHURAI | B.P.apparatus table model | C | [5 empty] | OT |  |  |  |  | 2150 | 150.5 | WORKING
227 | MAYILADUTHURAI | B.P.apparatus table model | C | [5 empty] | OT |  |  |  |  | 2150 | 150.5 | WORKING
228 | MAYILADUTHURAI | B.P.apparatus table model | C | [5 empty] | OT |  |  |  |  | 2150 | 150.5 | WORKING
229 | MAYILADUTHURAI | Sterilizer Medium (Instrument) | C | [5 empty] | OT |  |  |  |  | 0 | 0 | working
230 | MAYILADUTHURAI | Sterilizer Medium (Instrument) | C | [5 empty] | OT |  |  |  |  | 0 | 0 | working
231 | MAYILADUTHURAI | Sterilizer Medium (Instrument) | C | [5 empty] | OT |  |  |  |  | 0 | 0 | working
232 | MAYILADUTHURAI | Sterilizer Medium (Instrument) | C | [5 empty] | OT |  |  |  |  | 0 | 0 | working
233 | MAYILADUTHURAI | Sterilizer Medium (Instrument) | C | [5 empty] | OT |  |  |  |  | 0 | 0 | working
234 | MAYILADUTHURAI | Pulse Oximeter | B |  |  |  | LandT-Stellar |  | OT |  |  |  |  | 0 | 0 | working
235 | MAYILADUTHURAI | Pulse Oximeter | B |  |  |  | Datex Ohmeda-Box |  | OT |  |  |  |  | 0 | 0 | working
236 | MAYILADUTHURAI | Pulse Oximeter | B |  |  |  | Nonin-8600 | Trans Health Care | OT |  |  |  |  | 0 | 0 | working
237 | MAYILADUTHURAI | Pulse Oximeter | B |  |  |  | Nonin-8600 | Trans Health Care | OT |  |  |  |  | 0 | 0 | working
238 | MAYILADUTHURAI | Pulse Oximeter | B |  |  |  | Datex Ohmeda-Tuffsat |  | OT |  |  |  |  | 0 | 0 | working
239 | MAYILADUTHURAI | Pulse Oximeter | B |  |  |  | Datex Ohmeda-Tuffsat |  | OT |  |  |  |  | 0 | 0 | working
240 | MAYILADUTHURAI | Diathermy Machine (Electric Cautery) | B |  |  |  | Dott-B250 |  | OT |  |  |  |  | 18000 | 1260 | working
241 | MAYILADUTHURAI | Nebuliser Adult | C |  |  |  | Microlux-Medel |  | OT |  |  |  |  | 2200 | 154 | WORKING
242 | MAYILADUTHURAI | Formaline dispenser | C | [5 empty] | OT |  |  |  |  | 5450 | 381.5 | working
243 | MAYILADUTHURAI | Formaline dispenser | C | [5 empty] | OT |  |  |  |  | 5450 | 381.5 | working
244 | MAYILADUTHURAI | Laproscope Double Puncture | C | [5 empty] | OT |  |  |  |  | 25000 | 1750 | WORKING
245 | MAYILADUTHURAI | Laproscope Double Puncture | C | [5 empty] | OT |  |  |  |  | 25000 | 1750 | WORKING
246 | MAYILADUTHURAI | Laproscope Single Puncture | C |  |  |  | KLI |  | OT |  |  |  |  | 25000 | 1750 | WORKING
247 | MAYILADUTHURAI | Refrigerator | C |  |  |  | Kelvinator |  | OT |  |  |  |  | 0 | 0 | working
248 | NAGAPATTINAM | Weighing machine infant | C | [5 empty] | WARD |  |  |  |  | 0 | 0 | working
249 | MAYILADUTHURAI | Cardiac Monitor with defibrillator | C |  |  |  | BPL-DF 2389R |  | OT |  |  |  |  | 0 |  | condemned
250 | MAYILADUTHURAI | Refrigerator | C |  |  |  | Electrolux |  | Dispensary |  |  |  |  | 0 | 0 | working
251 | MAYILADUTHURAI | Nebuliser Adult | C | MICROLEX | 97655 |  | Microlplus |  | MOT |  |  |  |  | 2200 | 154 | WORKING
252 | MAYILADUTHURAI | Electri centrifuger | C |  |  |  | Unilab |  | Store |  |  |  |  | 5090 | 356.3 | working
253 | MAYILADUTHURAI | Refrigerator | C |  |  |  | Godrej-Cold Gold |  | Store |  |  |  |  | 0 | 0 | working
254 | MAYILADUTHURAI | Refrigerator | C |  |  |  | Cold Cell-TATA |  | Store |  |  |  |  | 0 | 0 | working
255 | MAYILADUTHURAI | Refrigerator | C |  |  |  | Cold Cell-TATA |  | Store |  |  |  |  | 0 | 0 | working
256 | MAYILADUTHURAI | ECG machine computerized | B |  |  |  | Marks-Micro R | Solocrafts | Store | DMS |  |  |  | 24000 | 1680 | WORKING
257 | MAYILADUTHURAI | B.P.apparatus table model | C | [5 empty] | Store |  |  |  |  | 2150 | 150.5 | WORKING
258 | MAYILADUTHURAI | B.P.apparatus table model | C | [5 empty] | Store |  |  |  |  | 2150 | 150.5 | WORKING
259 | MAYILADUTHURAI | B.P.apparatus table model | C | [5 empty] | Store |  |  |  |  | 2150 | 150.5 | WORKING
260 | MAYILADUTHURAI | Focus lamp Ordinary | C | [5 empty] | Store |  |  |  |  | 12450 | 871.5 | working
261 | MAYILADUTHURAI | Color Doppler | A | Logiq p3 |  | 2009-06-26 | Wipro GE health care | Wipro GE health care | SCAN ROOM | TNHSP |  | 2009-06-26 | 2010-06-25 | 674800 | 47236 | working
262 | NAGAPATTINAM | Baby Incubators | C |  |  |  | Phoenix |  | Ch.Ward |  |  |  |  | 0 |  | condemned
263 | NAGAPATTINAM | Ultrasound scanner system B and W | B2 | NGT/GH/19WITH PRINTER andamp;STABILISER] | NGT/GH/019 | 2011-09-23 | WIPRO GE HEALTH CARE | WIPRO HEALTH CARE BANGALORE-17 | MS1 WARD | RCH | RCH2/TNMSC/ENGG/2010 DT-5.7.2011 | 2011-11-09 | 2012-09-23 | 344000 | 24080 | working
264 | NAGAPATTINAM | Weighing machine infant | C | [5 empty] | WARD |  |  |  |  | 0 | 0 | working
265 | NAGAPATTINAM | Focus lamp Ordinary | C | [10 empty] | 12450 | 871.5 | working
266 | NAGAPATTINAM | Air-Conditioner - Window / Split | C |  | Ina 50030212314 9003940~ ina500302022149003783 | 2014-08-25 | CARRIER 2 TON SPLIT AC | CITY AIRCONS KARAIKAL | DIALYSIS ROOM | OTHERS |  | 2014-08-25 | 2017-09-19 | 64200 | 4494 | WORKING
267 | NAGAPATTINAM | Needle destroyer / Syringe Destroyer | C | HUB CUTTER NIL SHARPS |  | 2014-08-26 | SOLOKRAFTS | SOLOKRAFTS INDUSTRIES CHENNAI | S.STORE | TNMSC | 20533/ICWM/TNMSC/ENGG/2014-1~23.05.14 |  | 2016-08-26 | 1707 | 119.49 | working
268 | NAGAPATTINAM | Hematology analyser | B1 | (BS649542) |  | 2014-10-15 | TRANSASIA BIO MEDICAL LTD CHENNAI | TRANSASIA BIO MEDICAL LTD CHENNAI | LABORATORY | TNMSC |  | 2014-10-15 | 2017-10-14 | 309060 | 21634.2 | WORKING
269 | NAGAPATTINAM | Weighing machine infant | C | [5 empty] | WARD |  |  |  |  | 0 | 0 | working
270 | NAGAPATTINAM | Foetal Doppler | C | A1004 |  | 2014-11-29 | AEON TECHNOLOGY | MEDIWAVES INC DELHI | OT LABOUR WARD GYNAEC OP | OTHERS |  | 2014-11-29 | 2017-11-29 | 4650 | 325.5 | WORKING
271 | NAGAPATTINAM | Radiant Warmer | C |  |  |  | Trans |  | Labour Ward | Unicef |  |  |  | 17680 | 1237.6 | WORKING
272 | NAGAPATTINAM | Radiant Warmer | C |  |  |  | Phoenix |  | Labour Ward |  |  |  |  | 17680 | 1237.6 | WORKING
273 | NAGAPATTINAM | Weighing machine adult | C | [5 empty] | Blood Bank |  |  |  |  | 0 | 0 | working
274 | NAGAPATTINAM | Weighing machine adult | C | [5 empty] | Blood Bank |  |  |  |  | 0 | 0 | working
275 | NAGAPATTINAM | Phototherapy Unit | C |  |  | 2007-09-03 | Neotech | Madras Surgicals | Ch.Ward | TNHSP |  | 2007-09-03 | 2008-09-03 | 12062 | 844.34 | WORKING
276 | NAGAPATTINAM | Phototherapy Unit | C |  |  | 2007-09-03 | Neotech | Madras Surgicals | Ch.Ward | TNHSP |  | 2007-09-03 | 2008-09-03 | 12062 | 844.34 | WORKING
277 | NAGAPATTINAM | Nebulizer baby | C |  |  | 2006-09-26 |  |  | Store | TNHSP |  | 2006-09-26 | 2007-09-26 | 1300 | 91 | WORKING
278 | NAGAPATTINAM | Phototherapy Unit | C |  |  | 2007-09-03 | Neotech | Madras Surgicals | Ch.Ward | TNHSP |  | 2007-09-03 | 2008-09-03 | 12062 | 844.34 | WORKING
279 | NAGAPATTINAM | Radiant Warmer | C |  |  |  | Phoenix |  | M.O.T |  |  |  |  | 17680 | 1237.6 | working
280 | NAGAPATTINAM | Weighing machine infant | C | [5 empty] | General OP |  |  |  |  | 0 | 0 | working
281 | NAGAPATTINAM | Weighing machine infant | C | [5 empty] | General OP |  |  |  |  | 0 | 0 | working
282 | NAGAPATTINAM | Weighing machine adult | C | [5 empty] | General OP |  |  |  |  | 0 | 0 | working
283 | NAGAPATTINAM | Weighing machine adult | C | [5 empty] | General OP |  |  |  |  | 0 | 0 | working
284 | NAGAPATTINAM | Weighing machine adult | C | [5 empty] | General OP |  |  |  |  | 0 | 0 | working
285 | NAGAPATTINAM | Weighing machine adult | C | [5 empty] | General OP |  |  |  |  | 0 | 0 | working
286 | NAGAPATTINAM | Weighing machine adult | C | [5 empty] | General OP |  |  |  |  | 0 | 0 | working
287 | NAGAPATTINAM | Weighing machine adult | C | [5 empty] | General OP |  |  |  |  | 0 | 0 | working
288 | NAGAPATTINAM | Weighing machine adult | C | [5 empty] | General OP |  |  |  |  | 0 | 0 | working
289 | NAGAPATTINAM | Weighing machine adult | C | [5 empty] | General OP |  |  |  |  | 0 | 0 | working
290 | NAGAPATTINAM | Weighing machine adult | C |  |  |  | Blue Star |  | Store-New |  |  |  |  | 0 | 0 | working
291 | NAGAPATTINAM | Weighing machine adult | C | [5 empty] | MS-1 Ward |  |  |  |  | 0 | 0 | working
292 | NAGAPATTINAM | CTG Monitor | B2 | BPL-FM 9513 |  | 2006-07-03 | BPL-FM 9513 |  | L.WARD | Tsunami |  | 2006-07-03 | 2007-07-03 | 0 |  | condemned
293 | NAGAPATTINAM | CTG Monitor | B2 | BPL-FM 9513 |  | 2006-07-03 | BPL-FM 9513 |  | L.WARD | Tsunami |  | 2006-07-03 | 2007-07-03 | 0 |  | condemned
294 | NAGAPATTINAM | CTG Monitor | B2 | BPL-FM 9513 |  | 2006-07-03 | BPL-FM 9513 |  | L.WARD | Tsunami |  | 2006-07-03 | 2007-07-03 | 0 |  | condemned
295 | NAGAPATTINAM | Weighing machine adult | C | [5 empty] | WARD | Unicef |  |  |  | 0 | 0 | working
296 | NAGAPATTINAM | Weighing machine adult | C | [5 empty] | WARD | Unicef |  |  |  | 0 | 0 | working
297 | NAGAPATTINAM | Weighing machine adult | C | [5 empty] | WARD | Unicef |  |  |  | 0 | 0 | working
298 | NAGAPATTINAM | Weighing machine adult | C | [5 empty] | WARD | Unicef |  |  |  | 0 | 0 | working
299 | NAGAPATTINAM | Silastic vacuum extractor | C |  |  | 2007-02-17 |  | Madras Surgicals and Chemicals | L.Ward | TNHSP |  | 2007-02-17 | 2008-02-17 | 0 | 0 | working
300 | NAGAPATTINAM | Silastic vacuum extractor | C |  |  | 2007-02-17 |  | Madras Surgicals and Chemicals | Store | TNHSP |  | 2007-02-17 | 2008-02-17 | 0 | 0 | working
301 | NAGAPATTINAM | Foetal Doppler | C |  |  | 2006-07-03 | BPL | KEE CHERRY ENGINEERING COMPANY | L.WD | UNICEF |  | 2006-07-03 | 2007-07-03 | 4650 | 325.5 | WORKING
302 | NAGAPATTINAM | Foetal Doppler | C |  |  | 2006-07-03 | BPL | KEE CHERRY ENGINEERING COMPANY | L.WD | UNICEF |  | 2006-07-03 | 2007-07-03 | 4650 | 325.5 | WORKING
303 | NAGAPATTINAM | Foetal Doppler | C |  |  | 2006-07-03 | BPL | KEE CHERRY ENGINEERING COMPANY | STORE | UNICEF |  | 2006-07-03 | 2007-07-03 | 4650 | 325.5 | WORKING
304 | NAGAPATTINAM | Weighing machine adult | C |  |  | 2006-03-03 |  | IDEAL SURGICAL | STORE | UNICEF |  | 2006-03-03 | 2007-03-03 | 0 | 0 | working
305 | NAGAPATTINAM | Weighing machine adult | C |  |  | 2006-03-03 |  | IDEAL SURGICAL | STORE | UNICEF |  | 2006-03-03 | 2007-03-03 | 0 | 0 | working
306 | NAGAPATTINAM | Weighing machine adult | C |  |  | 2006-03-03 |  | IDEAL SURGICAL | STORE | UNICEF |  | 2006-03-03 | 2007-03-03 | 0 | 0 | working
307 | NAGAPATTINAM | Weighing machine adult | C |  |  | 2006-03-03 |  | IDEAL SURGICAL | OP | UNICEF |  | 2006-03-03 | 2007-03-03 | 0 | 0 | working
308 | NAGAPATTINAM | Radiant Warmer | C |  |  | 2005-05-23 | PHOENIX | PHOENIX MEDICAL SYSTEM | CH.WD | FRANCE |  | 2005-05-23 | 2006-05-23 | 17680 | 1237.6 | WORKING
309 | NAGAPATTINAM | Radiant Warmer | C |  |  | 2005-05-23 | PHOENIX | PHOENIX MEDICAL SYSTEM | CH.WD | FRANCE |  | 2005-05-23 | 2006-05-23 | 17680 | 1237.6 | WORKING
310 | NAGAPATTINAM | Radiant Warmer | C |  |  | 2005-05-23 | PHOENIX | PHOENIX MEDICAL SYSTEM | CH.WD | FRANCE |  | 2005-05-23 | 2006-05-23 | 17680 | 1237.6 | working
311 | NAGAPATTINAM | Radiant Warmer | C |  |  | 2005-05-23 | PHOENIX | PHOENIX MEDICAL SYSTEM | L.WD | FRANCE |  | 2005-05-23 | 2006-05-23 | 17680 | 1237.6 | working
312 | NAGAPATTINAM | Radiant Warmer | C |  |  | 2006-10-03 |  | TRANS HEALTH CARE INDIA | CH WD | UNICEF |  | 2006-10-03 | 2007-10-03 | 17680 | 1237.6 | working
313 | NAGAPATTINAM | Radiant Warmer | C |  |  | 2006-10-03 |  | TRANS HEALTH CARE INDIA | CH WD | UNICEF |  | 2006-10-03 | 2007-10-03 | 17680 | 1237.6 | working
314 | NAGAPATTINAM | Radiant Warmer | C |  |  | 2006-10-03 |  | TRANS HEALTH CARE INDIA | CH WD | UNICEF |  | 2006-10-03 | 2007-10-03 | 17680 | 1237.6 | working
315 | NAGAPATTINAM | Radiant Warmer | C |  |  | 2006-10-03 |  | TRANS HEALTH CARE INDIA | CH WD | UNICEF |  | 2006-10-03 | 2007-10-03 | 17680 | 1237.6 | working
316 | NAGAPATTINAM | Radiant Warmer | C |  |  | 2006-10-03 |  | TRANS HEALTH CARE INDIA | CH WD | UNICEF |  | 2006-10-03 | 2007-10-03 | 17680 | 1237.6 | WORKING
317 | NAGAPATTINAM | Radiant Warmer | C |  |  | 2006-10-03 |  | TRANS HEALTH CARE INDIA | CH WD | UNICEF |  | 2006-10-03 | 2007-10-03 | 17680 | 1237.6 | WORKING
318 | NAGAPATTINAM | Weighing machine adult | C |  |  | 2006-08-03 |  | Vibash Coimbatore | OP | UNICEF |  | 2006-08-03 | 2007-08-03 | 0 | 0 | working
319 | NAGAPATTINAM | Weighing machine adult | C |  |  | 2006-08-03 |  | Vibash Coimbatore | WARD | UNICEF |  | 2006-08-03 | 2007-08-03 | 0 | 0 | working
320 | NAGAPATTINAM | Weighing machine adult | C |  |  | 2006-08-03 |  | Vibash Coimbatore | MS1 | UNICEF |  | 2006-08-03 | 2007-08-03 | 0 | 0 | working
321 | NAGAPATTINAM | Weighing machine adult | C |  |  | 2006-08-03 |  | Vibash Coimbatore | FS1 | UNICEF |  | 2006-08-03 | 2007-08-03 | 0 | 0 | working
322 | NAGAPATTINAM | Weighing machine adult | C |  |  | 2006-08-03 |  | Vibash Coimbatore | SCAN ROOM | UNICEF |  | 2006-08-03 | 2007-08-03 | 0 | 0 | working
323 | NAGAPATTINAM | Weighing machine adult | C |  |  | 2006-08-03 |  | Vibash Coimbatore | OP | UNICEF |  | 2006-08-03 | 2007-08-03 | 0 | 0 | working
324 | NAGAPATTINAM | Weighing machine adult | C |  |  | 2006-08-03 |  | Vibash Coimbatore | WARD | UNICEF |  | 2006-08-03 | 2007-08-03 | 0 | 0 | working
325 | NAGAPATTINAM | Weighing machine adult | C |  |  | 2006-08-03 |  | Vibash Coimbatore | MS1 | UNICEF |  | 2006-08-03 | 2007-08-03 | 0 | 0 | working
326 | NAGAPATTINAM | Weighing machine adult | C |  |  | 2006-08-03 |  | Vibash Coimbatore | FS1 | UNICEF |  | 2006-08-03 | 2007-08-03 | 0 | 0 | working
327 | NAGAPATTINAM | Weighing machine adult | C |  |  | 2006-08-03 |  | Vibash Coimbatore | SCAN ROOM | UNICEF |  | 2006-08-03 | 2007-08-03 | 0 | 0 | working
328 | NAGAPATTINAM | Weighing machine adult | C |  |  | 2006-08-03 |  | Vibash Coimbatore | OP | UNICEF |  | 2006-08-03 | 2007-08-03 | 0 | 0 | working
329 | NAGAPATTINAM | Weighing machine adult | C |  |  | 2006-08-03 |  | Vibash Coimbatore | L.WARD | UNICEF |  | 2006-08-03 | 2007-08-03 | 0 | 0 | working
330 | NAGAPATTINAM | Weighing machine adult | C |  |  | 2006-08-03 |  | Vibash Coimbatore | L.WARD | UNICEF |  | 2006-08-03 | 2007-08-03 | 0 | 0 | working
331 | NAGAPATTINAM | Weighing machine adult | C |  |  | 2005-06-16 | PHOENIX | PHOENIX MEDICAL SYSTEM | L.WARD | FRANCE |  | 2005-06-16 | 2006-06-16 | 0 | 0 | working
332 | NAGAPATTINAM | Weighing machine adult | C |  |  | 2005-06-16 | PHOENIX | PHOENIX MEDICAL SYSTEM | L.WARD | FRANCE |  | 2005-06-16 | 2006-06-16 | 0 | 0 | working
333 | NAGAPATTINAM | Phototherapy Unit | C |  |  | 2005-06-16 | PHOENIX | PHOENIX MEDICAL SYSTEM | CH.WD | FRANCE |  | 2005-06-16 | 2006-06-16 | 12062 | 844.34 | WORKING
334 | NAGAPATTINAM | Phototherapy Unit | C |  |  | 2005-06-16 | PHOENIX | PHOENIX MEDICAL SYSTEM | CH.WD | FRANCE |  | 2005-06-16 | 2006-06-16 | 12062 | 844.34 | WORKING
335 | NAGAPATTINAM | Phototherapy Unit | C |  |  | 2005-06-16 | PHOENIX | PHOENIX MEDICAL SYSTEM | CH.WD | FRANCE |  | 2005-06-16 | 2006-06-16 | 12062 | 844.34 | WORKING
336 | NAGAPATTINAM | Baby Incubators | C |  |  | 2006-10-06 | Phoenix | PHOENIX MEDICAL SYSTEM | CH.WD | FRANCE |  | 2006-10-06 | 2007-10-06 | 0 |  | condemned
337 | NAGAPATTINAM | Baby Incubators | C |  |  | 2006-10-06 | Phoenix | PHOENIX MEDICAL SYSTEM | CH.WD | FRANCE |  | 2006-10-06 | 2007-10-06 | 0 |  | condemned
338 | NAGAPATTINAM | Phototherapy Unit | C |  |  | 2006-10-06 | PHOENIX | PHOENIX MEDICAL SYSTEM | CH.WD | UNICEF |  | 2006-10-06 | 2007-10-06 | 12062 | 844.34 | WORKING
339 | NAGAPATTINAM | Phototherapy Unit | C |  |  | 2006-10-06 | PHOENIX | PHOENIX MEDICAL SYSTEM | CH.WD | UNICEF |  | 2006-10-06 | 2007-10-06 | 12062 | 844.34 | WORKING
340 | NAGAPATTINAM | Silastic vacuum extractor | C |  |  | 2006-05-30 |  | APOLLO SURGICAL | STORE | UNICEF |  | 2006-05-30 | 2007-05-30 | 0 | 0 | working
341 | NAGAPATTINAM | Weighing machine adult | C |  |  | 2006-10-30 |  | APOLLO SURGICAL |  | UNICEF |  | 2006-10-30 | 2007-10-30 | 0 | 0 | working
342 | NAGAPATTINAM | Weighing machine adult | C |  |  | 2008-06-30 |  | Jupiter Manufacturing Works | AE WD-2~STORE-3 | TNHSP |  | 2008-06-30 | 2009-06-30 | 0 | 0 | working
343 | NAGAPATTINAM | Weighing machine adult | C |  |  | 2008-06-30 |  | Jupiter Manufacturing Works | AE WD | TNHSP |  | 2008-06-30 | 2009-06-30 | 0 | 0 | working
344 | NAGAPATTINAM | Weighing machine adult | C |  |  | 2008-06-30 |  | Jupiter Manufacturing Works | AE WD | TNHSP |  | 2008-06-30 | 2009-06-30 | 0 | 0 | working
345 | NAGAPATTINAM | Weighing machine adult | C |  |  | 2008-06-30 |  | Jupiter Manufacturing Works | STORE | TNHSP |  | 2008-06-30 | 2009-06-30 | 0 | 0 | working
346 | NAGAPATTINAM | Weighing machine adult | C |  |  | 2008-06-30 |  | Jupiter Manufacturing Works | STORE | TNHSP |  | 2008-06-30 | 2009-06-30 | 0 | 0 | working
347 | NAGAPATTINAM | Radiant Warmer | C |  |  |  | Neotech | Madras Surgicals | Ch.Ward |  |  |  |  | 17680 | 1237.6 | WORKING
348 | NAGAPATTINAM | Radiant Warmer | C |  |  |  | Neotech | Madras Surgicals | Ch.Ward |  |  |  |  | 17680 | 1237.6 | WORKING
349 | NAGAPATTINAM | Radiant Warmer | C |  |  |  | Neotech | Madras Surgicals | Ch.Ward |  |  |  |  | 17680 | 1237.6 | WORKING
350 | NAGAPATTINAM | Radiant Warmer | C |  |  |  | Trans |  | Ch.Ward |  |  |  |  | 17680 | 1237.6 | WORKING
351 | NAGAPATTINAM | Radiant Warmer | C |  |  |  | Trans |  | Ch.Ward |  |  |  |  | 17680 | 1237.6 | WORKING
352 | NAGAPATTINAM | Radiant Warmer | C |  |  |  | Trans |  | Ch.Ward |  |  |  |  | 17680 | 1237.6 | WORKING
353 | NAGAPATTINAM | Radiant Warmer | C |  |  |  | Trans |  | Ch.Ward |  |  |  |  | 17680 | 1237.6 | WORKING
354 | NAGAPATTINAM | Radiant Warmer | C |  |  |  | Trans |  | Ch.Ward |  |  |  |  | 17680 | 1237.6 | WORKING
355 | NAGAPATTINAM | Radiant Warmer | C |  |  |  | Phoenix |  | Ch.Ward |  |  |  |  | 17680 | 1237.6 | WORKING
356 | NAGAPATTINAM | Radiant Warmer | C |  |  |  | Phoenix |  | Ch.Ward |  |  |  |  | 17680 | 1237.6 | WORKING
357 | NAGAPATTINAM | Radiant Warmer | C |  |  |  | Phoenix |  | Ch.Ward |  |  |  |  | 17680 | 1237.6 | WORKING
358 | NAGAPATTINAM | Radiant Warmer | C |  |  |  | Phoenix |  | Ch.Ward |  |  |  |  | 17680 | 1237.6 | WORKING
359 | NAGAPATTINAM | Radiant Warmer | C |  |  |  | Phoenix |  | Ch.Ward |  |  |  |  | 17680 | 1237.6 | WORKING
360 | NAGAPATTINAM | Radiant Warmer | C | ocw100 |  |  | Phoenix |  | Ch.Ward |  |  |  |  | 17680 | 1237.6 | working
361 | NAGAPATTINAM | Nebulizer baby | C |  |  | 2006-09-26 |  |  | Store | TNHSP |  | 2006-09-26 | 2007-09-26 | 1300 | 91 | WORKING
362 | NAGAPATTINAM | Phototherapy Unit | C |  |  |  | Neotech | Madras Surgicals | Ch.Ward |  |  |  |  | 12062 | 844.34 | WORKING
363 | NAGAPATTINAM | Phototherapy Unit | C |  |  |  | Phoenix |  | Ch.Ward |  |  |  |  | 12062 | 844.34 | WORKING
364 | NAGAPATTINAM | Phototherapy Unit | C |  |  |  | Phoenix |  | Ch.Ward |  |  |  |  | 12062 | 844.34 | WORKING
365 | NAGAPATTINAM | Phototherapy Unit | C |  |  |  | Phoenix |  | Ch.Ward |  |  |  |  | 12062 | 844.34 | WORKING
366 | NAGAPATTINAM | Phototherapy Unit | C |  |  |  | Unicef |  | Ch.Ward |  |  |  |  | 12062 | 844.34 | WORKING
367 | NAGAPATTINAM | Phototherapy Unit | C |  |  |  | Unicef |  | Ch.Ward |  |  |  |  | 12062 | 844.34 | WORKING
368 | NAGAPATTINAM | Baby Incubators | C |  |  |  | Phoenix |  | Ch.Ward |  |  |  |  | 0 |  | condemned
369 | NAGAPATTINAM | Baby Incubators | C |  |  |  | Phoenix |  | Ch.Ward |  |  |  |  | 0 |  | condemned
370 | NAGAPATTINAM | Baby Incubators | C |  |  |  | Phoenix |  | Ch.Ward |  |  |  |  | 0 |  | condemned
371 | NAGAPATTINAM | CTG Monitor | B2 |  |  | 2007-02-13 |  |  | L.WARD | TNHSP |  | 2007-02-13 | 2008-02-13 | 0 | 0 | TRANSFERRED TO GH-THIRUKUVALAI
372 | NAGAPATTINAM | Radiant Warmer | C |  |  |  | Phoenix |  | Ch.Ward |  |  |  |  | 17680 | 1237.6 | WORKING
373 | NAGAPATTINAM | Radiant Warmer | C |  |  |  | Phoenix |  | Ch.Ward |  |  |  |  | 17680 | 1237.6 | WORKING
374 | NAGAPATTINAM | Radiant Warmer | C |  |  |  | Phoenix |  | Ch.Ward |  |  |  |  | 17680 | 1237.6 | WORKING
375 | NAGAPATTINAM | Radiant Warmer | C |  |  |  | Phoenix |  | Ch.Ward |  |  |  |  | 17680 | 1237.6 | WORKING
376 | NAGAPATTINAM | Foetal Doppler | C |  |  | 2007-02-13 |  |  | L.WARD | TNHSP |  | 2007-02-13 | 2008-02-13 | 4650 | 325.5 | WORKING
377 | NAGAPATTINAM | Weighing machine adult | C | [5 empty] | Labour Ward |  |  |  |  | 0 | 0 | working
378 | NAGAPATTINAM | Foetal Doppler | C |  |  |  | Digidop |  | Labour Ward |  |  |  |  | 4650 | 325.5 | WORKING
379 | NAGAPATTINAM | Foetal Doppler | C |  |  |  | MWI-99 |  | Labour Ward |  |  |  |  | 4650 | 325.5 | WORKING
380 | NAGAPATTINAM | CTG Monitor | B2 | BPL-Sonic Care |  |  | BPL-Sonic Care |  | Labour Ward |  |  |  |  | 150000 | 10500 | WORKING
381 | NAGAPATTINAM | Radiant Warmer | C | 2007S |  | 2007-09-03 | Neotech | Madras Surgicals | Ch.Ward | TNHSP |  | 2007-09-03 | 2008-09-03 | 17680 | 1237.6 | WORKING
382 | NAGAPATTINAM | CTG Monitor | B2 | [5 empty] | Labour Ward |  |  |  |  | 0 |  | condemned
383 | NAGAPATTINAM | CTG Monitor | B2 | EMCO-Sonic Aid |  |  | EMCO-Sonic Aid |  | Labour Ward |  |  |  |  | 0 |  | condemned
384 | NAGAPATTINAM | Baby Incubators | C | [5 empty] | Labour Ward |  |  |  |  | 0 |  | condemned
385 | NAGAPATTINAM | Radiant Warmer | C |  |  |  | Phoenix |  | Labour Ward | Unicef |  |  |  | 17680 | 1237.6 | WORKING
386 | NAGAPATTINAM | Radiant Warmer | C |  |  |  | Phoenix |  | Labour Ward |  |  |  |  | 17680 | 1237.6 | WORKING
387 | NAGAPATTINAM | Refrigerator | C |  |  |  | LG |  | Labour Ward |  |  |  |  | 0 | 0 | working
388 | NAGAPATTINAM | Sterilizer Medium (Instrument) | C | [5 empty] | Labour Ward |  |  |  |  | 0 | 0 | working
389 | NAGAPATTINAM | Nebuliser Adult | C |  |  |  | Microlux |  | Labour Ward |  |  |  |  | 2200 | 154 | WORKING
390 | NAGAPATTINAM | Cardiac Monitor | C |  |  |  | LandT-Stellar |  | Labour Ward |  |  |  |  | 27000 | 1890 | WORKING
391 | NAGAPATTINAM | Refrigerator | C |  |  |  | Electrolux |  | Blood Bank |  |  |  |  | 0 | 0 | working
392 | NAGAPATTINAM | Refrigerator | C |  |  |  | Electrolux |  | Blood Bank |  |  |  |  | 0 | 0 | working
393 | NAGAPATTINAM | Blood Bank Refrigerator | B |  |  |  | Jove Automation |  | Blood Bank |  |  |  |  | 200000 | 14000 | WORKING
394 | NAGAPATTINAM | Blood Bank Refrigerator | B |  |  |  | Jewett |  | Blood Bank |  |  |  |  | 120000 |  | condemned
395 | NAGAPATTINAM | Blood Bank Refrigerator | B |  |  |  | Jewett |  | Blood Bank |  |  |  |  | 120000 |  | condemned
396 | NAGAPATTINAM | Refrigerator | C |  |  |  | Godrej |  | Blood Bank |  |  |  |  | 0 | 0 | working
397 | NAGAPATTINAM | Generator | C | [5 empty] | Blood Bank | Unicef |  |  |  | 50000 | 3500 | WORKING
398 | NAGAPATTINAM | Lab Incubator | C |  |  |  | Optik |  | Blood Bank |  |  |  |  | 18600 | 1302 | working
399 | NAGAPATTINAM | Electri centrifuger | C | [5 empty] | Blood Bank |  |  |  |  | 5090 | 356.3 | working
400 | NAGAPATTINAM | Needle destroyer / Syringe Destroyer | C |  |  |  | Yorco |  | Blood Bank |  |  |  |  | 0 | 0 | working
401 | NAGAPATTINAM | B.P.apparatus table model | C | [5 empty] | Blood Bank |  |  |  |  | 2150 | 150.5 | WORKING
402 | NAGAPATTINAM | B.P.apparatus table model | C | [5 empty] | Blood Bank |  |  |  |  | 2150 | 150.5 | WORKING
403 | NAGAPATTINAM | B.P.apparatus table model | C | [5 empty] | Blood Bank |  |  |  |  | 2150 | 150.5 | WORKING
404 | NAGAPATTINAM | B.P.apparatus table model | C | [5 empty] | Blood Bank |  |  |  |  | 2150 | 150.5 | WORKING
405 | NAGAPATTINAM | Mono cular Microscope | C | [5 empty] | Blood Bank |  |  |  |  | 0 |  | condemned
406 | NAGAPATTINAM | Ice Lined Refrigerator | C |  |  |  | Electrolux |  | Blood Bank |  |  |  |  | 40000 | 2800 | WORKING
407 | NAGAPATTINAM | B.P.apparatus table model | C | [5 empty] | FS Ward |  |  |  |  | 2150 | 150.5 | WORKING
408 | NAGAPATTINAM | B.P.apparatus table model | C | [5 empty] | FS Ward |  |  |  |  | 2150 | 150.5 | WORKING
409 | NAGAPATTINAM | Boyles Apparatus with Fluotec and circle absorber | B |  |  |  | Drager-Pedius C-4 Nos |  | M.O.T |  |  |  |  | 126000 | 8820 | WORKING
410 | NAGAPATTINAM | Boyles Apparatus with Fluotec and circle absorber | B |  |  |  | Drager-Pedius C-4 Nos |  | M.O.T |  |  |  |  | 126000 | 8820 | WORKING
411 | NAGAPATTINAM | Boyles Apparatus with Fluotec and circle absorber | B |  |  |  | Drager-Pedius C-4 Nos |  | M.O.T |  |  |  |  | 126000 | 8820 | WORKING
412 | NAGAPATTINAM | Boyles Apparatus with Fluotec and circle absorber | B |  |  |  | Drager-Pedius C-4 Nos |  | M.O.T |  |  |  |  | 126000 | 8820 | WORKING
413 | NAGAPATTINAM | Boyles Apparatus with Fluotec and circle absorber | B |  |  |  | Drager-Pedius C-4 Nos |  | M.O.T |  |  |  |  | 126000 | 8820 | WORKING
414 | NAGAPATTINAM | Boyles Apparatus with Fluotec and circle absorber | B |  |  |  | Drager-Pedius C-4 Nos |  | M.O.T |  |  |  |  | 126000 | 8820 | WORKING
415 | NAGAPATTINAM | Boyles Apparatus with Fluotec and circle absorber | B |  |  |  | Drager-Pedius C-4 Nos |  | M.O.T |  |  |  |  | 126000 | 8820 | WORKING
416 | NAGAPATTINAM | Boyles Apparatus with Fluotec and circle absorber | B |  |  |  | Drager-Pedius C-4 Nos |  | M.O.T |  |  |  |  | 126000 | 8820 | WORKING
417 | NAGAPATTINAM | Boyles Apparatus with Fluotec and circle absorber | B |  |  |  | Drager-Pedius C-4 Nos |  | M.O.T |  |  |  |  | 126000 | 8820 | WORKING
418 | NAGAPATTINAM | Operation table Hydraulic Minor | B2 |  |  |  | Gesco |  | M.O.T |  |  |  |  | 0 | 0 | working
419 | NAGAPATTINAM | Operation Table Hydraulic Major | B2 |  |  |  | Cognate-Unicef-2Nos |  | M.O.T |  |  |  |  | 0 | 0 | working
420 | NAGAPATTINAM | Operation Table Hydraulic Major | B2 |  |  |  | Cognate-Unicef-2Nos |  | M.O.T |  |  |  |  | 0 | 0 | working
421 | NAGAPATTINAM | Operation Table Hydraulic Major | B2 |  |  |  | Cognate-Unicef-2Nos |  | M.O.T |  |  |  |  | 0 | 0 | working
422 | NAGAPATTINAM | Operation Table Hydraulic Major | B2 |  |  |  | Cognate-Unicef-2Nos |  | M.O.T |  |  |  |  | 0 | 0 | working
423 | NAGAPATTINAM | Color Doppler | A | LOGIQ P3 |  | 2009-06-26 |  | GE WIPRO HEALTH CARE | SCAN ROOM | TNHSP |  | 2009-06-26 | 2010-06-25 | 674800 | 47236 | working
424 | NAGAPATTINAM | Operation Table Hydraulic Major | B2 |  |  |  | Cognate-Unicef-2Nos |  | M.O.T |  |  |  |  | 0 | 0 | working
425 | NAGAPATTINAM | Operation Table Hydraulic Major | B2 |  |  |  | Cognate-Unicef-2Nos |  | M.O.T |  |  |  |  | 0 | 0 | working
426 | NAGAPATTINAM | Operation Table Hydraulic Major | B2 |  |  |  | Cognate-Unicef-2Nos |  | M.O.T |  |  |  |  | 0 | 0 | working
427 | NAGAPATTINAM | Operation Table Hydraulic Major | B2 |  |  |  | Cognate-Unicef-2Nos |  | M.O.T |  |  |  |  | 0 | 0 | working
428 | NAGAPATTINAM | Shadowless Lamp stand model | B |  |  |  | Multilux-3Nos;ARKO |  | M.O.T |  |  |  |  | 0 | 0 | working
429 | NAGAPATTINAM | Shadowless Lamp stand model | B |  |  |  | Multilux-3Nos;ARKO |  | M.O.T |  |  |  |  | 0 | 0 | working
430 | NAGAPATTINAM | Shadowless Lamp stand model | B |  |  |  | Multilux-3Nos;ARKO |  | M.O.T |  |  |  |  | 0 | 0 | working
431 | NAGAPATTINAM | Shadowless Lamp stand model | B |  |  |  | Multilux-3Nos;ARKO |  | M.O.T |  |  |  |  | 0 | 0 | working
432 | NAGAPATTINAM | Shadowless Lamp stand model | B |  |  |  | Multilux-3Nos;ARKO |  | M.O.T |  |  |  |  | 0 | 0 | working
433 | NAGAPATTINAM | Shadowless Lamp stand model | B |  |  |  | Multilux-3Nos;ARKO |  | M.O.T |  |  |  |  | 0 | 0 | working
434 | NAGAPATTINAM | Shadowless Lamp stand model | B |  |  |  | Multilux-3Nos;ARKO |  | M.O.T |  |  |  |  | 0 | 0 | working
435 | NAGAPATTINAM | Shadowless Lamp stand model | B |  |  |  | Multilux-3Nos;ARKO |  | M.O.T |  |  |  |  | 0 | 0 | working
436 | NAGAPATTINAM | Shadowless Lamp stand model | B |  |  |  | Multilux-3Nos;ARKO |  | M.O.T |  |  |  |  | 0 | 0 | working
437 | NAGAPATTINAM | Shadowless lamp ceiling type major | B | [5 empty] | M.O.T |  |  |  |  | 0 | 0 | working
438 | NAGAPATTINAM | Shadowless lamp ceiling type major | B | [5 empty] | M.O.T |  |  |  |  | 0 | 0 | working
439 | NAGAPATTINAM | Suction Apparatus - Electrical | C | [5 empty] | M.O.T |  |  |  |  | 0 | 0 | working
440 | NAGAPATTINAM | Suction Apparatus - Electrical | C | [5 empty] | M.O.T |  |  |  |  | 0 | 0 | working
441 | NAGAPATTINAM | Suction Apparatus - Electrical | C | [5 empty] | M.O.T |  |  |  |  | 0 | 0 | working
442 | NAGAPATTINAM | Suction Apparatus - Electrical | C | [5 empty] | M.O.T |  |  |  |  | 0 | 0 | working
443 | NAGAPATTINAM | Suction Apparatus - Electrical | C | [5 empty] | M.O.T |  |  |  |  | 0 | 0 | working
444 | NAGAPATTINAM | Suction Apparatus - Electrical | C | [5 empty] | M.O.T |  |  |  |  | 0 | 0 | working
445 | NAGAPATTINAM | Suction Apparatus - Electrical | C | [5 empty] | M.O.T |  |  |  |  | 0 | 0 | working
446 | NAGAPATTINAM | Suction Apparatus - Electrical | C | [5 empty] | M.O.T |  |  |  |  | 0 | 0 | working
447 | NAGAPATTINAM | Suction Apparatus - Electrical | C | [5 empty] | M.O.T |  |  |  |  | 0 | 0 | working
448 | NAGAPATTINAM | Diathermy Machine (Electric Cautery) | B | [5 empty] | M.O.T |  |  |  |  | 18000 | 1260 | working
449 | NAGAPATTINAM | Diathermy Machine (Electric Cautery) | B | [5 empty] | M.O.T |  |  |  |  | 18000 | 1260 | working
450 | NAGAPATTINAM | Diathermy Machine (Electric Cautery) | B |  |  |  | Valley Lab-Forex 2 |  | M.O.T |  |  |  |  | 18000 | 1260 | working
451 | NAGAPATTINAM | Auto Clave HP Horizontal-CYLINDRICAL | C |  |  |  | ARKO |  | M.O.T |  |  |  |  | 145600 | 10192 | NOT WORKING
452 | NAGAPATTINAM | Auto Clave HP Horizontal-RECTANGULAR | C |  |  |  | Reico |  | M.O.T |  |  |  |  | 0 |  | CONDEMNED
453 | NAGAPATTINAM | Auto Clave HP Horizontal-RECTANGULAR | C |  |  |  | Reico |  | M.O.T |  |  |  |  | 0 |  | CONDEMNED
454 | NAGAPATTINAM | Auto Clave HP Horizontal-CYLINDRICAL | C |  |  |  | M-Shah and Co.~ |  | M.O.T |  |  |  |  | 145600 | 10192 | NOT WORKING
455 | NAGAPATTINAM | Auto Clave HP Vertical (2 bin) | C |  |  |  | Reico-2Nos |  | M.O.T |  |  |  |  | 29800 | 2086 | WORKING
456 | NAGAPATTINAM | Auto Clave HP Vertical (2 bin) | C |  |  |  | Reico-2Nos |  | M.O.T |  |  |  |  | 29800 | 2086 | WORKING
457 | NAGAPATTINAM | Auto Clave HP Vertical (2 bin) | C |  |  |  | Reico-2Nos |  | M.O.T |  |  |  |  | 29800 | 2086 | WORKING
458 | NAGAPATTINAM | Pulse Oximeter | B | Datex Ohmeda-Biox 3700e |  |  | Datex Ohmeda-Biox 3700e |  | M.O.T |  |  |  |  | 0 | 0 | working
459 | NAGAPATTINAM | Pulse Oximeter | B | Nonin-8600 |  |  | Nonin-8600 | Trans Health Care | M.O.T |  |  |  |  | 0 | 0 | working
460 | NAGAPATTINAM | Pulse Oximeter | B | Nonin-8600 |  |  | Nonin-8600 | Trans Health Care | M.O.T |  |  |  |  | 0 | 0 | working
461 | NAGAPATTINAM | Pulse Oximeter | B | Nelcor-N550 |  |  | Nelcor-N550 |  | M.O.T |  |  |  |  | 0 | 0 | working
462 | NAGAPATTINAM | Pulse Oximeter | B | Nelcor-N550 |  |  | Nelcor-N550 |  | M.O.T |  |  |  |  | 0 | 0 | working
463 | NAGAPATTINAM | Pulse Oximeter | B | Nelcor-N550 |  |  | Nelcor-N550 |  | M.O.T |  |  |  |  | 0 | 0 | working
464 | NAGAPATTINAM | Multi Para Monitor | B |  |  |  | Nihon Kohden-2Nos |  | M.O.T |  |  |  |  | 151200 | 10584 | WORKING
465 | NAGAPATTINAM | Multi Para Monitor | B |  |  |  | Nihon Kohden-2Nos |  | M.O.T |  |  |  |  | 151200 | 10584 | WORKING
466 | NAGAPATTINAM | Multi Para Monitor | B | PLANET |  |  | LandT-Planet-4 Nos |  | M.O.T |  |  |  |  | 151200 | 10584 | WORKING
467 | NAGAPATTINAM | Ventilators (Paediatrics) | B |  |  | 2007-06-22 |  |  | Ch.Ward | TNHSP |  | 2007-06-22 | 2008-06-22 | 0 | 0 | working
468 | NAGAPATTINAM | Multi Para Monitor | B | PLANET |  |  | LandT-Planet-4 Nos |  | M.O.T |  |  |  |  | 151200 | 10584 | WORKING
469 | NAGAPATTINAM | Multi Para Monitor | B | PLANET |  |  | LandT-Planet-4 Nos |  | M.O.T |  |  |  |  | 151200 | 10584 | WORKING
470 | NAGAPATTINAM | Multi Para Monitor | B | PLANET |  |  | LandT-Planet-4 Nos |  | M.O.T |  |  |  |  | 151200 | 10584 | WORKING
471 | NAGAPATTINAM | Laproscope Double Puncture | C | [5 empty] | M.O.T |  |  |  |  | 25000 | 1750 | WORKING
472 | NAGAPATTINAM | Laproscope Double Puncture | C | [5 empty] | M.O.T |  |  |  |  | 25000 | 1750 | WORKING
473 | NAGAPATTINAM | Laproscope Double Puncture | C | [5 empty] | M.O.T |  |  |  |  | 25000 | 1750 | WORKING
474 | NAGAPATTINAM | Bowl steriliser - Medium | C | [5 empty] | M.O.T |  |  |  |  | 10650 | 745.5 | WORKING
475 | NAGAPATTINAM | Sterilizer Medium (Instrument) | C | [5 empty] | M.O.T |  |  |  |  | 0 | 0 | working
476 | NAGAPATTINAM | Sterilizer Medium (Instrument) | C | [5 empty] | M.O.T |  |  |  |  | 0 | 0 | working
477 | NAGAPATTINAM | Sterilizer Medium (Instrument) | C | [5 empty] | M.O.T |  |  |  |  | 0 | 0 | working
478 | NAGAPATTINAM | X-ray Machine 300 mA | B |  |  | 1994-06-14 | Siemens-Pleophos D |  | X-Ray | TNHSP |  | 1994-06-14 | 1995-06-14 | 0 | 0 | TRANSFERRED TO GH-THARANGAMBADI
479 | NAGAPATTINAM | Sterilizer Medium (Instrument) | C | [5 empty] | M.O.T |  |  |  |  | 0 | 0 | working
480 | NAGAPATTINAM | Sterilizer Medium (Instrument) | C | [5 empty] | M.O.T |  |  |  |  | 0 | 0 | working
481 | NAGAPATTINAM | Sterilizer Medium (Instrument) | C | [5 empty] | M.O.T |  |  |  |  | 0 | 0 | working
482 | NAGAPATTINAM | Refrigerator | C | [5 empty] | M.O.T |  |  |  |  | 0 | 0 | working
483 | NAGAPATTINAM | Laryngoscope(Paediatric) | C | [5 empty] | M.O.T |  |  |  |  | 1875 | 131.25 | working
484 | NAGAPATTINAM | Laryngoscope(Paediatric) | C | [5 empty] | M.O.T |  |  |  |  | 1875 | 131.25 | working
485 | NAGAPATTINAM | Laryngoscope(Paediatric) | C | [5 empty] | M.O.T |  |  |  |  | 1875 | 131.25 | working
486 | NAGAPATTINAM | Laryngoscope(Paediatric) | C | [5 empty] | M.O.T |  |  |  |  | 1875 | 131.25 | working
487 | NAGAPATTINAM | Laryngoscope(Paediatric) | C | [5 empty] | M.O.T |  |  |  |  | 1875 | 131.25 | working
488 | NAGAPATTINAM | Laryngoscope(Paediatric) | C | [5 empty] | M.O.T |  |  |  |  | 1875 | 131.25 | working
489 | NAGAPATTINAM | X-ray Machine 60 mA(Mobile) | B |  |  | 1987-07-27 | GE-Stallion 60 |  | X-Ray | DMS |  | 1987-07-27 | 1988-07-27 | 90000 | 6300 | NOT WORKING
490 | NAGAPATTINAM | Laryngoscope(Adult) | C | [5 empty] | M.O.T |  |  |  |  | 770 | 53.9 | working
491 | NAGAPATTINAM | Laryngoscope(Adult) | C | [5 empty] | M.O.T |  |  |  |  | 770 | 53.9 | working
492 | NAGAPATTINAM | Laryngoscope(Adult) | C | [5 empty] | M.O.T |  |  |  |  | 770 | 53.9 | working
493 | NAGAPATTINAM | Laryngoscope(Adult) | C | [5 empty] | M.O.T |  |  |  |  | 770 | 53.9 | working
494 | NAGAPATTINAM | Laryngoscope(Adult) | C | [5 empty] | M.O.T |  |  |  |  | 770 | 53.9 | working
495 | NAGAPATTINAM | Laryngoscope(Adult) | C | [5 empty] | M.O.T |  |  |  |  | 770 | 53.9 | working
496 | NAGAPATTINAM | Laryngoscope(Adult) | C | [5 empty] | M.O.T |  |  |  |  | 770 | 53.9 | working
497 | NAGAPATTINAM | B.P.apparatus table model | C | [5 empty] | M.O.T |  |  |  |  | 2150 | 150.5 | WORKING
498 | NAGAPATTINAM | B.P.apparatus table model | C | [5 empty] | M.O.T |  |  |  |  | 2150 | 150.5 | WORKING
499 | NAGAPATTINAM | B.P.apparatus table model | C | [5 empty] | M.O.T |  |  |  |  | 2150 | 150.5 | WORKING
500 | NAGAPATTINAM | X-ray Machine 60 mA(Mobile) | B |  |  | 2005-12-01 | GE-Genius 60 |  | X-Ray | Donated-GE |  | 2005-12-01 | 2006-12-01 | 86000 | 6020 | NOT WORKING
501 | NAGAPATTINAM | B.P.apparatus stand model | C | [5 empty] | M.O.T |  |  |  |  | 1500 | 105 | WORKING
502 | NAGAPATTINAM | B.P.apparatus stand model | C | [5 empty] | M.O.T |  |  |  |  | 1500 | 105 | WORKING
503 | NAGAPATTINAM | Formaline dispenser | C | [5 empty] | M.O.T |  |  |  |  | 5450 | 381.5 | working
504 | NAGAPATTINAM | Formaline dispenser | C | [5 empty] | M.O.T |  |  |  |  | 5450 | 381.5 | working
505 | NAGAPATTINAM | Slit Lamp | C | [5 empty] | Eye Block |  |  |  |  | 0 | 0 | working
506 | NAGAPATTINAM | Slit Lamp | C | [5 empty] | Eye Block |  |  |  |  | 0 | 0 | working
507 | NAGAPATTINAM | Slit Lamp | C |  |  |  | Carl Zeiss |  | Eye Block | Donated |  |  |  | 0 | 0 | working
508 | NAGAPATTINAM | Slit Lamp | C |  |  |  | Carl Zeiss |  | Eye Block | Donated |  |  |  | 0 | 0 | working
509 | NAGAPATTINAM | Keratometer | B |  |  |  | KMS 6 |  | Eye Block |  |  |  |  | 25000 | 1750 | WORKING
510 | NAGAPATTINAM | X-ray Machine 30 mA(Mobile) | B |  |  | 2005-04-09 | Medico-P30 |  | X-Ray |  |  | 2005-04-09 | 2006-04-09 | 0 | 0 | CONDEMNED
511 | NAGAPATTINAM | Keratometer | B |  |  |  | KMS 6 |  | Eye Block |  |  |  |  | 25000 | 1750 | WORKING
512 | NAGAPATTINAM | A-Scan Biometer | B |  |  |  | Sonomark-SM 400P |  | Eye Block | DMS |  |  |  | 148000 | 10360 | WORKING
513 | NAGAPATTINAM | A-Scan Biometer | B |  |  |  | Sonomark-SM 400P |  | Eye Block | DMS |  |  |  | 148000 | 10360 | NOT WORKING
514 | NAGAPATTINAM | A-Scan Biometer | B |  |  |  | Sonomed-100A+ |  | Eye Block | Donated |  |  |  | 148000 | 10360 | NOT WORKING
515 | NAGAPATTINAM | A-Scan Biometer | B |  |  |  | Sonomed-100A+ |  | Eye Block | Donated |  |  |  | 148000 | 10360 | NOT WORKING
516 | NAGAPATTINAM | Opthalmoscope - Direct | C | [5 empty] | Eye Block |  |  |  |  | 0 | 0 | working
517 | NAGAPATTINAM | Opthalmoscope - Direct | C | [5 empty] | Eye Block |  |  |  |  | 0 | 0 | working
518 | NAGAPATTINAM | Opthalmoscope - Direct | C | [5 empty] | Eye Block |  |  |  |  | 0 | 0 | working
519 | NAGAPATTINAM | Opthalmoscope - Direct | C | [5 empty] | Eye Block |  |  |  |  | 0 | 0 | working
520 | NAGAPATTINAM | Opthalmoscope - Direct | C | [5 empty] | Eye Block |  |  |  |  | 0 | 0 | working
521 | NAGAPATTINAM | ECG machine ordinary | B | MICRO R |  | 2006-06-30 | Marks-Micro R | Solocrafts | ECG Room |  |  | 2006-06-30 | 2007-06-30 | 24000 | 1680 | WORKING
522 | NAGAPATTINAM | Opthalmoscope - Direct | C | [5 empty] | Eye Block |  |  |  |  | 0 | 0 | working
523 | NAGAPATTINAM | Opthalmoscope - Direct | C | [5 empty] | Eye Block |  |  |  |  | 0 | 0 | working
524 | NAGAPATTINAM | Bowl steriliser - Medium | C | [5 empty] | Eye Block |  |  |  |  | 10650 | 745.5 | WORKING
525 | NAGAPATTINAM | Electri centrifuger | C |  |  |  | Reliance-Reico |  | Eye Block |  |  |  |  | 5090 | 356.3 | working
526 | NAGAPATTINAM | Auto Clave HP Vertical (2 bin) | C | [5 empty] | Eye Block |  |  |  |  | 29800 | 2086 | WORKING
527 | NAGAPATTINAM | Autoclave Mini | B | [5 empty] | Eye Block |  |  |  |  | 4888 | 342.16 | WORKING
528 | NAGAPATTINAM | Sterilizer Medium (Instrument) | C | [5 empty] | Eye Block |  |  |  |  | 0 | 0 | working
529 | NAGAPATTINAM | Sterilizer Medium (Instrument) | C | [5 empty] | Eye Block |  |  |  |  | 0 | 0 | working
530 | NAGAPATTINAM | Sterilizer Medium (Instrument) | C | [5 empty] | Eye Block |  |  |  |  | 0 | 0 | working
531 | NAGAPATTINAM | Sterilizer Medium (Instrument) | C | [5 empty] | Eye Block |  |  |  |  | 0 | 0 | working
532 | NAGAPATTINAM | ECG machine ordinary | B |  |  |  | Cardiart |  | ECG Room |  |  |  |  | 0 |  | CONDEMNED
533 | NAGAPATTINAM | Sterilizer Medium (Instrument) | C | [5 empty] | Eye Block |  |  |  |  | 0 | 0 | working
534 | NAGAPATTINAM | Sterilizer Medium (Instrument) | C | [5 empty] | Eye Block |  |  |  |  | 0 | 0 | working
535 | NAGAPATTINAM | Sterilizer Medium (Instrument) | C | [5 empty] | Eye Block |  |  |  |  | 0 | 0 | working
536 | NAGAPATTINAM | Sterilizer Medium (Instrument) | C | [5 empty] | Eye Block |  |  |  |  | 0 | 0 | working
537 | NAGAPATTINAM | Sterilizer Medium (Instrument) | C | [5 empty] | Eye Block |  |  |  |  | 0 | 0 | working
538 | NAGAPATTINAM | Operating Microscope (ENT) | B |  |  |  | Carl Zeiss |  | Eye Block | Donated |  |  |  | 0 | 0 | working
539 | NAGAPATTINAM | Operating Microscope (ENT) | B |  |  |  | Carl Zeiss |  | Eye Block | Donated |  |  |  | 0 | 0 | working
540 | NAGAPATTINAM | Operating Microscope (ENT) | B |  |  |  | Appasamy |  | Eye Block |  |  |  |  | 0 | 0 | working
541 | NAGAPATTINAM | Operating Microscope (ENT) | B |  |  |  | Ascon |  | Eye Block |  |  |  |  | 0 | 0 | working
542 | NAGAPATTINAM | Operation Table Hydraulic Major | B2 | [5 empty] | Eye Block |  |  |  |  | 0 | 0 | working
543 | NAGAPATTINAM | Suction Apparatus - Electrical | C |  |  | 2006-12-29 |  |  | OT | TNHSP |  | 2006-12-29 | 2007-12-29 | 0 | 0 | working
544 | NAGAPATTINAM | ECG machine ordinary | B |  |  |  | Cardiomin |  | ECG Room |  |  |  |  | 0 |  | CONDEMNED
545 | NAGAPATTINAM | Operation Table Hydraulic Major | B2 | [5 empty] | Eye Block |  |  |  |  | 0 | 0 | working
546 | NAGAPATTINAM | Pulse Oximeter | B | STELLAR P |  |  | LandT-Stellar |  | Eye Block |  |  |  |  | 0 | 0 | working
547 | NAGAPATTINAM | Pulse Oximeter | B | STELLAR P |  |  | LandT-Stellar |  | Eye Block |  |  |  |  | 0 | 0 | working
548 | NAGAPATTINAM | PhacoEmulsification Unit | C | [5 empty] | Eye Block | Donated |  |  |  | 0 | 0 | working
549 | NAGAPATTINAM | Victrectomy Set | C |  |  |  | JEW-15~16 |  | Eye Block |  |  |  |  | 0 | 0 | working
550 | NAGAPATTINAM | Victrectomy Set | C |  |  |  | JEW-15~16 |  | Eye Block |  |  |  |  | 0 | 0 | working
551 | NAGAPATTINAM | Boyles Apparatus with Fluotec and circle absorber | B |  |  |  | Drager-Pedius C |  | Eye Block |  |  |  |  | 126000 | 8820 | WORKING
552 | NAGAPATTINAM | Laryngoscope(Adult) | C | [5 empty] | Eye Block |  |  |  |  | 770 | 53.9 | working
553 | NAGAPATTINAM | Diathermy Machine (Electric Cautery) | B |  |  |  | ACC 001( Micro Surgical ) |  | Eye Block |  |  |  |  | 18000 | 1260 | working
554 | NAGAPATTINAM | Shadowless Lamp stand model | B | [5 empty] | Eye Block |  |  |  |  | 0 | 0 | working
555 | NAGAPATTINAM | ECG machine ordinary | B | BPL-108T-MK IV |  |  | BPL-108T-MK IV |  | ECG Room |  |  |  |  | 0 |  | CONDEMNED
556 | NAGAPATTINAM | Shadowless Lamp stand model | B | [5 empty] | Eye Block |  |  |  |  | 0 | 0 | working
557 | NAGAPATTINAM | B.P.apparatus table model | C | [5 empty] | Eye Block |  |  |  |  | 2150 | 150.5 | WORKING
558 | NAGAPATTINAM | B.P.apparatus table model | C | [5 empty] | Eye Block |  |  |  |  | 2150 | 150.5 | WORKING
559 | NAGAPATTINAM | B.P.apparatus table model | C | [5 empty] | Eye Block |  |  |  |  | 2150 | 150.5 | WORKING
560 | NAGAPATTINAM | B.P.apparatus stand model | C | [5 empty] | Eye Block |  |  |  |  | 1500 | 105 | WORKING
561 | NAGAPATTINAM | B.P.apparatus stand model | C | [5 empty] | Eye Block |  |  |  |  | 1500 | 105 | WORKING
562 | NAGAPATTINAM | B.P.apparatus stand model | C | [5 empty] | Eye Block |  |  |  |  | 1500 | 105 | WORKING
563 | NAGAPATTINAM | Formaline dispenser | C | [5 empty] | Eye Block |  |  |  |  | 5450 | 381.5 | working
564 | NAGAPATTINAM | B.P.apparatus table model | C | [5 empty] | Eye Block |  |  |  |  | 2150 | 150.5 | WORKING
565 | NAGAPATTINAM | Yag Laser | C |  |  |  | Nidek-YC 1600~Japan |  | Eye Block |  |  |  |  | 0 | 0 | CONDEMNED
566 | NAGAPATTINAM | ECG machine ordinary | B | BPL-108T-MK IV |  |  | BPL-108T-MK IV |  | ECG Room |  |  |  |  | 0 |  | CONDEMNED
567 | NAGAPATTINAM | Ultra Sonogram -MOBILE | B | Fukuda-UF 4500N |  |  | Fukuda-UF 4500N | Kody Elcot | AE Ward |  |  |  |  | 0 | 0 | working
568 | NAGAPATTINAM | Ultra Sonogram -MOBILE | B | Shima Sonic-SDL-32C |  |  | Shima Sonic-SDL-32C |  | AE Ward |  |  |  |  | 0 | 0 | working
569 | NAGAPATTINAM | Ultra Sonogram -MOBILE | B | LandT-Sonata |  |  | LandT-Sonata |  | AE Ward |  |  |  |  | 0 | 0 | working
570 | NAGAPATTINAM | Ultra Sonogram -MOBILE | B | LandT-Sonata |  |  | LandT-Sonata |  | AE Ward |  |  |  |  | 0 | 0 | working
571 | NAGAPATTINAM | Refrigerator | C | [5 empty] | AE Ward |  |  |  |  | 0 | 0 | working
572 | NAGAPATTINAM | Refrigerator | C | [5 empty] | AE Ward |  |  |  |  | 0 | 0 | working
573 | NAGAPATTINAM | Refrigerator | C | [5 empty] | AE Ward |  |  |  |  | 0 | 0 | working
574 | NAGAPATTINAM | Refrigerator | C | [5 empty] | AE Ward |  |  |  |  | 0 | 0 | working
575 | NAGAPATTINAM | Ventilators (Adult) | B | T-Bird |  |  | T-Bird |  | AE Ward |  |  |  |  | 0 | 0 | working
576 | NAGAPATTINAM | Ventilators (Adult) | B | Puritton and Bennett |  |  | Puritton and Bennett |  | AE Ward |  |  |  |  | 0 | 0 | working
577 | NAGAPATTINAM | ECG machine ordinary | B | BPL-108T-MK IV |  |  | BPL-108T-MK IV |  | ECG Room |  |  |  |  | 0 |  | CONDEMNED
578 | NAGAPATTINAM | Ventilators (Adult) | B | Takaoka |  |  | Takaoka |  | AE Ward |  |  |  |  | 0 | 0 | working
579 | NAGAPATTINAM | B.P.apparatus table model | C | [5 empty] | AE Ward |  |  |  |  | 2150 | 150.5 | WORKING
580 | NAGAPATTINAM | B.P.apparatus table model | C | [5 empty] | AE Ward |  |  |  |  | 2150 | 150.5 | WORKING
581 | NAGAPATTINAM | B.P.apparatus table model | C | [5 empty] | AE Ward |  |  |  |  | 2150 | 150.5 | WORKING
582 | NAGAPATTINAM | B.P.apparatus table model | C | [5 empty] | AE Ward |  |  |  |  | 2150 | 150.5 | WORKING
583 | NAGAPATTINAM | B.P.apparatus table model | C | [5 empty] | AE Ward |  |  |  |  | 2150 | 150.5 | WORKING
584 | NAGAPATTINAM | B.P.apparatus stand model | C | [5 empty] | AE Ward |  |  |  |  | 1500 | 105 | WORKING
585 | NAGAPATTINAM | B.P.apparatus stand model | C | [5 empty] | AE Ward |  |  |  |  | 1500 | 105 | WORKING
586 | NAGAPATTINAM | Suction Apparatus - Electrical | C | [5 empty] | AE Ward |  |  |  |  | 0 | 0 | working
587 | NAGAPATTINAM | Suction Apparatus - Electrical | C | [5 empty] | AE Ward |  |  |  |  | 0 | 0 | working
588 | NAGAPATTINAM | ECG machine ordinary | B | BPL-108T-MK V |  |  | BPL-108T-MK V |  | ECG Room |  |  |  |  | 0 |  | CONDEMNED
589 | NAGAPATTINAM | Needle destroyer / Syringe Destroyer | C | Microsil |  |  | Microsil |  | AE Ward |  |  |  |  | 0 | 0 | working
590 | NAGAPATTINAM | Pulse Oximeter | B | LandT-Stellar |  |  | LandT-Stellar |  | AE Ward |  |  |  |  | 0 | 0 | working
591 | NAGAPATTINAM | Pulse Oximeter | B | LandT-Stellar |  |  | LandT-Stellar |  | AE Ward |  |  |  |  | 0 | 0 | working
592 | NAGAPATTINAM | Nebuliser Adult | C |  |  |  | Flowneb |  | AE Ward |  |  |  |  | 2200 | 154 | WORKING
593 | NAGAPATTINAM | Sterilizer Medium (Instrument) | C | [5 empty] | AE Ward |  |  |  |  | 0 | 0 | working
594 | NAGAPATTINAM | Sterilizer Medium (Instrument) | C | [5 empty] | AE Ward |  |  |  |  | 0 | 0 | working
595 | NAGAPATTINAM | Suction Apparatus - Electrical | C | [5 empty] | AE Ward |  |  |  |  | 0 | 0 | working
596 | NAGAPATTINAM | Suction Apparatus - Electrical | C | [5 empty] | AE Ward |  |  |  |  | 0 | 0 | working
597 | NAGAPATTINAM | Suction Apparatus - Electrical | C | [5 empty] | AE Ward |  |  |  |  | 0 | 0 | working
598 | NAGAPATTINAM | B.P.apparatus stand model | C | [5 empty] | ICCU |  |  |  |  | 1500 | 105 | WORKING
599 | NAGAPATTINAM | ECG machine ordinary | B | BPL-108T-MK VII |  |  | BPL-108T-MK VII |  | ECG Room |  |  |  |  | 0 |  | CONDEMNED
600 | NAGAPATTINAM | B.P.apparatus dial model | C | [5 empty] | ICCU |  |  |  |  | 2370 |  | CONDEMNED
601 | NAGAPATTINAM | B.P.apparatus dial model | C | [5 empty] | ICCU |  |  |  |  | 2370 |  | CONDEMNED
602 | NAGAPATTINAM | B.P.apparatus table model | C | [5 empty] | ICCU |  |  |  |  | 2150 | 150.5 | WORKING
603 | NAGAPATTINAM | B.P.apparatus table model | C | [5 empty] | ICCU |  |  |  |  | 2150 | 150.5 | WORKING
604 | NAGAPATTINAM | B.P.apparatus table model | C | [5 empty] | ICCU |  |  |  |  | 2150 | 150.5 | WORKING
605 | NAGAPATTINAM | B.P.apparatus table model | C | [5 empty] | ICCU |  |  |  |  | 2150 | 150.5 | WORKING
606 | NAGAPATTINAM | Infusion pump | C | Terumo-TE 112 |  |  | Terumo-TE 112 |  | ICCU |  |  |  |  | 23750 | 1662.5 | WORKING
607 | NAGAPATTINAM | Infusion pump | C | Terumo-TE 112 |  |  | Terumo-TE 112 |  | ICCU |  |  |  |  | 23750 | 1662.5 | WORKING
608 | NAGAPATTINAM | Infusion pump | C | Terumo-TE 112 |  |  | Terumo-TE 112 |  | ICCU |  |  |  |  | 23750 | 1662.5 | WORKING
609 | NAGAPATTINAM | ECG machine ordinary | B | [5 empty] | ECG Room |  |  |  |  | 0 |  | CONDEMNED
610 | NAGAPATTINAM | Infusion pump | C | Terumo-TE 112 |  |  | Terumo-TE 112 |  | ICCU |  |  |  |  | 23750 | 1662.5 | WORKING
611 | NAGAPATTINAM | Infusion pump | C | Terumo-TE 112 |  |  | Terumo-TE 112 |  | ICCU |  |  |  |  | 23750 | 1662.5 | WORKING
612 | NAGAPATTINAM | Infusion pump | C | Terumo-TE 112 |  |  | Terumo-TE 112 |  | ICCU |  |  |  |  | 23750 | 1662.5 | WORKING
613 | NAGAPATTINAM | Cardiac Monitor with defibrillator | C | Schiller-Cardio Plus |  |  | Schiller-Cardio Plus |  | ICCU |  |  |  |  | 169840 | 11888.8 | working
614 | NAGAPATTINAM | Cardiac Monitor with defibrillator | C | Schiller-Cardio Plus |  |  | Schiller-Cardio Plus |  | ICCU |  |  |  |  | 0 |  | CONDEMNED
615 | NAGAPATTINAM | Cardiac Monitor with defibrillator | C | Nihon Kohden-Cardio Life |  |  | Nihon Kohden-Cardio Life | Trivitron | ICCU |  |  |  |  | 0 |  | MULTIPLE ENTRY
616 | NAGAPATTINAM | Multi Para Monitor | B | Nihon Kohden-Life Scope-BSM 2301K |  |  | Nihon Kohden-Life Scope-BSM 2301K |  | ICCU |  |  |  |  | 151200 | 10584 | WORKING
617 | NAGAPATTINAM | Multi Para Monitor | B | Nihon Kohden-Life Scope-BSM 2301K |  |  | Nihon Kohden-Life Scope-BSM 2301K |  | ICCU |  |  |  |  | 151200 | 10584 | WORKING
618 | NAGAPATTINAM | Multi Para Monitor | B | Nihon Kohden-Life Scope-BSM 2301K |  |  | Nihon Kohden-Life Scope-BSM 2301K |  | ICCU |  |  |  |  | 151200 | 10584 | WORKING
619 | NAGAPATTINAM | Multi Para Monitor | B | Nihon Kohden-Life Scope-BSM 2301K |  |  | Nihon Kohden-Life Scope-BSM 2301K |  | ICCU |  |  |  |  | 151200 | 10584 | WORKING
620 | NAGAPATTINAM | ECG machine ordinary | B |  |  | 2006-03-17 |  |  | ECG Room | Unicef |  | 2006-03-17 | 2007-03-17 | 0 |  | CONDEMNED
621 | NAGAPATTINAM | Pulse Oximeter | B | LandT-Stellar |  |  | LandT-Stellar |  | ICCU |  |  |  |  | 0 | 0 | working
622 | NAGAPATTINAM | Pulse Oximeter | B | Nelcor-N 550 |  |  | Nelcor-N 550 |  | ICCU |  |  |  |  | 0 | 0 | working
623 | NAGAPATTINAM | Cardiac Monitor | C |  |  |  | Silicon Labs-Cardio 2800 |  | ICCU |  |  |  |  | 27000 | 1890 | WORKING
624 | NAGAPATTINAM | Cardiac Monitor | C |  |  |  | LandT-Micromon |  | ICCU |  |  |  |  | 27000 | 1890 | WORKING
625 | NAGAPATTINAM | Refrigerator | C | [5 empty] | ICCU |  |  |  |  | 0 | 0 | working
626 | NAGAPATTINAM | ECG machine ordinary | B | Marks-Micro R |  |  | Marks-Micro R |  | ICCU |  |  |  |  | 0 |  | CONDEMNED
627 | NAGAPATTINAM | Suction Apparatus - Electrical | C | [5 empty] | ICCU |  |  |  |  | 0 | 0 | working
628 | NAGAPATTINAM | Laryngoscope(Adult) | C | [5 empty] | ICCU |  |  |  |  | 770 | 53.9 | working
629 | NAGAPATTINAM | Ventilators (Adult) | B | T-Bird-VSO2 |  |  | T-Bird-VSO2 |  | ICCU |  |  |  |  | 0 | 0 | working
630 | NAGAPATTINAM | Syringe Pump | B | Terumo-TE 331 |  |  | Terumo-TE 331 |  | ICCU |  |  |  |  | 0 | 0 | working
631 | NAGAPATTINAM | ECG machine ordinary | B |  |  | 2006-03-17 |  |  | ECG Room | Unicef |  | 2006-03-17 | 2007-03-17 | 0 |  | CONDEMNED
632 | NAGAPATTINAM | Syringe Pump | B | Terumo-TE 331 |  |  | Terumo-TE 331 |  | ICCU |  |  |  |  | 0 | 0 | working
633 | NAGAPATTINAM | Multi Para Monitor | B | Bio Sys -BPM 300 |  |  | Bio Sys -BPM 300 |  | ICCU |  |  |  |  | 151200 | 10584 | WORKING
634 | NAGAPATTINAM | Multi Para Monitor | B | Data Scope-Spectrum |  |  | Data Scope-Spectrum |  | ICCU |  |  |  |  | 151200 | 10584 | WORKING
635 | NAGAPATTINAM | B.P.apparatus table model | C | [5 empty] | General OP |  |  |  |  | 2150 | 150.5 | WORKING
636 | NAGAPATTINAM | B.P.apparatus table model | C | [5 empty] | General OP |  |  |  |  | 2150 | 150.5 | WORKING
637 | NAGAPATTINAM | B.P.apparatus table model | C | [5 empty] | General OP |  |  |  |  | 2150 | 150.5 | WORKING
638 | NAGAPATTINAM | B.P.apparatus table model | C | [5 empty] | General OP |  |  |  |  | 2150 | 150.5 | WORKING
639 | NAGAPATTINAM | B.P.apparatus table model | C | [5 empty] | General OP |  |  |  |  | 2150 | 150.5 | WORKING
640 | NAGAPATTINAM | B.P.apparatus table model | C | [5 empty] | General OP |  |  |  |  | 2150 | 150.5 | WORKING
641 | NAGAPATTINAM | B.P.apparatus table model | C | [5 empty] | General OP |  |  |  |  | 2150 | 150.5 | WORKING
642 | NAGAPATTINAM | ECG machine ordinary | B |  |  | 2006-03-17 |  |  | ECG Room | Unicef |  | 2006-03-17 | 2007-03-17 | 0 |  | CONDEMNED
643 | NAGAPATTINAM | B.P.apparatus table model | C | [5 empty] | General OP |  |  |  |  | 2150 | 150.5 | WORKING
644 | NAGAPATTINAM | B.P.apparatus table model | C | [5 empty] | General OP |  |  |  |  | 2150 | 150.5 | WORKING
645 | NAGAPATTINAM | B.P.apparatus table model | C | [5 empty] | General OP |  |  |  |  | 2150 | 150.5 | WORKING
646 | NAGAPATTINAM | B.P.apparatus table model | C | [5 empty] | General OP |  |  |  |  | 2150 | 150.5 | WORKING
647 | NAGAPATTINAM | B.P.apparatus stand model | C | [5 empty] | General OP |  |  |  |  | 1500 | 105 | WORKING
648 | NAGAPATTINAM | B.P.apparatus stand model | C | [5 empty] | General OP |  |  |  |  | 1500 | 105 | WORKING
649 | NAGAPATTINAM | B.P.apparatus stand model | C | [5 empty] | General OP |  |  |  |  | 1500 | 105 | WORKING
650 | NAGAPATTINAM | B.P.apparatus stand model | C | [5 empty] | General OP |  |  |  |  | 1500 | 105 | WORKING
651 | NAGAPATTINAM | B.P.apparatus stand model | C | [5 empty] | General OP |  |  |  |  | 1500 | 105 | WORKING
652 | NAGAPATTINAM | B.P.apparatus stand model | C | [5 empty] | General OP |  |  |  |  | 1500 | 105 | WORKING
653 | NAGAPATTINAM | Suction Apparatus - Electrical | C |  |  | 2006-12-29 |  |  | OT | TNHSP |  | 2006-12-29 | 2007-12-29 | 0 | 0 | working
654 | NAGAPATTINAM | ECG machine ordinary | B |  |  | 2006-03-17 |  |  | ECG Room | Unicef |  | 2006-03-17 | 2007-03-17 | 0 |  | CONDEMNED
655 | NAGAPATTINAM | B.P.apparatus stand model | C | [5 empty] | General OP |  |  |  |  | 1500 | 105 | WORKING
656 | NAGAPATTINAM | B.P.apparatus stand model | C | [5 empty] | General OP |  |  |  |  | 1500 | 105 | WORKING
657 | NAGAPATTINAM | B.P.apparatus stand model | C | [5 empty] | General OP |  |  |  |  | 1500 | 105 | WORKING
658 | NAGAPATTINAM | B.P.apparatus stand model | C | [5 empty] | General OP |  |  |  |  | 1500 | 105 | WORKING
659 | NAGAPATTINAM | ECG machine computerized | B | BPL-6108T |  | 2006-03-17 | BPL-6108T | Pinnacle Products~Pondy | ECG Room | Unicef |  | 2006-03-17 | 2007-03-17 | 0 |  | CONDEMNED
660 | NAGAPATTINAM | Ice Lined Refrigerator | C |  |  |  | Vest frost |  | General OP |  |  |  |  | 40000 | 2800 | WORKING
661 | NAGAPATTINAM | Sterilizer Medium (Instrument) | C | [5 empty] | General OP |  |  |  |  | 0 | 0 | working
662 | NAGAPATTINAM | Sterilizer Medium (Instrument) | C | [5 empty] | General OP |  |  |  |  | 0 | 0 | working
663 | NAGAPATTINAM | Glucometer | C |  |  |  | LG-Flatron |  | Gynaec OP |  |  |  |  | 0 |  | CONDEMNED
664 | NAGAPATTINAM | Glucometer | C |  |  |  | Sansui |  | Councelling Center |  |  |  |  | 0 |  | CONDEMNED
665 | NAGAPATTINAM | ECG machine computerized | B | BPL-6108T |  | 2005-11-18 | BPL-6108T |  | ECG Room |  |  | 2005-11-18 | 2006-11-18 | 0 |  | CONDEMNED
666 | NAGAPATTINAM | B.P.apparatus table model | C | [5 empty] | FM Ward |  |  |  |  | 2150 | 150.5 | WORKING
667 | NAGAPATTINAM | B.P.apparatus table model | C | [5 empty] | FM Ward |  |  |  |  | 2150 | 150.5 | WORKING
668 | NAGAPATTINAM | B.P.apparatus stand model | C | [5 empty] | FM Ward |  |  |  |  | 1500 | 105 | WORKING
669 | NAGAPATTINAM | B.P.apparatus stand model | C | [5 empty] | FM Ward |  |  |  |  | 1500 | 105 | WORKING
670 | NAGAPATTINAM | Suction Apparatus - Electrical | C |  |  |  | MC Dalal |  | FM Ward | Unicef |  |  |  | 0 | 0 | working
671 | NAGAPATTINAM | B.P.apparatus stand model | C | [5 empty] | MM-1 Ward |  |  |  |  | 1500 | 105 | WORKING
672 | NAGAPATTINAM | B.P.apparatus stand model | C | [5 empty] | MM-1 Ward |  |  |  |  | 1500 | 105 | WORKING
673 | NAGAPATTINAM | B.P.apparatus table model | C | [5 empty] | MM-1 Ward |  |  |  |  | 2150 | 150.5 | WORKING
674 | NAGAPATTINAM | B.P.apparatus table model | C | [5 empty] | MM-1 Ward |  |  |  |  | 2150 | 150.5 | WORKING
675 | NAGAPATTINAM | ECG machine computerized | B | HP- Page Writer 100 |  | 1997-05-30 | HP- Page Writer 100 |  | ECG Room | DMS |  | 1997-05-30 | 1998-05-30 | 0 |  | CONDEMNED
676 | NAGAPATTINAM | Suction Apparatus - Electrical | C | [5 empty] | MM-1 Ward |  |  |  |  | 0 | 0 | working
677 | NAGAPATTINAM | B.P.apparatus stand model | C | [5 empty] | P.OP(30) Ward |  |  |  |  | 1500 | 105 | WORKING
678 | NAGAPATTINAM | B.P.apparatus stand model | C | [5 empty] | P.OP(30) Ward |  |  |  |  | 1500 | 105 | WORKING
679 | NAGAPATTINAM | B.P.apparatus dial model | C | [5 empty] | P.OP(30) Ward |  |  |  |  | 2370 |  | CONDEMNED
680 | NAGAPATTINAM | B.P.apparatus dial model | C | [5 empty] | PP Ward |  |  |  |  | 2370 |  | CONDEMNED
681 | NAGAPATTINAM | B.P.apparatus table model | C | [5 empty] | MS-1 Ward |  |  |  |  | 2150 | 150.5 | WORKING
682 | NAGAPATTINAM | B.P.apparatus table model | C | [5 empty] | MS-1 Ward |  |  |  |  | 2150 | 150.5 | WORKING
683 | NAGAPATTINAM | B.P.apparatus table model | C | [5 empty] | MS-1 Ward |  |  |  |  | 2150 | 150.5 | WORKING
684 | NAGAPATTINAM | B.P.apparatus table model | C | [5 empty] | MS-1 Ward |  |  |  |  | 2150 | 150.5 | WORKING
685 | NAGAPATTINAM | Sterilizer Medium (Instrument) | C | [5 empty] | MS-1 Ward |  |  |  |  | 0 | 0 | working
686 | NAGAPATTINAM | Dental Unit with motor for dental OP | B2 | Confident |  |  | Confident | Confident | Dental OP |  |  |  |  | 103168 | 7221.76 | WORKING
687 | NAGAPATTINAM | Suction Apparatus - Electrical | C |  |  |  |  | Confident-Uniqueclave-C79 | MS-1 Ward |  |  |  |  | 0 | 0 | working
688 | NAGAPATTINAM | Suction Apparatus - Electrical | C | [5 empty] | MS-1 Ward |  |  |  |  | 0 | 0 | working
689 | NAGAPATTINAM | Suction Apparatus - Electrical | C | [5 empty] | MS-1 Ward |  |  |  |  | 0 | 0 | working
690 | NAGAPATTINAM | Suction Apparatus - Electrical | C | [5 empty] | MS-1 Ward |  |  |  |  | 0 | 0 | working
691 | NAGAPATTINAM | Pulse Oximeter | B | LandT-Stellar |  |  | LandT-Stellar |  | MS-1 Ward |  |  |  |  | 0 | 0 | working
692 | NAGAPATTINAM | C.T. Scan Muilty Slice | A |  |  |  | GE-Sytec Sri |  | CT Scan Room |  |  |  |  | 10000000 | 700000 | WORKING
693 | NAGAPATTINAM | Diathermy Machine (Electric Cautery) | B |  |  | 2007-05-07 | MHS Medicare-Mx250 | Jupiter | Store | DMS |  | 2007-05-07 | 2008-05-07 | 18000 | 1260 | working
694 | NAGAPATTINAM | Diathermy Machine (Electric Cautery) | B |  |  | 2007-05-07 | MHS Medicare-Mx250 | Jupiter | Store | DMS |  | 2007-05-07 | 2008-05-07 | 18000 | 1260 | working
695 | NAGAPATTINAM | Pulse Oximeter | B |  |  | 2006-02-28 |  |  | Store | Donated-Unicef |  | 2006-02-28 | 2007-02-28 | 0 | 0 | working
696 | NAGAPATTINAM | Dental Autoclave | C | Confident-Uniqueclave-C79 |  |  | Confident-Uniqueclave-C79 | Confident-Uniqueclave-C79 | Dental OP |  |  |  |  | 0 |  | CONDEMNED
697 | NAGAPATTINAM | Cardiac Monitor | C |  |  |  | Silicon Labs-Cardio 2800 |  | Store | Tsunami |  |  |  | 27000 | 1890 | WORKING
698 | NAGAPATTINAM | Cardiac Monitor | C |  |  |  | Silicon Labs-Cardio 2800 |  | Store | Tsunami |  |  |  | 27000 | 1890 | WORKING
699 | NAGAPATTINAM | Nebuliser Adult | C |  |  | 2006-03-17 | Medel |  | OP |  |  | 2006-03-17 | 2007-03-17 | 2200 | 154 | WORKING
700 | NAGAPATTINAM | Nebuliser Adult | C |  |  | 2006-03-17 | Medel |  | OP |  |  | 2006-03-17 | 2007-03-17 | 2200 | 154 | WORKING
701 | NAGAPATTINAM | Nebuliser Adult | C |  |  | 2005-06-16 | Devilbiss |  | OP |  |  | 2005-06-16 | 2006-06-16 | 2200 | 154 | WORKING
702 | NAGAPATTINAM | Nebuliser Adult | C |  |  | 2006-09-26 | Ready mist |  | OP |  |  | 2006-09-26 | 2007-09-26 | 2200 | 154 | WORKING
703 | NAGAPATTINAM | Nebuliser Adult | C |  |  | 2006-09-26 | Ready mist |  | OP |  |  | 2006-09-26 | 2007-09-26 | 2200 | 154 | WORKING
704 | NAGAPATTINAM | Alpha Bed with motor | C | [5 empty] | Store | GH-Tharangambadi |  |  |  | 7760 | 543.2 | WORKING
705 | NAGAPATTINAM | Alpha Bed with motor | C | [5 empty] | Store | GH-Tharangambadi |  |  |  | 7760 | 543.2 | WORKING
706 | NAGAPATTINAM | Alpha Bed with motor | C |  |  | 2003-08-08 | Dynacare |  | Store |  |  | 2003-08-08 | 2004-08-08 | 7760 | 543.2 | WORKING
707 | NAGAPATTINAM | Dental X ray machine | C | [5 empty] | Dental OP |  |  |  |  | 52262 |  | CONDEMNED
708 | NAGAPATTINAM | Alpha Bed with motor | C |  |  | 2003-08-08 | Dynacare |  | Store |  |  | 2003-08-08 | 2004-08-08 | 7760 | 543.2 | WORKING
709 | NAGAPATTINAM | Alpha Bed with motor | C |  |  | 2003-08-08 | Dynacare |  | Store |  |  | 2003-08-08 | 2004-08-08 | 7760 | 543.2 | WORKING
710 | NAGAPATTINAM | Alpha Bed with motor | C |  |  | 2007-05-07 | Apex-Oasis 1000 | Jupiter | Store |  |  | 2007-05-07 | 2008-05-07 | 6600 | 462 | WORKING
711 | NAGAPATTINAM | Alpha Bed with motor | C |  |  | 2007-05-07 | Apex-Oasis 1000 | Jupiter | Store |  |  | 2007-05-07 | 2008-05-07 | 6600 | 462 | WORKING
712 | NAGAPATTINAM | Alpha Bed with motor | C | NGT/GH/014 | NGT/GH/014 | 2007-05-07 | Apex-Oasis 1000 | Jupiter | KAZHAINER KAPPITU THITTAM |  |  | 2010-04-05 | 2008-05-07 | 6600 | 462 | WORKING
713 | NAGAPATTINAM | Syringe Pump | B | AKAS-404 |  | 2007-12-04 | AKAS-404 |  | Store |  |  | 2007-12-04 | 2008-12-04 | 0 | 0 | working
714 | NAGAPATTINAM | Syringe Pump | B | AKAS-404 |  | 2007-12-04 | AKAS-404 |  | Store |  |  | 2007-12-04 | 2008-12-04 | 0 | 0 | working
715 | NAGAPATTINAM | Sterilizer Medium (Instrument) | C | Bayer-RA 50 |  |  |  |  | Dental OP |  |  |  |  | 0 | 0 | working
716 | NAGAPATTINAM | Infusion pump | C | AKAS-infu300 |  | 2007-12-04 | AKAS-infu300 |  | Store |  |  | 2007-12-04 | 2008-12-04 | 23750 | 1662.5 | WORKING
717 | NAGAPATTINAM | Infusion pump | C | AKAS-infu300 |  | 2007-12-04 | AKAS-infu300 |  | Store |  |  | 2007-12-04 | 2008-12-04 | 23750 | 1662.5 | WORKING
718 | NAGAPATTINAM | Suction Apparatus - Foot operated | B | [5 empty] | OP |  |  |  |  | 0 | 0 | working
719 | NAGAPATTINAM | Suction Apparatus - Foot operated | B | [5 empty] | OT |  |  |  |  | 0 | 0 | working
720 | NAGAPATTINAM | Suction Apparatus - Foot operated | B | [5 empty] | OT |  |  |  |  | 0 | 0 | working
721 | NAGAPATTINAM | Suction Apparatus - Foot operated | B | [5 empty] | OT |  |  |  |  | 0 | 0 | working
722 | NAGAPATTINAM | Suction Apparatus - Foot operated | B | [5 empty] | OT |  |  |  |  | 0 | 0 | working
723 | NAGAPATTINAM | Suction Apparatus - Foot operated | B | [5 empty] | OT |  |  |  |  | 0 | 0 | working
724 | NAGAPATTINAM | Suction Apparatus - Electrical | C | [5 empty] | OT |  |  |  |  | 0 | 0 | working
725 | NAGAPATTINAM | Multi Para Monitor | B | Silicon Lab-XL MON |  |  | Silicon Lab-XL MON |  | OT |  |  |  |  | 151200 | 10584 | WORKING
726 | NAGAPATTINAM | Dental Chair | B2 | Erba-Chem5+ |  |  |  |  | Dental OP |  |  |  |  | 0 |  | WRONG ENTRY
727 | NAGAPATTINAM | Focus lamp Ordinary | C | [5 empty] | L.WARD |  |  |  |  | 12450 | 871.5 | working
728 | NAGAPATTINAM | Focus lamp Ordinary | C | [5 empty] | L.WARD |  |  |  |  | 12450 | 871.5 | working
729 | NAGAPATTINAM | Focus lamp Ordinary | C | [5 empty] | L.WARD |  |  |  |  | 12450 | 871.5 | working
730 | NAGAPATTINAM | Focus lamp Ordinary | C | [5 empty] | L.WARD |  |  |  |  | 12450 | 871.5 | working
731 | NAGAPATTINAM | Wax Bath / Wax Tub | C |  |  | 2007-03-24 |  |  | Store |  |  | 2007-03-24 | 2008-03-24 | 0 | 0 | working
732 | NAGAPATTINAM | Suction Apparatus - Electrical | C | [5 empty] | Store |  |  |  |  | 0 | 0 | working
733 | NAGAPATTINAM | Suction Apparatus - Electrical | C | [5 empty] | Store |  |  |  |  | 0 | 0 | working
734 | NAGAPATTINAM | Suction Apparatus - Electrical | C | [5 empty] | Store |  |  |  |  | 0 | 0 | working
735 | NAGAPATTINAM | Suction Apparatus - Electrical | C | [5 empty] | Store |  |  |  |  | 0 | 0 | working
736 | NAGAPATTINAM | Suction Apparatus - Electrical | C | [5 empty] | Store |  |  |  |  | 0 | 0 | working
737 | NAGAPATTINAM | Dental Unit with motor for dental OP | B2 | [5 empty] | Dental OP |  |  |  |  | 0 |  | CONDEMNED
738 | NAGAPATTINAM | Suction Apparatus - Electrical | C | [5 empty] | Store |  |  |  |  | 0 | 0 | working
739 | NAGAPATTINAM | Electri centrifuger | C |  |  | 2007-01-25 | Solocraft |  | LABORATORY |  |  | 2007-01-25 | 2008-01-25 | 5090 | 356.3 | working
740 | NAGAPATTINAM | Suction Apparatus - Electrical | C |  |  | 2006-12-29 |  |  | OT | TNHSP |  | 2006-12-29 | 2007-12-29 | 0 | 0 | working
741 | NAGAPATTINAM | Semi auto analyser | B2 |  |  |  | Bayer-RA 50 |  | Lab |  |  |  |  | 0 | 0 | working
742 | NAGAPATTINAM | Operation Table Hydraulic Major | B2 |  |  | 2007-01-31 | Reico | Reliance Instruments Corpoiration | AE OT | TNHSP |  | 2007-01-31 | 2008-01-31 | 0 | 0 | working
743 | NAGAPATTINAM | Operation Table Hydraulic Major | B2 |  |  | 2007-01-31 | Reico | Reliance Instruments Corpoiration | M.OT | TNHSP |  | 2007-01-31 | 2008-01-31 | 0 | 0 | working
744 | NAGAPATTINAM | Focus lamp Ordinary | C |  |  | 2007-02-15 | SISCO | South India Surgicals | AE | TNHSP |  | 2007-02-15 | 2008-02-15 | 12450 | 871.5 | working
745 | NAGAPATTINAM | Focus lamp Ordinary | C |  |  | 2007-02-15 | SISCO | South India Surgicals | L.WARD | TNHSP |  | 2007-02-15 | 2008-02-15 | 12450 | 871.5 | working
746 | NAGAPATTINAM | Ventilators (Paediatrics) | B | Erkadi |  | 2007-12-26 | Erkadi | Erkadi Systems | Store | TNHSP |  | 2007-12-26 | 2008-12-26 | 0 | 0 | working
747 | NAGAPATTINAM | Needle destroyer / Syringe Destroyer | C | REPROSPAARK |  | 2008-10-15 | Glo Life Care | Glo Life Care | MS1 | TNHSP |  | 2008-10-15 | 2009-10-15 | 755 | 52.85 | WORKING
748 | NAGAPATTINAM | Needle destroyer / Syringe Destroyer | C | REPROSPAARK |  | 2008-10-15 | Glo Life Care | Glo Life Care | AE | TNHSP |  | 2008-10-15 | 2009-10-15 | 755 | 52.85 | WORKING
749 | NAGAPATTINAM | Needle destroyer / Syringe Destroyer | C | REPROSPAARK |  | 2008-10-15 | Glo Life Care | Glo Life Care | FS | TNHSP |  | 2008-10-15 | 2009-10-15 | 755 | 52.85 | WORKING
750 | NAGAPATTINAM | Semi auto analyser | B2 |  |  |  | Erba-Chem5+ | Trans Asia | Lab |  |  |  |  | 0 | 0 | working
751 | NAGAPATTINAM | Needle destroyer / Syringe Destroyer | C | REPROSPAARK |  | 2008-10-15 | Glo Life Care | Glo Life Care | ICCU | TNHSP |  | 2008-10-15 | 2009-10-15 | 755 | 52.85 | WORKING
752 | NAGAPATTINAM | Needle destroyer / Syringe Destroyer | C | REPROSPAARK |  | 2008-10-15 | Glo Life Care | Glo Life Care | CLINICAL LAB | TNHSP |  | 2008-10-15 | 2009-10-15 | 755 | 52.85 | WORKING
753 | NAGAPATTINAM | Needle destroyer / Syringe Destroyer | C | REPROSPAARK |  | 2008-10-15 | Glo Life Care | Glo Life Care | CLINICAL LAB | TNHSP |  | 2008-10-15 | 2009-10-15 | 755 | 52.85 | WORKING
754 | NAGAPATTINAM | Needle destroyer / Syringe Destroyer | C | REPROSPAARK |  | 2008-10-15 | Glo Life Care | Glo Life Care | CH.WD | TNHSP |  | 2008-10-15 | 2009-10-15 | 755 | 52.85 | WORKING
755 | NAGAPATTINAM | Ultra Sonogram -MOBILE | B |  |  | 2006-08-03 | LandT | LandT | L.WD | UNICEF |  | 2006-08-03 | 2007-08-03 | 0 | 0 | working
756 | NAGAPATTINAM | Needle destroyer / Syringe Destroyer | C | REPROSPAARK |  | 2008-10-15 | Glo Life Care | Glo Life Care | STORE | TNHSP |  | 2008-10-15 | 2009-10-15 | 755 | 52.85 | WORKING
757 | NAGAPATTINAM | Needle destroyer / Syringe Destroyer | C | REPROSPAARK |  | 2008-10-15 | Glo Life Care | Glo Life Care | STORE | TNHSP |  | 2008-10-15 | 2009-10-15 | 755 | 52.85 | WORKING
758 | NAGAPATTINAM | Needle destroyer / Syringe Destroyer | C | REPROSPAARK |  | 2008-10-15 | Glo Life Care | Glo Life Care | STORE | TNHSP |  | 2008-10-15 | 2009-10-15 | 755 | 52.85 | WORKING
759 | NAGAPATTINAM | Needle destroyer / Syringe Destroyer | C | REPROSPAARK |  | 2008-10-15 | Glo Life Care | Glo Life Care | STORE | TNHSP |  | 2008-10-15 | 2009-10-15 | 755 | 52.85 | WORKING
760 | NAGAPATTINAM | Needle destroyer / Syringe Destroyer | C | REPROSPAARK |  | 2008-10-15 | Glo Life Care | Glo Life Care | STORE | TNHSP |  | 2008-10-15 | 2009-10-15 | 755 | 52.85 | WORKING
761 | NAGAPATTINAM | Needle destroyer / Syringe Destroyer | C | REPROSPAARK |  | 2008-10-15 | Glo Life Care | Glo Life Care | STORE | TNHSP |  | 2008-10-15 | 2009-10-15 | 755 | 52.85 | WORKING
762 | NAGAPATTINAM | Refrigerator | C |  |  |  | MEC |  | Lab | DMS |  |  |  | 0 | 0 | working
763 | NAGAPATTINAM | Needle destroyer / Syringe Destroyer | C | REPROSPAARK |  | 2008-10-15 | Glo Life Care | Glo Life Care | STORE | TNHSP |  | 2008-10-15 | 2009-10-15 | 755 | 52.85 | WORKING
764 | NAGAPATTINAM | Needle destroyer / Syringe Destroyer | C | REPROSPAARK |  | 2008-10-15 | Glo Life Care | Glo Life Care | STORE | TNHSP |  | 2008-10-15 | 2009-10-15 | 755 | 52.85 | WORKING
765 | NAGAPATTINAM | Needle destroyer / Syringe Destroyer | C | REPROSPAARK |  | 2008-10-15 | Glo Life Care | Glo Life Care | STORE | TNHSP |  | 2008-10-15 | 2009-10-15 | 755 | 52.85 | WORKING
766 | NAGAPATTINAM | Needle destroyer / Syringe Destroyer | C | REPROSPAARK |  | 2008-10-15 | Glo Life Care | Glo Life Care | STORE | TNHSP |  | 2008-10-15 | 2009-10-15 | 755 | 52.85 | WORKING
767 | NAGAPATTINAM | Needle destroyer / Syringe Destroyer | C | REPROSPAARK |  | 2008-10-15 | Glo Life Care | Glo Life Care | STORE | TNHSP |  | 2008-10-15 | 2009-10-15 | 755 | 52.85 | WORKING
768 | NAGAPATTINAM | Needle destroyer / Syringe Destroyer | C | REPROSPAARK |  | 2008-10-15 | Glo Life Care | Glo Life Care | STORE | TNHSP |  | 2008-10-15 | 2009-10-15 | 755 | 52.85 | WORKING
769 | NAGAPATTINAM | Needle destroyer / Syringe Destroyer | C | REPROSPAARK |  | 2008-10-15 | Glo Life Care | Glo Life Care | STORE | TNHSP |  | 2008-10-15 | 2009-10-15 | 755 | 52.85 | WORKING
770 | NAGAPATTINAM | Needle destroyer / Syringe Destroyer | C | REPROSPAARK |  | 2008-10-15 | Glo Life Care | Glo Life Care | STORE | TNHSP |  | 2008-10-15 | 2009-10-15 | 755 | 52.85 | WORKING
771 | NAGAPATTINAM | Needle destroyer / Syringe Destroyer | C | REPROSPAARK |  | 2008-10-15 | Glo Life Care | Glo Life Care | STORE | TNHSP |  | 2008-10-15 | 2009-10-15 | 755 | 52.85 | WORKING
772 | NAGAPATTINAM | Needle destroyer / Syringe Destroyer | C | REPROSPAARK |  | 2008-10-15 | Glo Life Care | Glo Life Care | STORE | TNHSP |  | 2008-10-15 | 2009-10-15 | 755 | 52.85 | NOT WORKING
773 | NAGAPATTINAM | Refrigerator | C |  |  |  | MEC |  | Lab | DMS |  |  |  | 0 | 0 | working
774 | NAGAPATTINAM | Needle destroyer / Syringe Destroyer | C | REPROSPAARK |  | 2008-10-15 | Glo Life Care | Glo Life Care | STORE | TNHSP |  | 2008-10-15 | 2009-10-15 | 755 | 52.85 | CONDEMNED
775 | NAGAPATTINAM | Needle destroyer / Syringe Destroyer | C | REPROSPAARK |  | 2008-10-15 | Glo Life Care | Glo Life Care | STORE | TNHSP |  | 2008-10-15 | 2009-10-15 | 755 | 52.85 | CONDEMNED
776 | NAGAPATTINAM | Needle destroyer / Syringe Destroyer | C | REPROSPAARK |  | 2008-10-15 | Glo Life Care | Glo Life Care | STORE | TNHSP |  | 2008-10-15 | 2009-10-15 | 755 | 52.85 | CONDEMNED
777 | NAGAPATTINAM | Needle destroyer / Syringe Destroyer | C | REPROSPAARK |  | 2008-10-15 | Glo Life Care | Glo Life Care | STORE | TNHSP |  | 2008-10-15 | 2009-10-15 | 755 | 52.85 | CONDEMNED
778 | NAGAPATTINAM | Needle destroyer / Syringe Destroyer | C | REPROSPAARK |  | 2008-10-15 | Glo Life Care | Glo Life Care | STORE | TNHSP |  | 2008-10-15 | 2009-10-15 | 755 | 52.85 | CONDEMNED
779 | NAGAPATTINAM | Needle destroyer / Syringe Destroyer | C | REPROSPAARK |  | 2008-10-15 | Glo Life Care | Glo Life Care | STORE | TNHSP |  | 2008-10-15 | 2009-10-15 | 755 | 52.85 | CONDEMNED
780 | NAGAPATTINAM | Needle destroyer / Syringe Destroyer | C | REPROSPAARK |  | 2008-10-15 | Glo Life Care | Glo Life Care | STORE | TNHSP |  | 2008-10-15 | 2009-10-15 | 755 | 52.85 | CONDEMNED
781 | NAGAPATTINAM | ECG machine computerized | B |  |  | 2008-11-18 |  | Madras Surgicals and Chemicals | Store | TNHSP |  | 2008-11-18 | 2009-11-18 | 24000 | 1680 | working
782 | NAGAPATTINAM | Diathermy Machine (Electric Cautery) | B |  |  | 2008-11-12 |  | Surya Surgicals | Store | DMRHS |  | 2008-11-12 | 2009-11-12 | 18000 | 1260 | working
783 | NAGAPATTINAM | Auto analyser | B |  |  | 2008-11-18 | TRANSASIA | TRANSASIA BIO MEDICALS | LAB | TANSAC |  | 2008-11-18 | 2009-11-18 | 0 |  | CONDEMNED
784 | NAGAPATTINAM | Refrigerator | C | [5 empty] | Lab | TANSAC |  |  |  | 0 | 0 | working
785 | NAGAPATTINAM | Semi auto analyser | B2 |  |  | 2008-10-16 | SHAN BIOTECH | SHAN BIOTECH | LAB | TANSAC |  | 2008-10-16 | 2009-10-16 | 0 | 0 | working
786 | NAGAPATTINAM | Boyles Apparatus with Fluotec and circle absorber | B |  |  | 2008-06-23 |  | Madras Surgicals and Chemicals | Store | NRHM |  | 2008-06-23 | 2009-06-23 | 126000 | 8820 | WORKING
787 | NAGAPATTINAM | Multi Para Monitor | B |  |  | 2008-10-16 |  | Madras Surgicals and Chemicals | M.OT | TANSAC |  | 2008-10-16 | 2009-10-16 | 151200 | 10584 | WORKING
788 | NAGAPATTINAM | ECG machine computerized | B |  |  | 2008-09-23 | PHILIPS | Madras Surgicals and Chemicals | Store | TANSAC |  | 2008-09-23 | 2009-09-23 | 24000 | 1680 | working
789 | NAGAPATTINAM | Shadowless Lamp stand model | B |  |  | 2008-09-29 |  | Jupiter Manufacturing Works | NEW OT | TANSAC |  | 2008-09-29 | 2009-09-29 | 0 | 0 | working
790 | NAGAPATTINAM | Ultra Sonogram -MOBILE | B |  |  | 2005-05-24 | LandT | LandT | L.WD | FRANCE |  | 2005-05-24 | 2006-05-24 | 0 | 0 | working
791 | NAGAPATTINAM | Shadowless Lamp stand model | B |  |  | 2008-09-29 |  | Jupiter Manufacturing Works | NEW OT | TANSAC |  | 2008-09-29 | 2009-09-29 | 0 | 0 | working
792 | NAGAPATTINAM | Operation Table Hydraulic Major | B2 |  |  | 2008-09-29 |  | Jupiter Manufacturing Works | NEW OT | TANSAC |  | 2008-09-29 | 2009-09-29 | 0 | 0 | working
793 | NAGAPATTINAM | Operation Table Hydraulic Major | B2 |  |  | 2008-09-29 |  | Jupiter Manufacturing Works | NEW OT | TANSAC |  | 2008-09-29 | 2009-09-29 | 0 | 0 | working
794 | NAGAPATTINAM | Auto Clave HP Vertical (2 bin) | C |  |  | 2008-09-29 |  | Jupiter Manufacturing Works | NEW OT | TANSAC |  | 2008-09-29 | 2009-09-29 | 33280 | 2329.6 | WORKING
795 | NAGAPATTINAM | Refrigerator | C | [5 empty] | Lab | TANSAC |  |  |  | 0 | 0 | working
796 | NAGAPATTINAM | Auto Clave HP Vertical (2 bin) | C |  |  | 2008-09-29 |  | Jupiter Manufacturing Works | NEW OT | TANSAC |  | 2008-09-29 | 2009-09-29 | 33280 | 2329.6 | WORKING
797 | NAGAPATTINAM | Diathermy Machine (Electric Cautery) | B |  |  | 2008-09-26 |  | ADVANCED MEDICAL | EYE OT | TANSAC |  | 2008-09-26 | 2009-09-26 | 18000 | 1260 | working
798 | NAGAPATTINAM | Auto Clave HP Vertical (2 bin) | C |  |  | 2008-06-14 |  | VISHAL HOSPITAL STEEL | Store | NRHM |  | 2008-06-14 | 2009-06-14 | 16300 | 1141 | WORKING
799 | NAGAPATTINAM | Ultra Sonogram -MOBILE | B |  |  | 2008-08-07 |  | LandT | Store | NRHM |  | 2008-08-07 | 2009-08-07 | 0 | 0 | working
800 | NAGAPATTINAM | B.P.apparatus table model | C |  |  | 2008-04-19 |  | Associated Surgical | CH.WD | NRHM |  | 2008-04-19 | 2009-04-19 | 2150 | 150.5 | WORKING
801 | NAGAPATTINAM | B.P.apparatus table model | C |  |  | 2008-04-19 |  | Associated Surgical | ICCU | NRHM |  | 2008-04-19 | 2009-04-19 | 2150 | 150.5 | WORKING
802 | NAGAPATTINAM | B.P.apparatus table model | C |  |  | 2008-04-19 |  | Associated Surgical | PP WD | NRHM |  | 2008-04-19 | 2009-04-19 | 2150 | 150.5 | WORKING
803 | NAGAPATTINAM | B.P.apparatus table model | C |  |  | 2008-04-19 |  | Associated Surgical | FS WD | NRHM |  | 2008-04-19 | 2009-04-19 | 2150 | 150.5 | WORKING
804 | NAGAPATTINAM | B.P.apparatus table model | C |  |  | 2008-04-19 |  | Associated Surgical | sTORE | NRHM |  | 2008-04-19 | 2009-04-19 | 2150 | 150.5 | WORKING
805 | NAGAPATTINAM | Operation Table Hydraulic Major | B2 |  |  | 2008-02-05 |  | Jupiter Manufacturing Works | Store | NRHM |  | 2008-02-05 | 2009-02-05 | 0 | 0 | working
806 | NAGAPATTINAM | Binocular Mircroscope | B2 | [5 empty] | Lab |  |  |  |  | 9393 | 657.51 | working
807 | NAGAPATTINAM | Ventilators (Adult) | B |  |  | 2008-02-05 | DRAGGER | Madras Surgicals and Chemicals | Store | NRHM |  | 2008-02-05 | 2009-02-05 | 0 | 0 | working
808 | NAGAPATTINAM | Electric Calorimeter | C |  |  | 2008-04-19 |  | Associated Surgical | CLINICAL LAB-1 | NRHM |  | 2008-04-19 | 2009-04-19 | 9500 | 665 | working
809 | NAGAPATTINAM | Electric Calorimeter | C |  |  | 2008-04-19 |  | Associated Surgical | CLINICAL LAB-1 | NRHM |  | 2008-04-19 | 2009-04-19 | 9500 | 665 | working
810 | NAGAPATTINAM | Pulse Oximeter | B |  |  | 2008-06-14 | LandT | LandT | Store | NRHM |  | 2008-06-14 | 2009-06-14 | 0 | 0 | working
811 | NAGAPATTINAM | Pulse Oximeter | B |  |  | 2008-06-14 | LandT | LandT | Store | NRHM |  | 2008-06-14 | 2009-06-14 | 0 | 0 | working
812 | NAGAPATTINAM | Pulse Oximeter | B |  |  | 2008-03-22 | LandT | LandT | CHILDREN WD | NRHM |  | 2008-03-22 | 2009-03-22 | 0 | 0 | working
813 | NAGAPATTINAM | Multi Para Monitor | B |  |  | 2008-03-22 | LandT | LandT | Store | NRHM |  | 2008-03-22 | 2009-03-22 | 151200 | 10584 | WORKING
814 | NAGAPATTINAM | Diathermy Machine (Electric Cautery) | B |  |  | 2006-02-18 | VALLEY LAB | P.S MEDICAL SYSTEMS | M.OT | UNICEF |  | 2006-02-18 | 2007-02-18 | 18000 | 1260 | working
815 | NAGAPATTINAM | X-ray Machine 100 mA | B |  |  | 2006-03-24 | ALLENGERS | ALLENGERS MEDICAL PVT LTD | X RAY DEPT | UNICEF |  | 2006-03-24 | 2007-03-24 | 120000 | 8400 | NOT WORKING
816 | NAGAPATTINAM | Pulse Oximeter | B |  |  | 2006-02-28 | SILICON LAB | SILICON LAB PVT LTD | CHILDREN WD | UNICEF |  | 2006-02-28 | 2007-02-28 | 0 | 0 | working
817 | NAGAPATTINAM | Mono cular Microscope | C | [5 empty] | Lab |  |  |  |  | 0 |  | CONDEMNED
818 | NAGAPATTINAM | Pulse Oximeter | B |  |  | 2006-02-28 | SILICON LAB | SILICON LAB PVT LTD | CHILDREN WD | UNICEF |  | 2006-02-28 | 2007-02-28 | 0 | 0 | working
819 | NAGAPATTINAM | Suction Apparatus - Electrical | C |  |  | 2005-12-23 | PHOENIX | PHOENIX MEDICAL SYSTEM | AE WD | FRANCE |  | 2005-12-23 | 2006-12-23 | 0 | 0 | working
820 | NAGAPATTINAM | Suction Apparatus - Electrical | C |  |  | 2005-12-17 | PHOENIX | PHOENIX MEDICAL SYSTEM | AE WD | FRANCE |  | 2005-12-17 | 2006-12-17 | 0 | 0 | working
821 | NAGAPATTINAM | Suction Apparatus - Electrical | C |  |  | 2005-12-17 | PHOENIX | PHOENIX MEDICAL SYSTEM | CH WD | FRANCE |  | 2005-12-17 | 2006-12-17 | 0 | 0 | working
822 | NAGAPATTINAM | Suction Apparatus - Electrical | C |  |  | 2006-03-03 |  | IDEAL SURGICAL | Store | UNICEF |  | 2006-03-03 | 2007-03-03 | 0 | 0 | working
823 | NAGAPATTINAM | Suction Apparatus - Electrical | C |  |  | 2006-03-03 |  | IDEAL SURGICAL | Store | UNICEF |  | 2006-03-03 | 2007-03-03 | 0 | 0 | working
824 | NAGAPATTINAM | Suction Apparatus - Electrical | C |  |  | 2006-03-03 |  | IDEAL SURGICAL | Store | UNICEF |  | 2006-03-03 | 2007-03-03 | 0 | 0 | working
825 | NAGAPATTINAM | Suction Apparatus - Electrical | C |  |  | 2006-03-03 |  | IDEAL SURGICAL | Store | UNICEF |  | 2006-03-03 | 2007-03-03 | 0 | 0 | working
826 | NAGAPATTINAM | Suction Apparatus - Electrical | C |  |  | 2006-03-03 |  | IDEAL SURGICAL | Store | UNICEF |  | 2006-03-03 | 2007-03-03 | 0 | 0 | working
827 | NAGAPATTINAM | Suction Apparatus - Electrical | C |  |  | 2005-09-29 | PHOENIX | PHOENIX MEDICAL SYSTEM | Store | FRANCE |  | 2005-09-29 | 2006-09-29 | 0 | 0 | working
828 | NAGAPATTINAM | Mono cular Microscope | C | [5 empty] | Lab |  |  |  |  | 0 |  | CONDEMNED
829 | NAGAPATTINAM | Suction Apparatus - Electrical | C |  |  | 2005-09-29 | PHOENIX | PHOENIX MEDICAL SYSTEM | Store | FRANCE |  | 2005-09-29 | 2006-09-29 | 0 | 0 | working
830 | NAGAPATTINAM | Suction Apparatus - Electrical | C |  |  | 2005-09-29 | PHOENIX | PHOENIX MEDICAL SYSTEM | Store | FRANCE |  | 2005-09-29 | 2006-09-29 | 0 | 0 | working
831 | NAGAPATTINAM | Bowl steriliser - Medium | C |  |  | 2006-03-03 |  | IDEAL SURGICAL | Store | UNICEF |  | 2006-03-03 | 2007-03-03 | 10650 |  | CONDEMNED
832 | NAGAPATTINAM | Bowl steriliser - Medium | C |  |  | 2006-03-03 |  | IDEAL SURGICAL | Store | UNICEF |  | 2006-03-03 | 2007-03-03 | 10650 |  | CONDEMNED
833 | NAGAPATTINAM | Bowl steriliser - Medium | C |  |  | 2006-03-03 |  | IDEAL SURGICAL | Store | UNICEF |  | 2006-03-03 | 2007-03-03 | 10650 |  | CONDEMNED
834 | NAGAPATTINAM | Bowl steriliser - Medium | C |  |  | 2006-03-03 |  | IDEAL SURGICAL | Store | UNICEF |  | 2006-03-03 | 2007-03-03 | 10650 |  | CONDEMNED
835 | NAGAPATTINAM | Bowl steriliser - Medium | C |  |  | 2006-03-03 |  | IDEAL SURGICAL | Store | UNICEF |  | 2006-03-03 | 2007-03-03 | 10650 |  | CONDEMNED
836 | NAGAPATTINAM | Bowl steriliser - Medium | C |  |  | 2006-03-03 |  | IDEAL SURGICAL | Store | UNICEF |  | 2006-03-03 | 2007-03-03 | 10650 |  | CONDEMNED
837 | NAGAPATTINAM | Bowl steriliser - Medium | C |  |  | 2006-03-03 |  | IDEAL SURGICAL | Store | UNICEF |  | 2006-03-03 | 2007-03-03 | 10650 |  | CONDEMNED
838 | NAGAPATTINAM | Bowl steriliser - Medium | C |  |  | 2006-03-03 |  | IDEAL SURGICAL | Store | UNICEF |  | 2006-03-03 | 2007-03-03 | 10650 |  | CONDEMNED
839 | NAGAPATTINAM | Mono cular Microscope | C | [5 empty] | Lab |  |  |  |  | 0 |  | CONDEMNED
840 | NAGAPATTINAM | Suction Apparatus - Electrical | C |  |  | 2005-06-16 | PHOENIX | PHOENIX MEDICAL SYSTEM | Store | FRANCE |  | 2005-06-16 | 2006-06-16 | 0 | 0 | working
841 | NAGAPATTINAM | Suction Apparatus - Electrical | C |  |  | 2005-06-16 | PHOENIX | PHOENIX MEDICAL SYSTEM | Store | FRANCE |  | 2005-06-16 | 2006-06-16 | 0 | 0 | working
842 | NAGAPATTINAM | Laproscope Double Puncture | C |  |  | 2006-03-03 | STORTZ | VISHAL SURGICAL | M.OT | UNICEF |  | 2006-03-03 | 2007-03-03 | 25000 | 1750 | WORKING
843 | NAGAPATTINAM | ECG machine computerized | B |  |  | 2006-07-03 | BPL | KEE CHERRY ENGINEERING COMPANY | STORE | UNICEF |  | 2006-07-03 | 2007-07-03 | 0 |  | CONDEMNED
844 | NAGAPATTINAM | Pulse Oximeter | B |  |  | 2006-06-03 | LandT | LandT | ICU | UNICEF |  | 2006-06-03 | 2007-06-03 | 0 | 0 | working
845 | NAGAPATTINAM | Pulse Oximeter | B |  |  | 2006-06-03 | LandT | LandT | EYE | UNICEF |  | 2006-06-03 | 2007-06-03 | 0 | 0 | working
846 | NAGAPATTINAM | Pulse Oximeter | B |  |  | 2006-06-03 | LandT | LandT | EYE | UNICEF |  | 2006-06-03 | 2007-06-03 | 0 | 0 | working
847 | NAGAPATTINAM | Suction Apparatus - Electrical | C |  |  | 2006-12-29 |  |  | OT | TNHSP |  | 2006-12-29 | 2007-12-29 | 0 | 0 | working
848 | NAGAPATTINAM | Mono cular Microscope | C | [5 empty] | Lab |  |  |  |  | 0 |  | CONDEMNED
849 | NAGAPATTINAM | Pulse Oximeter | B |  |  | 2006-06-03 | LandT | LandT | AE WD | UNICEF |  | 2006-06-03 | 2007-06-03 | 0 | 0 | working
850 | NAGAPATTINAM | Pulse Oximeter | B |  |  | 2006-06-03 | LandT | LandT | AE WD | UNICEF |  | 2006-06-03 | 2007-06-03 | 0 | 0 | working
851 | NAGAPATTINAM | Pulse Oximeter | B |  |  | 2006-06-03 | LandT | LandT | MS1 | UNICEF |  | 2006-06-03 | 2007-06-03 | 0 | 0 | working
852 | NAGAPATTINAM | Pulse Oximeter | B |  |  | 2006-06-03 | LandT | LandT | L.WD | UNICEF |  | 2006-06-03 | 2007-06-03 | 0 | 0 | working
853 | NAGAPATTINAM | Pulse Oximeter | B |  |  | 2006-06-03 | LandT | LandT | NBICU | UNICEF |  | 2006-06-03 | 2007-06-03 | 0 | 0 | working
854 | NAGAPATTINAM | ECG machine ordinary | B |  |  | 2006-07-03 | BPL | KEE CHERRY ENGINEERING COMPANY | ECG ROOM | UNICEF |  | 2006-07-03 | 2007-07-03 | 0 |  | CONDEMNED
855 | NAGAPATTINAM | ECG machine ordinary | B |  |  | 2006-07-03 | BPL | KEE CHERRY ENGINEERING COMPANY | ECG ROOM | UNICEF |  | 2006-07-03 | 2007-07-03 | 0 |  | CONDEMNED
856 | NAGAPATTINAM | ECG machine ordinary | B |  |  | 2006-07-03 | BPL | KEE CHERRY ENGINEERING COMPANY | ECG ROOM | UNICEF |  | 2006-07-03 | 2007-07-03 | 0 |  | CONDEMNED
857 | NAGAPATTINAM | ECG machine ordinary | B |  |  | 2006-07-03 | BPL | KEE CHERRY ENGINEERING COMPANY | ECG ROOM | UNICEF |  | 2006-07-03 | 2007-07-03 | 0 |  | CONDEMNED
858 | NAGAPATTINAM | ECG machine ordinary | B |  |  | 2006-07-03 | BPL | KEE CHERRY ENGINEERING COMPANY | ECG ROOM | UNICEF |  | 2006-07-03 | 2007-07-03 | 0 |  | CONDEMNED
859 | NAGAPATTINAM | Mono cular Microscope | C | [5 empty] | Lab |  |  |  |  | 0 |  | CONDEMNED
860 | NAGAPATTINAM | Generator | C |  |  | 2005-01-28 | HONDA | HONDA | BLOOD BANK | UNICEF |  | 2005-01-28 | 2006-01-28 | 50000 | 3500 | working
861 | NAGAPATTINAM | Sterilizer Medium (Instrument) | C |  |  | 2006-03-03 |  | IDEAL SURGICAL | STORE | UNICEF |  | 2006-03-03 | 2007-03-03 | 0 | 0 | working
862 | NAGAPATTINAM | Ventilators (Adult) | B |  |  | 2006-10-03 |  | TRANS HEALTH CARE INDIA | AE WD | UNICEF |  | 2006-10-03 | 2007-10-03 | 0 | 0 | working
863 | NAGAPATTINAM | Ventilators (Adult) | B |  |  | 2006-10-03 |  | TRANS HEALTH CARE INDIA | L.WD | UNICEF |  | 2006-10-03 | 2007-10-03 | 0 | 0 | working
864 | NAGAPATTINAM | Ventilators (Adult) | B |  |  | 2006-10-03 |  | TRANS HEALTH CARE INDIA | ICU | UNICEF |  | 2006-10-03 | 2007-10-03 | 0 | 0 | working
865 | NAGAPATTINAM | Mono cular Microscope | C | [5 empty] | Lab |  |  |  |  | 0 |  | CONDEMNED
866 | NAGAPATTINAM | Boyles Apparatus with Fluotec and circle absorber | B |  |  | 2006-10-03 |  | TRANS HEALTH CARE INDIA | M.OT | UNICEF |  | 2006-10-03 | 2007-10-03 | 126000 | 8820 | WORKING
867 | NAGAPATTINAM | Electri centrifuger | C | [5 empty] | Lab | TANSAC |  |  |  | 5090 | 356.3 | working
868 | NAGAPATTINAM | Glucometer | C | [5 empty] | Lab |  |  |  |  | 0 |  | CONDEMNED
869 | NAGAPATTINAM | Operation Table Hydraulic Major | B2 |  |  | 2006-03-17 |  | South India Surgicals | M.OT | UNICEF |  | 2006-03-17 | 2007-03-17 | 0 | 0 | working
870 | NAGAPATTINAM | Operation Table Hydraulic Major | B2 |  |  | 2006-03-17 |  | South India Surgicals | M.OT | UNICEF |  | 2006-03-17 | 2007-03-17 | 0 | 0 | working
871 | NAGAPATTINAM | Nebuliser Adult | C |  |  | 2006-03-17 |  | South India Surgicals | CH WD | UNICEF |  | 2006-03-17 | 2007-03-17 | 2200 | 154 | WORKING
872 | NAGAPATTINAM | Nebuliser Adult | C |  |  | 2005-06-16 | PHOENIX | PHOENIX MEDICAL SYSTEM | STORE | FRANCE |  | 2005-06-16 | 2006-06-16 | 2200 | 154 | WORKING
873 | NAGAPATTINAM | Nebuliser Adult | C |  |  | 2006-03-17 |  | South India Surgicals | STORE | UNICEF |  | 2006-03-17 | 2007-03-17 | 2200 | 154 | WORKING
874 | NAGAPATTINAM | Shadowless Lamp stand model | B |  |  | 2006-08-03 |  | Vibash Coimbatore | M.OT | UNICEF |  | 2006-08-03 | 2007-08-03 | 0 | 0 | working
875 | NAGAPATTINAM | Shadowless Lamp stand model | B |  |  | 2006-08-03 |  | Vibash Coimbatore | M.OT | UNICEF |  | 2006-08-03 | 2007-08-03 | 0 | 0 | working
876 | NAGAPATTINAM | Shadowless Lamp stand model | B |  |  | 2006-08-03 |  | Vibash Coimbatore | M.OT | UNICEF |  | 2006-08-03 | 2007-08-03 | 0 | 0 | working
877 | NAGAPATTINAM | Electri centrifuger | C | [5 empty] | Lab |  |  |  |  | 5090 | 356.3 | working
878 | NAGAPATTINAM | Shadowless Lamp stand model | B |  |  | 2005-06-16 | PHOENIX | PHOENIX MEDICAL SYSTEM | M.OT | FRANCE |  | 2005-06-16 | 2006-06-16 | 0 | 0 | working
879 | NAGAPATTINAM | Shadowless Lamp stand model | B |  |  | 2005-06-16 | PHOENIX | PHOENIX MEDICAL SYSTEM | M.OT | FRANCE |  | 2005-06-16 | 2006-06-16 | 0 | 0 | working
880 | NAGAPATTINAM | Shadowless Lamp stand model | B |  |  | 2005-06-16 | PHOENIX | PHOENIX MEDICAL SYSTEM | M.OT | FRANCE |  | 2005-06-16 | 2006-06-16 | 0 | 0 | working
881 | NAGAPATTINAM | Shadowless Lamp stand model | B |  |  | 2005-06-16 | PHOENIX | PHOENIX MEDICAL SYSTEM | M.OT | FRANCE |  | 2005-06-16 | 2006-06-16 | 0 | 0 | working
882 | NAGAPATTINAM | Shadowless Lamp stand model | B |  |  | 2005-06-16 | PHOENIX | PHOENIX MEDICAL SYSTEM | M.OT | FRANCE |  | 2005-06-16 | 2006-06-16 | 0 | 0 | working
883 | NAGAPATTINAM | Shadowless Lamp stand model | B |  |  | 2005-06-16 | PHOENIX | PHOENIX MEDICAL SYSTEM | M.OT | FRANCE |  | 2005-06-16 | 2006-06-16 | 0 | 0 | working
884 | NAGAPATTINAM | Electri centrifuger | C | [5 empty] | Lab |  |  |  |  | 5090 | 356.3 | working
885 | NAGAPATTINAM | Electric Calorimeter | C |  |  |  | Analytics-Lunchem20 |  | Lab |  |  |  |  | 9500 | 665 | working
886 | NAGAPATTINAM | Cardiac Monitor | C |  |  | 2009-06-01 |  | CONCEPT INTEGRATION PVT LTD | ICU | TNHSP |  | 2009-06-01 | 2010-06-01 | 27000 | 1890 | WORKING
887 | NAGAPATTINAM | Cardiac Monitor | C |  |  | 2009-06-01 |  | CONCEPT INTEGRATION PVT LTD | ICU | TNHSP |  | 2009-06-01 | 2010-06-01 | 27000 | 1890 | WORKING
888 | NAGAPATTINAM | Pulse Oximeter | B |  |  | 2009-10-01 |  | SOUTHERN MEDICAL SYSTEM | STORE | TNHSP |  | 2009-10-01 | 2010-10-01 | 0 | 0 | working
889 | NAGAPATTINAM | Pulse Oximeter | B |  |  | 2009-10-01 |  | SOUTHERN MEDICAL SYSTEM | STORE | TNHSP |  | 2009-10-01 | 2010-10-01 | 0 | 0 | working
890 | NAGAPATTINAM | Electric Calorimeter | C |  |  |  | Universal |  | Lab |  |  |  |  | 9500 | 665 | working
891 | NAGAPATTINAM | ECG machine ordinary | B |  |  | 2006-03-30 |  | RECORDERS and MEDICARE SYSTEMS | PSYSIOTHERAPY DEPT | UNICEF |  | 2006-03-30 | 2007-03-30 | 0 |  | CONDEMNED
892 | NAGAPATTINAM | Laproscope Double Puncture | C |  |  | 2006-03-26 |  | South India Surgicals | M.OT | UNICEF |  | 2006-03-26 | 2007-03-26 | 25000 | 1750 | WORKING
893 | NAGAPATTINAM | Laproscope Double Puncture | C |  |  | 2006-03-26 |  | South India Surgicals | M.OT | UNICEF |  | 2006-03-26 | 2007-03-26 | 25000 | 1750 | WORKING
894 | NAGAPATTINAM | Laproscope Double Puncture | C |  |  | 2006-03-26 |  | South India Surgicals | M.OT | UNICEF |  | 2006-03-26 | 2007-03-26 | 25000 | 1750 | WORKING
895 | NAGAPATTINAM | Laproscope Double Puncture | C |  |  | 2006-03-26 |  | South India Surgicals | M.OT | UNICEF |  | 2006-03-26 | 2007-03-26 | 25000 | 1750 | WORKING
896 | NAGAPATTINAM | Laryngoscope(Adult) | C |  |  | 2006-08-03 |  | Vibash Coimbatore | STORE | UNICEF |  | 2006-08-03 | 2007-08-03 | 770 | 53.9 | working
897 | NAGAPATTINAM | Laryngoscope(Adult) | C |  |  | 2006-08-03 |  | Vibash Coimbatore | STORE | UNICEF |  | 2006-08-03 | 2007-08-03 | 770 | 53.9 | working
898 | NAGAPATTINAM | Glucometer | C | [5 empty] | Lab |  |  |  |  | 0 |  | CONDEMNED
899 | NAGAPATTINAM | Laryngoscope(Adult) | C |  |  | 2006-08-03 |  | Vibash Coimbatore | STORE | UNICEF |  | 2006-08-03 | 2007-08-03 | 770 | 53.9 | working
900 | NAGAPATTINAM | Laryngoscope(Adult) | C |  |  | 2006-08-03 |  | Vibash Coimbatore | STORE | UNICEF |  | 2006-08-03 | 2007-08-03 | 770 | 53.9 | working
901 | NAGAPATTINAM | Glucometer | C |  |  | 2006-08-03 |  | Vibash Coimbatore | STORE | UNICEF |  | 2006-08-03 | 2007-08-03 | 0 |  | CONDEMNED
902 | NAGAPATTINAM | Glucometer | C |  |  | 2006-08-03 |  | Vibash Coimbatore | STORE | UNICEF |  | 2006-08-03 | 2007-08-03 | 0 |  | CONDEMNED
903 | NAGAPATTINAM | Head light (ordinary) (Boyle Davis) | C |  |  | 2006-08-03 |  | Vibash Coimbatore | ENT OP | UNICEF |  | 2006-08-03 | 2007-08-03 | 5000 | 350 | working
904 | NAGAPATTINAM | Head light (ordinary) (Boyle Davis) | C |  |  | 2006-08-03 |  | Vibash Coimbatore | ENT OP | UNICEF |  | 2006-08-03 | 2007-08-03 | 5000 | 350 | Working
905 | NAGAPATTINAM | Auto Clave HP Vertical (2 bin) | C |  |  | 2006-10-30 |  | APOLLO SURGICAL | M.OT | UNICEF |  | 2006-10-30 | 2007-10-30 | 29800 | 2086 | WORKING
906 | NAGAPATTINAM | Auto Clave HP Vertical (2 bin) | C |  |  | 2005-06-18 |  | PHOENIX MEDICAL SYSTEM | STORE-1 | FRANCE |  | 2005-06-18 | 2006-06-18 | 29800 | 2086 | WORKING
907 | NAGAPATTINAM | Auto Clave HP Vertical (2 bin) | C |  |  | 2005-07-26 |  | PHOENIX MEDICAL SYSTEM | M.OT | FRANCE |  | 2005-07-26 | 2006-07-26 | 29800 | 2086 | WORKING
908 | NAGAPATTINAM | Operation Table Hydraulic Major | B2 |  |  | 2006-10-30 |  | APOLLO SURGICAL | EYE OT | UNICEF |  | 2006-10-30 | 2007-10-30 | 0 | 0 | working
909 | NAGAPATTINAM | Operation Table Hydraulic Major | B2 |  |  | 2006-10-30 |  | APOLLO SURGICAL | EYE OT | UNICEF |  | 2006-10-30 | 2007-10-30 | 0 | 0 | working
910 | NAGAPATTINAM | Auto Clave HP Vertical (2 bin) | C |  |  | 2005-07-26 |  | PHOENIX MEDICAL SYSTEM | EYE OT | FRANCE |  | 2005-07-26 | 2006-07-26 | 29800 | 2086 | WORKING
911 | NAGAPATTINAM | Auto Clave HP Vertical (2 bin) | C |  |  | 2006-10-30 |  | APOLLO SURGICAL | M.OT | UNICEF |  | 2006-10-30 | 2007-10-30 | 29800 | 2086 | WORKING
912 | NAGAPATTINAM | Auto Clave HP Vertical (2 bin) | C |  |  | 2005-12-08 |  | PHOENIX MEDICAL SYSTEM | STORE-1 | FRANCE |  | 2005-12-08 | 2006-12-08 | 29800 | 2086 | WORKING
913 | NAGAPATTINAM | Auto Clave HP Vertical (2 bin) | C |  |  | 2005-12-08 |  | PHOENIX MEDICAL SYSTEM | STORE-1 | FRANCE |  | 2005-12-08 | 2006-12-08 | 29800 | 2086 | WORKING
914 | NAGAPATTINAM | Suction Apparatus - Electrical | C |  |  | 2007-02-05 |  | VISHAL | EYE WD |  |  | 2007-02-05 | 2008-02-05 | 0 | 0 | working
915 | NAGAPATTINAM | Suction Apparatus - Electrical | C |  |  | 2005-09-29 |  | PHOENIX MEDICAL SYSTEM | AE WD | FRANCE |  | 2005-09-29 | 2006-09-29 | 0 | 0 | working
916 | NAGAPATTINAM | Suction Apparatus - Electrical | C |  |  | 2005-09-29 |  | PHOENIX MEDICAL SYSTEM | AE WD | FRANCE |  | 2005-09-29 | 2006-09-29 | 0 | 0 | working
917 | NAGAPATTINAM | Suction Apparatus - Electrical | C |  |  | 2006-06-19 |  | M.C.DALAL andCO | MS1 | UNICEF |  | 2006-06-19 | 2006-06-19 | 0 | 0 | working
918 | NAGAPATTINAM | Glucometer | C | [5 empty] | Lab |  |  |  |  | 0 |  | CONDEMNED
919 | NAGAPATTINAM | Suction Apparatus - Electrical | C |  |  | 2006-06-19 |  | M.C.DALAL andCO | ICU | UNICEF |  | 2006-06-19 | 2006-06-19 | 0 | 0 | working
920 | NAGAPATTINAM | Suction Apparatus - Electrical | C |  |  | 2006-06-19 |  | M.C.DALAL andCO | AE OT | UNICEF |  | 2006-06-19 | 2006-06-19 | 0 | 0 | working
921 | NAGAPATTINAM | Suction Apparatus - Electrical | C |  |  | 2006-06-19 |  | M.C.DALAL andCO | L.WD | UNICEF |  | 2006-06-19 | 2006-06-19 | 0 | 0 | working
922 | NAGAPATTINAM | Suction Apparatus - Electrical | C |  |  | 2006-06-19 |  | M.C.DALAL andCO | FM WD | UNICEF |  | 2006-06-19 | 2006-06-19 | 0 | 0 | working
923 | NAGAPATTINAM | Suction Apparatus - Electrical | C |  |  | 2006-06-19 |  | M.C.DALAL andCO | CH.WD | UNICEF |  | 2006-06-19 | 2006-06-19 | 0 | 0 | working
924 | NAGAPATTINAM | Suction Apparatus - Electrical | C |  |  | 2006-06-19 |  | M.C.DALAL andCO | L.WARD | UNICEF |  | 2006-06-19 | 2006-06-19 | 0 | 0 | working
925 | NAGAPATTINAM | Suction Apparatus - Electrical | C |  |  | 2006-06-19 |  | M.C.DALAL andCO | STORE | UNICEF |  | 2006-06-19 | 2006-06-19 | 0 | 0 | working
926 | NAGAPATTINAM | Suction Apparatus - Electrical | C |  |  | 2006-06-19 |  | M.C.DALAL andCO | AE OT | UNICEF |  | 2006-06-19 | 2006-06-19 | 0 | 0 | working
927 | NAGAPATTINAM | Suction Apparatus - Electrical | C |  |  | 2006-06-19 |  | M.C.DALAL andCO | L.WD | UNICEF |  | 2006-06-19 | 2006-06-19 | 0 | 0 | working
928 | NAGAPATTINAM | Suction Apparatus - Electrical | C |  |  | 2006-06-19 |  | M.C.DALAL andCO | FM WD | UNICEF |  | 2006-06-19 | 2006-06-19 | 0 | 0 | working
929 | NAGAPATTINAM | Glucometer | C | [5 empty] | Lab |  |  |  |  | 0 |  | CONDEMNED
930 | NAGAPATTINAM | Suction Apparatus - Electrical | C |  |  | 2006-06-19 |  | M.C.DALAL andCO | CH.WD | UNICEF |  | 2006-06-19 | 2006-06-19 | 0 | 0 | working
931 | NAGAPATTINAM | Suction Apparatus - Electrical | C |  |  | 2006-06-19 |  | M.C.DALAL andCO | L.WARD | UNICEF |  | 2006-06-19 | 2006-06-19 | 0 | 0 | working
932 | NAGAPATTINAM | Suction Apparatus - Electrical | C |  |  | 2006-06-19 |  | M.C.DALAL andCO | STORE | UNICEF |  | 2006-06-19 | 2006-06-19 | 0 | 0 | working
933 | NAGAPATTINAM | PhacoEmulsification Unit | C |  |  | 2005-03-04 |  | ALLENGERS INDIA PVT LTD | EYE OP | FRANCE |  | 2005-03-04 | 2006-03-04 | 0 | 0 | working
934 | NAGAPATTINAM | Opthalmoscope - Direct | C |  |  | 2005-06-16 |  | PHOENIX MEDICAL SYSTEM | EYE OP | FRANCE |  | 2005-06-16 | 2006-06-16 | 0 | 0 | working
935 | NAGAPATTINAM | Opthalmoscope - Direct | C |  |  | 2005-06-16 |  | PHOENIX MEDICAL SYSTEM | EYE OP | FRANCE |  | 2005-06-16 | 2006-06-16 | 0 | 0 | working
936 | NAGAPATTINAM | Opthalmoscope - Direct | C |  |  | 2005-06-16 |  | PHOENIX MEDICAL SYSTEM | EYE OP | FRANCE |  | 2005-06-16 | 2006-06-16 | 0 | 0 | working
937 | NAGAPATTINAM | Opthalmoscope - Direct | C |  |  | 2005-06-16 |  | PHOENIX MEDICAL SYSTEM | EYE OP | FRANCE |  | 2005-06-16 | 2006-06-16 | 0 | 0 | working
938 | NAGAPATTINAM | Infusion pump | C |  |  | 2005-05-19 |  | INDIAN MEDICAL SURGICALS | ICU | FRANCE |  | 2005-05-19 | 2006-05-19 | 23750 | 1662.5 | WORKING
939 | NAGAPATTINAM | Infusion pump | C |  |  | 2005-05-19 |  | INDIAN MEDICAL SURGICALS | ICU | FRANCE |  | 2005-05-19 | 2006-05-19 | 23750 | 1662.5 | WORKING
940 | NAGAPATTINAM | Glucometer | C | [5 empty] | Lab |  |  |  |  | 0 |  | CONDEMNED
941 | NAGAPATTINAM | Infusion pump | C |  |  | 2005-05-19 |  | INDIAN MEDICAL SURGICALS | ICU | FRANCE |  | 2005-05-19 | 2006-05-19 | 23750 | 1662.5 | WORKING
942 | NAGAPATTINAM | Infusion pump | C |  |  | 2005-05-19 |  | INDIAN MEDICAL SURGICALS | ICU | FRANCE |  | 2005-05-19 | 2006-05-19 | 23750 | 1662.5 | WORKING
943 | NAGAPATTINAM | Infusion pump | C |  |  | 2005-05-19 |  | INDIAN MEDICAL SURGICALS | ICU | FRANCE |  | 2005-05-19 | 2006-05-19 | 23750 | 1662.5 | WORKING
944 | NAGAPATTINAM | Infusion pump | C |  |  | 2005-05-19 |  | INDIAN MEDICAL SURGICALS | ICU | FRANCE |  | 2005-05-19 | 2006-05-19 | 23750 | 1662.5 | WORKING
945 | NAGAPATTINAM | Infusion pump | C |  |  | 2005-06-20 |  | INDIAN MEDICAL SURGICALS | ICU | UNICEF |  | 2005-06-20 | 2006-06-20 | 23750 | 1662.5 | WORKING
946 | NAGAPATTINAM | Water bath | C | [5 empty] | Lab |  |  |  |  | 0 | 0 | working
947 | NAGAPATTINAM | Nebuliser Adult | C |  |  | 2008-10-14 |  | Jupiter Manufacturing Works | STORE | TNHSP |  | 2008-10-14 | 2009-10-14 | 2200 | 154 | WORKING
948 | NAGAPATTINAM | Nebuliser Adult | C |  |  | 2008-10-14 |  | Jupiter Manufacturing Works | STORE | TNHSP |  | 2008-10-14 | 2009-10-14 | 2200 | 154 | WORKING
949 | NAGAPATTINAM | Lab Incubator | C | [5 empty] | Lab |  |  |  |  | 18600 | 1302 | working
950 | NAGAPATTINAM | Lab Incubator | C | [5 empty] | Lab |  |  |  |  | 18600 | 1302 | working
951 | NAGAPATTINAM | Lab Incubator | C | [5 empty] | Lab |  |  |  |  | 18600 | 1302 | working
952 | NAGAPATTINAM | Hot Air oven | C |  |  |  | Ausco~Chennai |  | Lab |  |  |  |  | 11953 | 836.71 | WORKING
953 | NAGAPATTINAM | Hot Air oven | C |  |  |  | Ausco~Chennai |  | Lab |  |  |  |  | 11953 | 836.71 | WORKING
954 | NAGAPATTINAM | Rotor / Shaker | C |  |  |  | Remi |  | Lab |  |  |  |  | 0 | 0 | working
955 | NAGAPATTINAM | Pulse Oximeter | B |  |  | 2007-12-02 |  |  | OT | TNHSP |  | 2007-12-02 | 2008-12-02 | 0 | 0 | working
956 | NAGAPATTINAM | Needle destroyer / Syringe Destroyer | C |  |  |  | Yorco |  | Lab | TANSAC |  |  |  | 0 | 0 | working
957 | NAGAPATTINAM | Urine Analyser | C | [5 empty] | Lab |  |  |  |  | 0 | 0 | working
958 | NAGAPATTINAM | Pulse Oximeter | B |  |  | 2007-12-02 |  |  | OT | TNHSP |  | 2007-12-02 | 2008-12-02 | 0 | 0 | working
959 | NAGAPATTINAM | Multi Para Monitor | B |  |  | 2007-12-02 |  |  | OT | TNHSP |  | 2007-12-02 | 2008-12-02 | 151200 | 10584 | WORKING
960 | NAGAPATTINAM | Focus lamp Ordinary | C |  |  |  | Multilux |  | Ch.Ward |  |  |  |  | 12450 | 871.5 | working
961 | NAGAPATTINAM | Focus lamp Ordinary | C |  |  |  | Multilux |  | Ch.Ward |  |  |  |  | 12450 | 871.5 | working
962 | NAGAPATTINAM | Pulse Oximeter | B | FUTURA PLETH |  |  | Silicon Labs-Futura Pleth |  | Ch.Ward |  |  |  |  | 0 | 0 | working
963 | NAGAPATTINAM | Suction Apparatus - Electrical | C | [5 empty] | Ch.Ward |  |  |  |  | 0 | 0 | working
964 | NAGAPATTINAM | Syringe Pump | B | Terumo-TE 331 |  |  | Terumo-TE 331 |  | Ch.Ward |  |  |  |  | 0 | 0 | working
965 | NAGAPATTINAM | Ventilators (Paediatrics) | B | Erkadi-Advent |  |  | Erkadi-Advent |  | Ch.Ward |  |  |  |  | 0 | 0 | working
966 | NAGAPATTINAM | Pulse Oximeter | B | Nelcor-N550 |  |  | Nelcor-N550 |  | Ch.Ward |  |  |  |  | 0 | 0 | working
967 | NAGAPATTINAM | Nebuliser Adult | C |  |  |  | Devilbiss |  | Ch.Ward |  |  |  |  | 2200 | 154 | WORKING
968 | NAGAPATTINAM | Pulse Oximeter | B | [5 empty] | Labour Ward |  |  |  |  | 0 | 0 | working
969 | NAGAPATTINAM | Pulse Oximeter | B | Nelcor-N550 |  |  | Nelcor-N550 |  | Labour Ward |  |  |  |  | 0 | 0 | working
970 | NAGAPATTINAM | B.P.apparatus stand model | C | [5 empty] | Labour Ward |  |  |  |  | 1500 | 105 | WORKING
971 | NAGAPATTINAM | B.P.apparatus stand model | C | [5 empty] | Labour Ward |  |  |  |  | 1500 | 105 | WORKING
972 | NAGAPATTINAM | B.P.apparatus stand model | C | [5 empty] | Labour Ward |  |  |  |  | 1500 | 105 | WORKING
973 | NAGAPATTINAM | B.P.apparatus table model | C | [5 empty] | Labour Ward |  |  |  |  | 2150 | 150.5 | WORKING
974 | NAGAPATTINAM | B.P.apparatus table model | C | [5 empty] | Labour Ward |  |  |  |  | 2150 | 150.5 | WORKING
975 | NAGAPATTINAM | B.P.apparatus table model | C | [5 empty] | Labour Ward |  |  |  |  | 2150 | 150.5 | WORKING
976 | NAGAPATTINAM | Generator | C |  |  | 2007-05-03 | Honda |  | Ch.Ward | TNHSP |  | 2007-05-03 | 2008-05-03 | 50000 | 3500 | working
977 | NAGAPATTINAM | B.P.apparatus table model | C | [5 empty] | Labour Ward |  |  |  |  | 2150 | 150.5 | WORKING
978 | NAGAPATTINAM | B.P.apparatus table model | C | [5 empty] | Labour Ward |  |  |  |  | 2150 | 150.5 | WORKING
979 | NAGAPATTINAM | Weighing Machine Electronic | C | [5 empty] | Labour Ward |  |  |  |  | 0 | 0 | working
980 | NAGAPATTINAM | Ultra Sonogram -MOBILE | B | LandT-Sonata |  |  | LandT-Sonata |  | Labour Ward |  |  |  |  | 0 | 0 | working
981 | NAGAPATTINAM | Suction Apparatus - Electrical | C | BPL-Sonic Care |  |  | Robert-1No. |  | Labour Ward |  |  |  |  | 0 | 0 | working
982 | NAGAPATTINAM | Suction Apparatus - Electrical | C |  |  |  | Robert-1No. |  | Labour Ward |  |  |  |  | 0 | 0 | working
983 | NAGAPATTINAM | Focus lamp Ordinary | C | [5 empty] | Labour Ward |  |  |  |  | 12450 | 871.5 | working
984 | NAGAPATTINAM | Focus lamp Ordinary | C | [5 empty] | Labour Ward |  |  |  |  | 12450 | 871.5 | working
985 | NAGAPATTINAM | OAE ANALYZER |  | AUDX PRO | 580-AXPBOX+SLP440+ | 2011-12-28 | PIKA MEDICAL PVT LTD | PIKA MEDICAL PVT LTD | MOT | TNMSC | 10980/TNMSC/ENGG/2011 | 2011-12-28 |  | 267385 | 18716.95 | working
986 | NAGAPATTINAM | Printer | C | NGT/GH/026 [LASER PRINTER] | NGT/GH/026 | 2012-06-13 | CCCAC NAGAPPATTINAM | CELCOM CELLPHONE COMPUTERS AIR CONDITIONER NAGAPPATTINAM | 500 WARD | OTHERS | CM CHMIS | 2012-06-23 | 2013-06-12 | 5400 | 378 | working
987 | NAGAPATTINAM |  | C | NGT/GH/031AC] | NGT/GH/031 | 2012-05-07 | NATIONAL REFRIGERATION KARAIKAL | NATIONAL REFRIGERATION KARAIKAL | 500 WARD2 NUMBERS] | OTHERS | CMCHMIS | 2012-05-07 | 2013-05-06 | 73000 | 5110 | working
988 | NAGAPATTINAM | Syringe Pump | B | AR 146 | NGT/GH/015 | 2010-12-16 |  | SCHILLER HEALTH CARE~PONDY | NICU-4 NUMBERS | RCH | RCH-2 /TNMSC/ENGG/E-37/2010-2DT -23.9.2010 | 2012-07-20 | 2011-12-16 | 0 | 0 | working
989 | NAGAPATTINAM | Haemoglobinometer | C | NGT/GH/012 | NGT/GH/0012 | 2011-10-13 |  | SOLOCRAFT INDUSTRIES CHENNAI-118 | BLOOD BANK [I/D 2] | RCH | RCH2/TNMSC/ENGG/4538/2010-8 DT;8.10.2010 | 2011-12-05 | 2012-10-13 | 18000 | 1260 | working
990 | NAGAPATTINAM | Haemoglobinometer | C | NGT/GH/012 | NGT/GH/012 | 2011-10-13 |  | SOLOCRAFT INDUSTRY CHENNAI | LABORATORY[I/D 2] | RCH | RCH2/TNMSC/ENGG/4538/2010-8 DT-8.10.2010 | 2011-11-18 | 2012-10-13 | 18000 | 1260 | working
991 | NAGAPATTINAM | Infusion Pump/Infusion Syringe Pump/Insulin Syringe Pump | C | NGT/GH/013 | NGT/GH/013 | 2011-10-03 |  | SCHILLER INDIA 17 PONDY VILLUPURAM R/D | ICCU-2~STORE-1 | TNHSP | TNHSP/TNMSC/AG16/2010 DT 1.7.2011 | 2012-11-17 | 2012-10-03 | 77700 | 5439 | WORKING
992 | NAGAPATTINAM | Glucometer | C | NGT/GH/018 | NGT/GH/018 | 2010-09-03 |  | MADRAS SURGICALandamp;CHEMIICALS CHENNAI-42 | ICCU-1~CH WARD-1~18.9.12~STORE-1 | TNMSC | 162B-19/TNMSC/ENGG/EMRI/2010 DT;1.2010 | 2011-12-03 | 2011-09-03 | 0 |  | condemned
993 | NAGAPATTINAM | Syringe Pump | B | NGT/GH/016 | NGT/GH/016 | 2011-08-09 |  | TRANS HEALTH CARE INDIA PVT LTD KK NAGAR CHENNAI | CH WARD-4 NUMBERS | TNHSP | TNHSP/TNMSC/AG15 2011 DT 1.7.11 | 2012-09-15 | 2012-08-09 | 105890 | 7412.3 | working
994 | NAGAPATTINAM | Baby Weighing Scale | C | NGT/GH/017 | NGT/GH/017 | 2011-02-02 |  | JUPETER MANUFACTURER COIMBATORE | NICU | RCH | RCH2/TNMSC/ENGG/4538/2010-3 | 2011-02-02 | 2012-02-02 | 4600 | 322 | WORKING
995 | NAGAPATTINAM | Ventilators (Paediatrics) | B2 | NCPAP[CPAP WITH HUMIDIFIER | 1057~1058[VENTILATOR WITH [CPAP] HUMIDIFIER | 2011-03-04 |  | PHONIX MEDICAL SYSTEM CHENNAI | CH WARD[2 NUMBERS] | RCH | RCH2/TNMSC/ENGG/E37/2010-5 30/7/2010 | 2011-06-21 | 2012-03-04 | 124999 | 8749.93 | working
996 | NAGAPATTINAM | Fowlers Cot | C | NGT/GH/50 | NGT/GH/50 | 2006-11-01 |  | APPOLO SURGICALS CHENNAI | 500WARD[14 NUMBERS] | TNMSC | 23440/TNMSC/ENGG/2.2.2006 | 2012-06-23 | 2012-09-24 | 25000 | 1750 | working
997 | NAGAPATTINAM | Pulse Oximeter | B2 | NGT/GH/57 FINGER PULSE OXYMETER | NGT/GH/57 FINGER PULSE OXY METER | 2012-09-21 |  | ENKAY MEDICAL THIRUVARUR | CH WARD-2 | JDHS |  | 2012-09-21 | 2013-09-21 | 6100 | 427 | working
998 | NAGOOR | Generator | C | jdhs |  | 2013-02-01 | honda | jdhs nagappattinam | electrical room | TNHSP |  |  | 2020-07-31 | 200000 | 14000 | working
999 | NAGOOR | Weighing machine adult | C | [5 empty] | Ward |  |  |  |  | 0 | 0 | working
1000 | NAGOOR | Weighing machine infant | C | [5 empty] | OP |  |  |  |  | 0 | 0 | working
1001 | NAGOOR | Autoclave Mini | B | AM111 |  | 1996-01-06 | ASSOCIATED SURGICAL | Associated Surgicals | OP | DMS |  | 1996-01-06 | 1997-01-06 | 4888 | 342.16 | working
1002 | NAGOOR | B.P.apparatus stand model | C | [5 empty] | OP |  |  |  |  | 1500 | 105 | WORKING
1003 | NAGOOR | B.P.apparatus stand model | C | [5 empty] | OP |  |  |  |  | 1500 | 105 | WORKING
1004 | NAGOOR | B.P.apparatus table model | C |  |  |  | PHILIPS |  | OP | Donation |  |  |  | 2150 | 150.5 | WORKING
1005 | NAGOOR | B.P.apparatus table model | C | [5 empty] | OP |  |  |  |  | 2150 | 150.5 | WORKING
1006 | NAGOOR | B.P.apparatus table model | C | [5 empty] | STORE |  |  |  |  | 2150 | 150.5 | WORKING
1007 | NAGOOR | Mono cular Microscope | C | [5 empty] | Lab |  |  |  |  | 0 |  | condemned
1008 | NAGOOR | Mono cular Microscope | C | [5 empty] | Lab |  |  |  |  | 0 |  | condemned
1009 | NAGOOR | Shadowless Lamp stand model | B |  |  | 1981-10-02 |  |  | OP |  |  | 1981-10-02 | 1982-10-02 | 0 | 0 | working
1010 | NAGOOR | Shadowless Lamp stand model | B |  |  | 1981-10-02 |  |  | OP |  |  | 1981-10-02 | 1982-10-02 | 0 | 0 | working
1011 | NAGOOR | Sterilizer Medium (Instrument) | C |  |  | 1981-10-02 |  |  | Store |  |  | 1981-10-02 | 1982-10-02 | 0 | 0 | working
1012 | NAGOOR | Sterilizer Medium (Instrument) | C |  |  | 1981-10-02 |  |  | Store |  |  | 1981-10-02 | 1982-10-02 | 0 | 0 | working
1013 | NAGOOR | Sterilizer Medium (Instrument) | C |  |  | 1981-10-02 |  |  | Store |  |  | 1981-10-02 | 1982-10-02 | 0 | 0 | working
1014 | NAGOOR | Refrigerator | C |  |  |  | Godrej |  | OP |  |  |  |  | 0 | 0 | working
1015 | NAGOOR | Refrigerator | C |  |  |  | Godrej-Gold Gold |  | Store |  |  |  |  | 0 | 0 | working
1016 | NAGOOR | B.P.apparatus table model | C |  |  | 1996-10-07 |  |  | Scan Room |  |  | 1996-10-07 | 1997-10-07 | 2150 | 150.5 | WORKING
1017 | NAGOOR | Operation Table Hydraulic Major | B2 |  |  | 1996-11-07 |  |  | JDHS-Nagai |  |  | 1996-11-07 | 1997-11-07 | 0 | 0 | working
1018 | NAGOOR | Electri centrifuger | C |  |  | 2004-07-10 |  | GH-Tharangambadi | Lab |  |  | 2004-07-10 | 2005-07-10 | 5090 | 356.3 | working
1019 | NAGOOR | Boyles Apparatus with Fluotec and circle absorber | B |  |  | 1997-07-31 |  |  | Hqr-Nagai |  |  | 1997-07-31 | 1998-07-31 | 126000 | 8820 | WORKING
1020 | NAGOOR | Alpha Bed with motor | C |  |  | 2007-06-07 | Apex | Jupiter Manufacturing works | Store | DMS |  | 2007-06-07 | 2008-06-07 | 6600 | 462 | working
1021 | NAGOOR | Pulse Oximeter | B |  |  | 1998-12-30 | Nonin-INC | Trans Health Care | Hqr-Nagai |  |  | 1998-12-30 | 1999-12-30 | 0 | 0 | working
1022 | NAGOOR | Glucometer | C |  |  | 2003-08-20 | Glucocare | Associated Surgicals | Lab | DMS |  | 2003-08-20 | 2005-08-20 | 0 |  | condemned
1023 | NAGOOR | RO Plant | B2 | COUNDER TAB | 4565667 | 2011-09-01 | NIAGARA RO SYSTEM BHARATHIAR ROAD KARAIKAL | NIAGARA RO SYSTEM BHARATHIAR ROAD KARAIKAL | LAB | PPP |  |  | 2013-09-30 | 0 | 0 | working
1024 | PORAYARU | Laryngoscope(Adult) | C | LC ADULT 2 BLADE | LC PYR 02 | 1993-08-10 | ASSOCIATED | JDHS NAGAI | OP | JDHS |  | 1993-08-10 | 1994-08-09 | 770 | 53.9 | working
1025 | PORAYARU | Autoclave Mini | B | AUTO CLOVE MINI | PYR.AC/M-2 |  |  |  | Ward | RCH |  |  |  | 4888 |  | condemned
1026 | PORAYARU | Nebuliser Adult | C |  |  | 1999-05-13 |  | Associated Surgicals | OP |  |  | 1999-05-13 | 2000-05-13 | 2200 | 154 | WORKING
1027 | PORAYARU | Sterilizer Medium (Instrument) | C | [5 empty] | Ward |  |  |  |  | 0 | 0 | working
1028 | PORAYARU | Sterilizer Medium (Instrument) | C | [5 empty] | Ward |  |  |  |  | 0 | 0 | working
1029 | PORAYARU | Sterilizer Medium (Instrument) | C | [5 empty] | OP |  |  |  |  | 0 | 0 | working
1030 | PORAYARU | Electric Calorimeter | C | ELE.CALORY | CI-300 | 1986-12-16 | CORONATION | CORONATION INDU | Lab | DMS |  | 1986-12-16 | 1987-12-16 | 9500 | 665 | working
1031 | THIRUKUVALAI | Opthalmoscope - Direct | C |  |  |  | Keeler |  | Eye OP |  |  |  |  | 0 | 0 | working
1032 | SIRKAZHI | Foetal Doppler | C | A100H |  | 2014-11-24 | AEON TECHNOLOGY (P)LTD | MEDIWAVES INC |  | TNMSC |  |  | 2015-12-24 | 4650 | 325.5 | working
1033 | SIRKAZHI | Foetal Doppler | C | CONDOMINATION | CONDOMINATION | 1998-07-04 |  | JDHS-NAGAI | Labr.Ward |  |  | 1998-07-04 | 1999-07-04 | 0 |  | condemned
1034 | SIRKAZHI | Weighing machine adult | C | ADULT | SY/WMA/06 |  |  |  | LABOUR WARD | DMS |  |  |  | 598 | 41.86 | working
1035 | SIRKAZHI | Weighing machine adult | C | ADULT | SY/WMA/07 |  |  |  | FEMALE WARD | DMS |  |  |  | 598 | 41.86 | working
1036 | SIRKAZHI | Weighing machine adult | C | ADULT | SY/WMA/04 |  |  |  | OP | DMS |  |  |  | 598 | 41.86 | working
1037 | SIRKAZHI | Weighing machine adult | C | ADULT | SY/WMA/05 |  | ASSOCIATED SURGICALS | ASSOCIATED SURGICALS | OP | DMS |  |  | 2010-07-07 | 598 | 41.86 | working
1038 | SIRKAZHI | Weighing machine adult | C | ADULT | SY/WMA/03 | 2009-07-07 | ASSOCIATED SURGICALS | JDHS NAGAI | LW | DMS |  | 2009-07-07 | 2010-07-07 | 450 | 31.5 | working
1039 | SIRKAZHI | Weighing machine infant | C | INFANT | SY/WMP/06 |  |  | ASSOCIATED SURGICALS | LABR.D | DMS |  |  |  | 0 | 0 | working
1040 | SIRKAZHI | Weighing machine infant | C | INFANT | SY/WMP/05 | 1987-10-19 |  | HIRAN PHARMA | D~OT | DMS |  |  |  | 0 | 0 | working
1041 | SIRKAZHI | Weighing machine infant | C | INFANT | SY/WMP/04 | 1997-02-13 |  | ASSOCIATED SURGICALS | PP | DMS |  |  |  | 0 | 0 | working
1042 | SIRKAZHI | Weighing machine infant | C | INFANT | SY/WMP/03 | 1997-02-13 |  | ASSOCIATE SURGICALS | KITCHEN | DMS |  |  |  | 0 | 0 | working
1043 | SIRKAZHI | Weighing machine infant | C | INFANT | SY/WMP/02 |  |  |  | D~OT | DMS |  |  |  | 0 | 0 | working
1044 | SIRKAZHI | Weighing machine infant | C | INFANT | SY/WMP/01 |  |  |  | PP | DMS |  |  |  | 0 | 0 | working
1045 | SIRKAZHI | ECG machine ordinary | B | WRONG ENTRY | WRONGENTRY | 2007-01-31 | BPL |  | X-Ray Room |  |  | 2007-01-31 | 2008-01-31 | 0 |  | condemned
1046 | SIRKAZHI | ECG machine ordinary | B | BPL-180TM70 | BAMB6M10872 | 2007-01-31 | BPL | BPL INDIA PVT | X-Ray Room | TNMSC | TNMSC/Sandamp;P/2007 | 2007-01-31 | 2008-01-31 | 9880 |  | condemned
1047 | SIRKAZHI | Multi Para Monitor | B | BPM-700P | 173-FG5085 | 2006-03-11 | Bio Sys | JDHS-Kumbakonam | OT | JDHS-Kumbakonam | JDHS/215/S1/2006 | 2006-03-11 | 2007-03-11 | 117300 | 8211 | working
1048 | SIRKAZHI | Generator | C | CONDUMED | CONDUMED | 1988-02-20 | Honda | JDHS-Nagai | OT | JDHS-Nagai |  | 1988-02-20 | 1989-08-22 | 0 |  | condemned
1049 | SIRKAZHI | UPS | C | PROBL1350 | C101AA522835 | 2011-08-25 | HCL INFO SYSTEM LTD | HCL | STORE | TNHSP | THHSP/ELCOT/ICB/P2H1/10/02/2011 | 2011-08-25 | 2012-08-25 | 0 | 0 | working
1050 | SIRKAZHI | Lab Incubator | C | MC/2006 | ID-1543 | 2005-06-08 | MC Dalal | MC Dalal | Blood Bank | DMS | 10475/Sandamp;P/1/05/1/18/02/05 | 2005-06-08 | 2006-06-08 | 18600 | 1302 | working
1051 | SIRKAZHI | Mono cular Microscope | C |  | condumed |  |  |  | Lab |  |  |  |  | 0 |  | condemned
1052 | SIRKAZHI | Dental Autoclave | C | CONDAMINATION | CONDAMINATION | 2003-10-28 | Confident | CONFIDENT | Dental OP | DMS | TNMSC/119/20/10/2003 | 2003-10-28 | 2004-10-28 | 27378 |  | condemned
1053 | SIRKAZHI | Glucometer | C | G-MET/2003 | GLU/02/2003 | 2003-08-20 | Associated Surgicals | ASSOCIATED SURGICALS | Lab | DMS | TNMSC/Sandamp;P/2003 | 2003-08-20 | 2004-08-20 | 3200 |  | condemned
1054 | SIRKAZHI | Glucometer | C | G-MET/2003 | GLU/01/2003 | 2003-08-20 | Associated Surgicals | ASSOCIATED SURGICALS | Lab | DMS | TNMSC/Sandamp;P/2003 | 2003-08-20 | 2004-08-20 | 3200 |  | condemned
1055 | SIRKAZHI | Shadowless Lamp stand model | B | CONDOMIINATION | CONDAMINATION | 2001-02-22 |  |  | OT | DD-FW |  | 2001-02-22 | 2002-02-22 | 0 |  | condemned
1056 | SIRKAZHI | Shadowless Lamp stand model | B | CONDOMIINATION | CONDAMIINATION | 2001-02-22 |  |  | OT | DD-FW |  | 2001-02-22 | 2002-02-22 | 0 |  | condemned
1057 | SIRKAZHI | Shadowless Lamp stand model | B | CONDOMINATION | CONDOMINATION | 2003-12-16 |  | GESCO | OT | DMS |  | 2003-12-16 | 2004-12-16 | 0 |  | condemned
1058 | SIRKAZHI | Auto Clave HP Vertical (2 bin) | C | wrong entry | wrong entry | 1986-08-09 |  | Associated Surgicals | OT |  |  | 1986-08-09 | 1987-08-09 | 4700 |  | wrong entry
1059 | SIRKAZHI | Auto Clave HP Vertical (2 bin) | C | CONDAMINATION | CONDAMINATION/2 | 1996-06-15 |  |  | Injn.OP |  |  | 1996-06-15 | 1997-06-15 | 29800 |  | condemned
1060 | SIRKAZHI | Ultra Sonogram -MOBILE | B | SONATA | N03S6339 | 2003-03-22 | Landamp;T | Landamp;T | Scan Room | DMS |  | 2003-03-22 | 2004-03-22 | 318049 |  | MULTIPLE ENTRY
1061 | SIRKAZHI | B.P.apparatus table model | C | BPT/2007 | BPT/06 | 2007-05-11 | ASSOCIATED SURGICALS | ASSOCIATED SURGICALS | Male Ward | DMS | DMS/Sandamp;P/2007/11/05/2007 | 2007-05-11 | 2008-05-11 | 810 | 56.7 | working
1062 | THIRUKUVALAI | Cryo Surgery Unit | B2 | [5 empty] | Eye OT |  |  |  |  | 100000 | 7000 | NOT WORKING
1063 | SIRKAZHI | Operation Table Hydraulic Major | B2 |  |  |  |  | PHC-THIRUVENKADU | OT |  |  |  |  | 164268 | 11498.76 | working
1064 | SIRKAZHI | Operation Table Hydraulic Major | B2 |  |  | 1988-04-18 | Gesco | Gesco | OT | DMS |  | 1988-04-18 | 1989-04-18 | 164268 | 11498.76 | working
1065 | SIRKAZHI | Needle destroyer / Syringe Destroyer | C |  |  | 2008-01-28 | Landamp;T-Avulco | Landamp;T-Avulco | OT | TNHSP |  | 2008-01-28 | 2009-01-28 | 0 |  | condemned
1066 | SIRKAZHI | Laproscope Single Puncture | C | SINGLE PUNCTURE | LAP/01 | 2008-06-30 | KARL STORZ | VISHAL SURGICAL | OT | DDFW | DDFW/Sandamp;P/2008 | 2008-06-30 | 2009-06-30 | 150000 | 10500 | WORKING
1067 | SIRKAZHI | Suction Apparatus - Foot operated | B | FOOT OPERATED | CONDUMED |  |  |  | OP | JDHS |  |  |  | 0 | 0 | working
1068 | SIRKAZHI | Formaline dispenser | C | CONDUMED | CONDUMED | 1999-06-22 | SOUTH INDIA SURGICALS | SOUTH INDIA SURGICALS | OT | TNMSC |  | 1999-06-22 | 2000-06-22 | 6786 |  | condemned
1069 | SIRKAZHI | Laryngoscope(Paediatric) | C | LAR/INF/2007 | LARI/INF/02 | 2007-09-10 | VIBASH COIMBATURE | VIBASH | LW | TNHSP | TNHSP/TNMSC/ENGG/P2E26/2007/29/06/2007 | 2007-09-10 | 2008-09-10 | 546 | 38.22 | working
1070 | SIRKAZHI | Laryngoscope(Paediatric) | C | LAR/INF/2007 | LARI/INF/01 | 2007-09-10 | VIBASH COIMBATURE | VIBASH | LW | TNHSP | TNHSP/TNMSC/ENGG/P2E26/2007/29/06/2007 | 2007-09-10 | 2008-09-10 | 546 | 38.22 | working
1071 | SIRKAZHI | Laryngoscope(Paediatric) | C | LAR/PEA/2010 | LARI/PEA/02 | 2010-12-24 | SOUTH INDIA SURGICALS | SOUTH INDIA SURGICALS | STORE | RCH | RCH/TNMSC/ENGG145381/2010-7/06/10/2010 | 2010-12-24 | 2011-12-24 | 2500 | 175 | working
1072 | SIRKAZHI | Opthalmoscope - Direct | C |  |  | 1997-10-03 | SISCO | SISCO | Store |  |  | 1997-10-03 | 1998-10-03 | 0 |  | condemned
1073 | SIRKAZHI | Electri centrifuger | C | C852 | CEN/1/ELEC | 1988-05-10 | LEADING INDIA | LEADING INDIA | LAB | IPP V | 135/-T/DT06/05/88 | 1988-05-10 | 1989-05-10 | 991 |  | condemned
1074 | SIRKAZHI | Distilled water stills | C | WRONG ENTRY | WRONG ENTRY | 1991-08-19 |  |  | OT | DMS |  | 1991-08-19 | 1992-08-19 | 0 |  | condemned
1075 | SIRKAZHI | Electric Calorimeter | C | CONDUMED | CONDUMED | 1998-02-27 | Allan Medical | Allan Medical | Lab | DMS |  | 1998-02-27 | 1999-02-27 | 0 |  | condemned
1076 | SIRKAZHI | Pulse Oximeter | B | CONDOMINATION | CONDOMINATION | 1998-12-31 | NONIN | NONIN | Ot | DMS |  | 1998-12-31 | 1999-12-31 | 0 |  | condemned
1077 | SIRKAZHI | Sterilizer Medium (Instrument) | C |  | ELEC/STERI/2 | 2007-09-18 |  | SABERWAL BROS | Store | RSVY | TNMSC/RSVY/Sandamp;P/2007 | 2007-09-18 | 2008-09-18 | 625 | 43.75 | working
1078 | SIRKAZHI | Refrigerator | C | KD186B/08 | 19600407 | 2008-11-17 | KELVINATOR | BABY TRADERS MAYILADUDURAI | BLOOD STORAGE CENTER | OTHERS | TANSAC/Sandamp;P/2008 | 2008-11-17 | 2009-11-17 | 8500 | 595 | working
1079 | SIRKAZHI | Refrigerator | C | 8513/RAYAL | INC051827506 | 2007-12-17 | DAEVY PHARMAandamp;SURGICALS | DAEVY PHARMAandamp;SURGICALS | ICTC LAB | TNHSP | TNHSP/TNMSC/P2G5/07/17/09/2007 | 2007-12-17 | 2008-12-12 | 10816 | 757.12 | working
1080 | SIRKAZHI | Refrigerator | C | HAIR/ROYAL | REF/05/SKL | 2005-06-09 | VASANTHandamp;CO | VASANTHandamp;CO | LW | OTHERS | SKL/Sandamp;P/2005 | 2005-06-09 | 2006-06-09 | 6190 | 433.3 | working
1081 | SIRKAZHI | Refrigerator | C | ICY COOL | REF/SKL/04 | 2002-08-19 | KELVINATOR | VENGATRAMAN COMPANY | DY | OTHERS | SKL/Sp/2002 | 2002-08-19 |  | 8700 | 609 | working
1082 | SIRKAZHI | Refrigerator | C | GODREJ/1996 | CONDUMED | 1996-04-27 | GODREJ | DMRHS CHENNAI | STORE | DMS |  |  |  | 0 |  | condemned
1083 | SIRKAZHI | Refrigerator | C | KELVINATOR/88 | CODUMED | 1988-05-11 | KELVINATOR | EXPO MANUFACTURING | INOP | DMS |  | 1988-05-11 |  | 4648 |  | condemned
1084 | SIRKAZHI | X-ray Machine 100 mA | B | CONDAMINATION | CONDOMIINATION | 1973-09-20 | Siemens-Monophos 4E | SIEMENS | X-Ray Room | DMS |  | 1973-09-20 | 1974-09-20 | 0 |  | condemned
1085 | SIRKAZHI | Ice Lined Refrigerator | C | NO RECORD FOUND | NORECORD FOUND |  |  |  | Family Welfare ward |  |  |  |  | 40000 | 2800 | WORKING
1086 | SIRKAZHI | Computer | C |  |  |  | PCS |  | ICTC | TANSAC |  |  |  | 24890 | 1742.3 | working
1087 | SIRKAZHI | Printer | C |  |  |  |  | LIPI DATA SYSTEM | Office Room | TNHSP |  |  |  | 0 | 0 | working
1088 | SIRKAZHI | Computer | C |  |  | 2009-01-04 |  | BROADLINE COMPUTER SYSTEM | Office Room | TNHSP |  | 2009-01-04 | 2010-01-04 | 24890 | 1742.3 | WORKING
1089 | SIRKAZHI | UPS | C | 600W |  |  |  | R.K TECH HARD and SOFT PVT LTD | Office Room | TNHSP |  |  |  | 2500 | 175 | working
1090 | SIRKAZHI | Ultra Sonogram -MOBILE | B | SONATA | NO386330 | 2003-03-22 | Landamp;t | Landamp;T | SCANRoom | TNMSC |  | 2003-03-22 | 2004-03-25 | 318049 | 22263.43 | working
1091 | SIRKAZHI | Laproscope Single Puncture | C | STARZ | LAP/1 | 2008-06-30 | KARALSTARZ | DDFW | OT | DMS | DDFW/Sandamp;P/2009 | 2008-06-30 | 2009-06-30 | 0 | 0 | working
1092 | SIRKAZHI | Boyles apparatus with Circle Abosrber | B2 | ALPHA LIFE LINE | 111202002064 | 2012-07-05 | HMP | MADRAS SURGICALS | OT | TNMSC | 505/TNMSC/ENGG/2011-12 | 2012-03-20 | 2013-07-05 | 126000 | 8820 | working
1093 | SIRKAZHI | B.P.apparatus table model | C | condumed | condumed/3 |  |  |  | Injn.OP |  |  |  |  | 2150 |  | condemned
1094 | THARANGAMBADI | 300 M.A. X-ray machine Intensifer | B2 | SIEMENS |  |  |  | GH-Nagapattinam | x ray room | JDHS |  |  |  | 350000 | 24500 | working
1095 | THIRUKUVALAI | Shadowless Lamp stand model | B |  |  |  | Arko |  | Eye OT |  |  |  |  | 0 | 0 | working
1096 | THARANGAMBADI | Auto Clave HP Vertical (2 bin) | C | ELECTRICALY OPERATED | TB/AUT CL-01 | 2004-05-01 |  | GOVT HOSPITAL VAITHISVARANKOIL | OP | DMS | PDL6/2002 DT 29/01/2002 | 2005-05-01 | 2005-04-30 | 33280 | 2329.6 | working
1097 | THARANGAMBADI | Laryngoscope(Paediatric) | C | PEADIATRIC MODEL | TB/LARYNCO P-01 | 2006-12-07 |  | GOVT HOSPITAL ~ PORAYAR | OP | TNMSC | M.O ~ THARANGAMBADI G.H 124/2006 |  | 2007-12-06 | 2500 | 175 | working
1098 | THARANGAMBADI | Laryngoscope(Adult) | C | ADULT MODEL | TB/LARYNGO A-01 | 2006-12-07 |  | GOVT HOSPITAL ~ PORAYAR | OP | TNMSC | MEDICAL OFFICER ~ THARANGAMBADI R.C.NO 124/2006 | 2006-12-07 | 2007-12-06 | 770 | 53.9 | working
1099 | THIRUKUVALAI | Shadowless Lamp stand model | B |  |  |  | Arko |  | Eye OT |  |  |  |  | 0 | 0 | working
1100 | THARANGAMBADI | UPS | C | HCL INFOSYSTEM~ R.S NO 107/~ SEDARAPET~ VILLIANUR COMMIUNE~ PUDHUCHERRY | C101AA533579 | 2011-02-26 |  |  | MALE OP | TNHSP | TNHSP/ELCOT/ICB/COMP/ 07/12/2010 | 2011-10-10 | 2013-11-23 | 0 |  | MULTIPLE ENTRY
1101 | THARANGAMBADI | Laryngoscope(Adult) | C | [10 empty] | 770 | 53.9 | working
1102 | THARANGAMBADI | Computer | C | VW19G2 | 0105BG0263681 |  |  | HCL INFOSYSTEMS | GEN WARD | TNHSP | TNHSP/ELCOT/ICB/COMP 07/12/2010 | 2011-10-10 | 2013-11-23 | 26031 | 1822.17 | working
1103 | THARANGAMBADI | UPS | C | HCL | C101AA533368 |  |  |  |  | TNHSP | TNHSP/ELCOT/ICB/COMP/07/12/2010 |  | 2013-11-23 | 0 |  | MULTIPLE ENTRY
1104 | THARANGAMBADI | UPS | C | HCL | C101AA33424 |  |  | HCL INFOSYSTEM~ R.S NO 107/~ SEDARAPET~ VILLIANUR COMMIUNE~ PUDHUCHERRY |  | TNHSP | TNHSP/ELCOT/*ICB/COMP/07/12/2010 | 2011-10-10 | 2012-10-09 | 0 |  | MULTIPLE ENTRY
1105 | THARANGAMBADI | UPS | C | HCL | C101AA5334931 | 2011-02-26 |  | HCL INFOSYSTEM~ R.S NO 107/~ SEDARAPET~ VILLIANUR COMMIUNE~ PUDHUCHERRY |  | TNHSP | TNHSP/ELCOT/ICB/COMP/07/12/2010 | 2011-10-10 | 2013-11-23 | 0 | 0 | working
1106 | THARANGAMBADI | Weighing machine adult | C | KRUPS | TB/ADULT WEI MAC-02 | 2004-05-01 |  | JDHS NAGAPATTINAM | MALE OP | DMS | M.O TB/114/2004 | 2004-05-01 | 2005-05-30 | 400 | 28 | working
1107 | THIRUKUVALAI | Pulse Oximeter | B2 | RAD 8 | M.73879/M.73878 | 2014-07-16 | GRACE.MFG.and TRADING CO | GRACE MFGandamp;TRADING.CO |  | TNMSC | RCH-II/TNMSC/ENGG/E6712014.DT05/03/2014 | 2014-07-16 | 2019-07-15 | 0 | 0 | working
1108 | THIRUKUVALAI | CTG Monitor | B2 |  |  | 2007-04-27 | Contec Medical | JDHS-NAGAI | Labr.Ward | JDHS |  | 2007-04-27 | 2008-04-27 | 0 |  | condemned
1109 | THIRUKUVALAI | Ultra Sonogram -MOBILE | B | SONATA3-77-390-0023 | NO356469 | 2003-12-22 | Landamp;T | L andamp;T | Scan Room | DMS | DMS/12654/UL/2004 | 2003-12-22 | 2004-12-22 | 311537 | 21807.59 | working
1110 | THIRUKUVALAI | Formaline dispenser | C | [5 empty] | Eye OT |  |  |  |  | 5450 | 381.5 | working
1111 | THIRUKUVALAI | Slit Lamp | C |  |  |  | Medilux |  | Eye OP |  |  |  |  | 0 | 0 | working
1112 | THIRUKUVALAI | Slit Lamp | C | [5 empty] | Eye OP |  |  |  |  | 0 | 0 | working
1113 | THIRUKUVALAI | Operating Microscope (ENT) | B | [5 empty] | Eye OT |  |  |  |  | 0 | 0 | working
1114 | THIRUKUVALAI | Glucometer | C |  |  |  | Glucocare |  | Store |  |  |  |  | 0 |  | condemned
1115 | THIRUKUVALAI | Nebuliser Adult | C | [5 empty] | Genrl.Ward |  |  |  |  | 2200 | 154 | WORKING
1116 | THIRUKUVALAI | Alpha Bed with motor | C |  |  |  | Dynacare |  | Store |  |  |  |  | 7760 | 543.2 | WORKING
1117 | THIRUKUVALAI | A-Scan Biometer | B |  |  |  | Sonomark |  | Eye OP |  |  |  |  | 148000 | 10360 | TRANSFERRED TO GH-NAGAI
1118 | THIRUKUVALAI | Keratometer | B | [5 empty] | Eye OP |  |  |  |  | 25000 | 1750 | WORKING
1119 | THIRUKUVALAI | Refrigerator | C |  |  | 2004-12-24 | Godrej | ANDAVAR ELECTRICALS | Pharmacy | HMF |  | 2004-12-24 | 2005-12-24 | 0 | 0 | working
1120 | THIRUKUVALAI | B.P.apparatus stand model | C |  |  | 2007-04-27 |  |  | Eye OT | JDHS |  | 2007-04-27 | 2008-04-27 | 1500 | 105 | working
1121 | THIRUKUVALAI | B.P.apparatus stand model | C |  |  | 2007-04-27 |  |  | OP | JDHS |  | 2007-04-27 | 2008-04-27 | 1500 | 105 | working
1122 | THIRUKUVALAI | B.P.apparatus stand model | C |  |  | 2007-04-27 |  |  | Eye OT | JDHS |  | 2007-04-27 | 2008-04-27 | 1500 | 105 | working
1123 | THIRUKUVALAI | B.P.apparatus stand model | C |  |  | 2007-04-27 |  |  | OP | JDHS |  | 2007-04-27 | 2008-04-27 | 1500 | 105 | working
1124 | THIRUKUVALAI | B.P.apparatus table model | C | [5 empty] | OP |  |  |  |  | 2150 | 150.5 | WORKING
1125 | THIRUKUVALAI | B.P.apparatus table model | C | [5 empty] | STORE |  |  |  |  | 2150 | 150.5 | WORKING
1126 | THIRUKUVALAI | B.P.apparatus table model | C | [5 empty] | STORE |  |  |  |  | 2150 | 150.5 | WORKING
1127 | THIRUKUVALAI | B.P.apparatus table model | C | [5 empty] | STORE |  |  |  |  | 2150 | 150.5 | WORKING
1128 | THIRUKUVALAI | Diathermy Machine (Electric Cautery) | B |  |  | 2007-06-07 | Neomed | JUPITER MANUFACTURING WORKS | Store | DMS |  | 2007-06-07 | 2008-06-07 | 18000 | 1260 | working
1129 | THIRUKUVALAI | Boyles apparatus with out Ventilator | B |  |  | 2007-06-11 | Erkadi | PHC-THIRUPOONDI | Eye OT | PHC-Thirupoondi |  | 2007-06-11 | 2008-06-11 | 120000 | 8400 | working
1130 | THIRUKUVALAI | Focus lamp Ordinary | C |  |  | 2007-02-16 |  | VIBASH COIMBATORE | OT |  |  | 2007-02-16 | 2008-02-16 | 12450 | 871.5 | working
1131 | THIRUKUVALAI | Focus lamp Ordinary | C |  |  | 2007-04-27 |  | JDHS-NAGAI | OP |  |  | 2007-04-27 | 2008-04-27 | 12450 | 871.5 | working
1132 | THIRUKUVALAI | Focus lamp Ordinary | C |  |  | 2007-04-27 |  | JDHS-NAGAI | OP |  |  | 2007-04-27 | 2008-04-27 | 12450 | 871.5 | working
1133 | THIRUKUVALAI | Steriliser Small (Instruments) | C | [5 empty] | Eye OT |  |  |  |  | 0 | 0 | working
1134 | THIRUKUVALAI | Bowl steriliser - Medium | C |  |  | 2007-08-08 |  | VISHAL HOSPITAL STEEL FURNITURE | Eye OT |  |  | 2007-08-08 | 2008-08-08 | 10650 |  | condemned
1135 | THIRUKUVALAI | Binocular Mircroscope | B2 |  |  |  | MLW |  | Store |  |  |  |  | 9393 | 657.51 | working
1136 | THIRUKUVALAI | Shadowless Lamp stand model | B |  |  | 2007-07-30 |  | ASSOCIATED SURGICAL | OT | FW |  | 2007-07-30 | 2008-07-30 | 0 | 0 | working
1137 | THIRUKUVALAI | Haemoglobinometer | C | HE/555/1 |  | 2008-07-17 |  | JDHS-NAGAI | LAB | DMS |  | 2008-07-17 | 2009-07-17 | 18000 | 1260 | working
1138 | THIRUKUVALAI | Pulse Oximeter | B | BL41911 | pl1144002236 | 2009-04-05 | BPL | JDHS-NAGAI | OT | TNHSP-AMBULANCE DISMANTLED |  | 2009-04-05 | 2010-04-05 | 0 | 0 | working
1139 | THIRUKUVALAI | Pulse Oximeter | B | PL444/11 |  | 2009-04-05 | BPL | JDHS-NAGAI | OT | TNHSP-AMBULANCE DISMANTLED |  | 2009-04-05 | 2010-04-05 | 0 | 0 | working
1140 | THIRUKUVALAI | UPS | C | 1 | ULB11-626 | 2011-02-28 | UNILINE ENERGY SYSTEMS PVT LTD | R.K.TECH | E.B.POWER ROOM | TNHSP | TNHSP/ELCOT//ICB/UPS/A/P2H2/2010-11 | 2011-03-23 | 2012-02-28 | 0 | 0 | working
1141 | THIRUKUVALAI | Computer | C | V W 19 G2 | 0105BG026382 | 2011-01-28 | HCL | HCL INFOSYSTEMS PUDUCHERY | DENTEL OP | TNHSP | 2000059146/1000042960/TNHSP/ELCOT/ICB/COMP | 2011-08-18 | 2013-12-23 | 26031 | 1822.17 | working
1142 | THIRUKUVALAI | Computer | C | V W 19G2 | 0105BG26359 |  | HCL | HCL INFOSYSTEMS LTD PUDUCHERY | MALE WARD | TNHSP | TNHSP/ELCOT/ICB/COMP/07/12/2010 | 2011-08-18 | 2013-12-22 | 26031 | 1822.17 | working
1143 | THIRUKUVALAI | Computer | C | V W 19 G2 | 0105BG026359 | 2011-01-28 | HCL | HCL INFOSYSTEMS PUDUCHERY | X~RAY ROOM | TNHSP | TNHSP/ELCOT/ICB/COMP/7/12/10 | 2011-08-18 | 2013-12-22 | 26031 | 1822.17 | working
1144 | VAITHEESWARANKOVIL | Weighing machine infant | C |  |  | 2006-02-24 |  | ASTROLOGER-RAVI | OP | DONATION |  | 2006-02-24 | 2007-02-24 | 0 | 0 | working
1145 | VAITHEESWARANKOVIL | Weighing machine infant | C | BABY TYPE DONATED | VK/ WM INFANT-02 | 2006-02-24 |  | ASTROLOGER-RAVI | OP | DONATION |  | 2006-02-24 | 2007-02-24 | 800 | 56 | working
1146 | VAITHEESWARANKOVIL | Weighing machine adult | C | [10 empty] | 0 | 0 | working
1147 | VAITHEESWARANKOVIL | Weighing machine adult | C | [10 empty] | 0 | 0 | working
1148 | VAITHEESWARANKOVIL | Electri centrifuger | C |  |  | 2000-04-08 |  |  | LAB | DMS |  | 2000-04-08 | 2001-04-08 | 5090 | 356.3 | working
1149 | VAITHEESWARANKOVIL | Electri centrifuger | C |  |  | 2000-04-08 |  |  | LAB | DMS |  | 2000-04-08 | 2001-04-08 | 5090 | 356.3 | working
1150 | VAITHEESWARANKOVIL | Electri centrifuger | C |  |  | 2000-04-08 |  |  | Lab | DMS |  | 2000-04-08 | 2001-04-08 | 5090 | 356.3 | working
1151 | VAITHEESWARANKOVIL | Auto Clave HP Vertical (2 bin) | C |  |  | 2000-05-09 |  | Alan Medicals | OP |  |  | 2000-05-09 | 2001-05-09 | 29800 | 2086 | working
1152 | VAITHEESWARANKOVIL | B.P.apparatus stand model | C |  |  | 2000-05-09 |  | ALAN MEDICAL | OP | DMS |  | 2000-05-09 | 2001-05-09 | 1500 | 105 | working
1153 | VAITHEESWARANKOVIL | B.P.apparatus table model | C |  |  | 2007-10-30 |  | GURU AGENCY-NAGAI | OP | HMF-2 Nos |  | 2007-10-30 | 2008-10-30 | 1154 | 80.78 | WORKING
1154 | VAITHEESWARANKOVIL | B.P.apparatus table model | C | TABLE MODEL | VK/BPAT-02 | 2007-10-30 |  | GURU AGENCY-NAGAI | OPD | HMF-2 Nos |  | 2007-10-30 | 2008-10-30 | 1154 | 80.78 | WORKING
1155 | VAITHEESWARANKOVIL | B.P.apparatus table model | C |  |  | 2007-10-30 |  | GURU AGENCY-NAGAI | OP | HMF-2 Nos |  | 2007-10-30 | 2008-10-30 | 1154 | 80.78 | WORKING
1156 | VAITHEESWARANKOVIL | Suction Apparatus - Foot operated | B |  |  | 2000-08-12 |  |  | OP | DMS |  | 2000-08-12 | 2001-08-12 | 0 | 0 | working
1157 | VAITHEESWARANKOVIL | Suction Apparatus - Foot operated | B |  |  | 2000-08-12 |  |  | Store | DMS |  | 2000-08-12 | 2001-08-12 | 0 | 0 | working
1158 | VAITHEESWARANKOVIL | Refrigerator | C | [5 empty] | GH-Tharangambadi |  |  |  |  | 0 | 0 | working
1159 | VAITHEESWARANKOVIL | Refrigerator | C | [5 empty] | OP | DONATION |  |  |  | 0 | 0 | working
1160 | VAITHEESWARANKOVIL | Mono cular Microscope | C | [5 empty] | lab |  |  |  |  | 0 |  | condemned
1161 | VAITHEESWARANKOVIL | Mono cular Microscope | C | [5 empty] | Store |  |  |  |  | 0 |  | condemned
1162 | VAITHEESWARANKOVIL | Mono cular Microscope | C | [5 empty] | Store |  |  |  |  | 0 |  | condemned
1163 | VAITHEESWARANKOVIL | Binocular Mircroscope | B2 | VK MIC 01 |  | 2001-04-12 |  | DD-TB NAGAI | Lab | DD-TB~Nagai |  | 2001-04-12 | 2002-04-12 | 9393 | 657.51 | working
1164 | VAITHEESWARANKOVIL | Boyles apparatus with Ventilator | B |  |  | 2006-07-31 | Blue Star |  | Scan Room | HMF |  | 2006-07-31 | 2007-07-31 | 0 |  | WRONG ENTRYT
1165 | VAITHEESWARANKOVIL | Generator | C | HONDA PORTABLE |  | 2007-10-15 | JAISON EMERGENCY POWERS | JAISON EMERGENCY POWERS SALES andamp; SERVICE | OP | HMF |  | 2007-10-15 | 2008-10-15 | 57600 | 4032 | WORKING
1166 | VAITHEESWARANKOVIL | Autoclave Mini | B |  |  | 2000-05-02 |  | SISCO | OP |  |  | 2000-05-02 | 2001-05-02 | 4888 | 342.16 | WORKING
1167 | VAITHEESWARANKOVIL | X-ray Machine 300 mA | B |  |  | 2006-02-24 |  | ASTROLOGIST RAVI | OP | DONATION |  | 2006-02-24 | 2007-02-24 | 0 | 0 | WRONG ENTRY
1168 | VAITHEESWARANKOVIL | X-ray Machine 300 mA | B |  |  | 2006-02-24 |  | ASTROLOGIST RAVI | OP | DONATION |  | 2006-02-24 | 2007-02-24 | 0 | 0 | WRONG ENTRY
1169 | VAITHEESWARANKOVIL | Needle destroyer / Syringe Destroyer | C | REPROSPAARK |  | 2008-10-21 | GLO LIFE CARE | GLO LIFE CARE | GH-Nagai-NICU | TNHSP |  | 2008-10-21 | 2009-10-21 | 755 | 52.85 | condemned
1170 | VAITHEESWARANKOVIL | Auto Clave HP Vertical (2 bin) | C |  |  | 2009-07-08 |  | JDHS-NAGAI | STORE | NRHM |  | 2009-07-08 | 2010-07-08 | 29800 | 2086 | WORKING
1171 | VEDARANYAM | Silastic vacuum extractor | C |  |  | 2008-09-16 |  | ALAN MEDICAL | Store | TNHSP |  | 2008-09-16 | 2009-09-16 | 0 | 0 | working
1172 | VEDARANYAM | CTG Monitor | B2 |  |  | 2006-02-25 |  | ASSOCIATED SURGICAL | L.WARD | DMS |  | 2006-02-25 | 2007-02-25 | 0 |  | WRONG ENTRY
1173 | VEDARANYAM | Water bath | C |  |  |  | Yorco |  | Store |  |  |  |  | 0 | 0 | working
1174 | VEDARANYAM | Suction Apparatus - Electrical | C | ELECTRICAL | VDM/SAEL/09 | 2009-06-30 |  | JDHS-NAGAI | WARD | TNHSP |  | 2009-06-30 | 2010-06-29 | 4586 | 321.02 | working
1175 | VEDARANYAM | Centrifuge | C | BDI152 | VDM/COMC/1 | 2012-01-12 |  | SOLOKRAFTS INTUSTRIES | LAB | TNHSP | TNHSP/TNMSC/AG29E/2011 | 2012-01-13 | 2015-01-13 | 5345 | 374.15 | WORKING
1176 | VEDARANYAM | Electricity Generator | B2 | [10 empty] | 400000 | 28000 | TRANSFERRED TO GH-SIRKALI
1177 | VEDARANYAM |  | C | MAKE LG | VDM SPLIT AC/01 | 2008-12-12 |  | ANDAVAR ELECTRICAL NAGAI | OT | OTHERS | 11974/Pandamp;D |  | 2009-12-11 | 26500 | 1855 | NO AMC
1178 | VEDARANYAM | Water Drum with Heater | C | [10 empty] | 0 | 0 | working
1179 | VEDARANYAM |  | C |  | S NO/VDM/ACSPILT/2 |  |  |  | OT | OTHERS |  |  |  | 0 | 0 | working
1180 | KILVELUR | Colposcope | B2 | ARI II-ID | R20130222 | 2013-02-23 | SISCO | SOUTH INDIA SURGICALCO.LTD | NCD CLINIC | TNHSP | TNHSP / TNMSC / ENGG / AG30 / 2011 | 2013-04-18 | 2014-02-22 | 120000 | 8400 | TRANSFERRED
1181 | KILVELUR | Radiant Warmer | C | NICE2007S | 7121455 | 2008-05-01 | Neotech | Madras Surgicals | Ward | TNHSP | TNHSP/TNMSC/P2E10/2007 | 2008-05-01 | 2009-05-01 | 17680 | 1237.6 | working
1182 | KILVELUR | Radiant Warmer | C | OCW100 | 2992 | 2008-11-20 | DATEXOHMEDA | DATEX OHEMEDA | WARD | TNHSP | TNMSC/P3E9/2008 | 2008-12-17 | 2009-11-20 | 18000 | 1260 | working
1183 | KILVELUR | Ultra Sonogram -MOBILE | B | sonata/mft3-77-390-0023-57 | NO3S6468 | 2003-12-22 | L andamp; T | L andamp; T | Scan Room | DMS | 7014/Sandamp;P/1/2003-2DT26/5/2003 | 2004-01-12 | 2007-01-11 | 311537 | 21807.59 | AMC
1184 | KUTHALAM | Generator | C | EXK28008 | 2125 | 2010-03-06 | HONDA | FERMIER ENGINEERS PVT | NEW LABOUR WARD | OTHERS | 18R/NRHM/HSP/TNMSC/2010-GEN DT-12/02/2010 | 2010-03-06 |  | 53088 | 3716.16 | working
1185 | MAYILADUTHURAI | Cardiac Monitor | C | MICRMOM-NXT | X07TO101 | 2008-01-18 | Landamp;T-Micromon Nxt | Landamp;T |  | TNHSP | TNHSP/TNMSC/P2E9/2007 DT /11/09/2007 | 2008-01-18 | 2009-01-18 | 27000 | 1890 | WORKING
1186 | MAYILADUTHURAI | Phototherapy Unit | C | 4000CFL | 612372 | 2007-03-10 | Neotech | M/s.Madras surgicals andamp; Chemicals | Labour Ward | TNHSP | TNHSP/TNMSC/ENGG/CE8/2006 | 2007-03-10 | 2008-03-10 | 12062 | 844.34 | working
1187 | MAYILADUTHURAI | Radiant Warmer | C | 2007S | 101108000655 | 2007-03-10 | Neotech | M/s.Madras surgicals andamp; Chemicals | Labour Ward | TNHSP |  | 2007-03-26 | 2008-03-10 | 20473 | 1433.11 | working
1188 | MAYILADUTHURAI | Radiant Warmer | C | 2007S | 1011080000646 | 2007-03-10 | Neotech | M/s.Madras surgicals andamp; Chemicals | Labour Ward NICU | TNHSP | TNHSP/TNMSC/ENGG | 2007-03-10 | 2008-03-10 | 20473 | 1433.11 | working
1189 | MAYILADUTHURAI | Radiant Warmer | C | 2007S | 101107000640 | 2007-03-10 | Neotech | Madras Surgicals | PP Ward | TNHSP |  | 2007-03-12 | 2008-03-10 | 20473 | 1433.11 | working
1190 | MAYILADUTHURAI | Radiant Warmer | C | 2007S | 101108000647 | 2007-03-10 | Neotech | Madras Surgicals | FPOT | TNHSP |  | 2007-03-10 | 2008-03-10 | 20473 | 1433.11 | working
1191 | MAYILADUTHURAI | Operation Table Hydraulic Major | B2 | JUPITOR 205 |  | 2008-01-04 | M/s.Jupiter Manufacturing Works | M/s.Jupiter Manufacturing Works | Eye | TNHSP |  | 2008-01-04 | 2009-01-03 | 0 | 0 | AMC
1192 | MAYILADUTHURAI | Refrigerator | C | ELECTROLUX |  | 2007-12-13 | Electrolux | M/s.Davey Pharma Surgicals | Blood Bank | TNHSP |  | 2007-12-13 | 2008-12-12 | 0 | 0 | AMC
1193 | MAYILADUTHURAI | Boyles apparatus with Ventilator | B | COMPACTAC-20~VENTILATOR-EV-500 | AC2-0807-044~EV5-0807-048 | 2007-10-15 | M/s.Larsen andamp; Toubro | M/s.Larsen andamp; Toubro KIADB INDUSTRIAL ESTATE HOOTANGALLY MYSORE 771186 | FPOT | TNHSP | TNHSP/TNMSC/ICB/ICE/2007DT27/06/2007 | 2008-09-09 | 2008-10-14 | 284000 | 19880 | working
1194 | MAYILADUTHURAI | Pulse Oximeter | B | FUTURA PLETH |  | 2007-02-12 | Silicon Labs-Futura Pleth | M/s.Silicon Labs | OT | TNHSP |  | 2007-02-12 | 2008-02-11 | 0 | 0 | AMC
1195 | MAYILADUTHURAI | Pulse Oximeter | B | FUTURA PLETH |  | 2007-02-12 | Silicon Labs-Futura Pleth | M/s.Silicon Labs | OT | TNHSP |  | 2007-02-12 | 2008-02-11 | 0 | 0 | AMC
1196 | MAYILADUTHURAI | Infusion pump | C | TRIFUSA | TF00340 | 2007-02-26 | M/s.Trivitron Medical Systems Pvt Ltd | M/s.Trivitron Medical Systems Pvt Ltd | FPOT | TNHSP | TNHSP/TNMSC/ENGG/CE7/2006 DT25/10/2006 | 2007-04-23 | 2010-02-25 | 21000 | 1470 | WORKING
1197 | MAYILADUTHURAI | Laproscope Double Puncture | C | KARL STORZ | MYD LAP 1 | 2007-05-30 | STORZ GERMA MAKE | M/s.Vishal Surgical Equipments pvt ltd | FPOT | TNHSP | TNHSP/TNMSC/ICB/CE2/2006DT12/12/06 | 2007-05-31 | 2008-05-29 | 226161 | 15831.27 | working
1198 | MAYILADUTHURAI | Cardiac Monitor | C | Micromon Nxt |  | 2008-01-08 | M/s.Larsen andamp; Toubro | M/s.Larsen andamp; Toubro | OT | TNHSP |  |  | 2009-01-07 | 0 | 0 | working
1199 | MAYILADUTHURAI | Cardiac Monitor with defibrillator | C | TEC5521K |  | 2007-03-08 | Nihon Kohden-Cardiolife | Trivitron | MM WARD | TNHSP |  |  | 2008-03-08 | 0 |  | condemned
1200 | MAYILADUTHURAI | ECG machine computerized | B | EDAN-SE300 |  | 2008-01-31 | M/s.Larsen andamp; Toubro | Madras Surgicals | X RAY | TNHSP |  | 2008-01-31 | 2009-01-30 | 38469 | 2692.83 | working
1201 | MAYILADUTHURAI | Mannual Colposcope | C | ARI II-1D) | XXX | 2012-09-10 | M/S.ARI TECHNOLOGY(GROUP) CO. LTD~ CHINA | SOUTH INDIA SURGICALS CO LTD CHENNAI | STD CLINIC FOR NCD OPD | TNHSP | TNHSP/TNMSC/ENGG/AG30/2011 | 2012-09-21 | 2013-09-09 | 130000 | 9100 | working
1202 | MAYILADUTHURAI | Defibrillator with Monitor | B2 | HEART START FRX PHILIPS | B12C5788 | 2012-09-17 | PHILIPS ELECTRONICS INDIA LTD | PHILIOS ELECTRONIC INDIA LTD OLUGARPET PUDUCERRY | MOT | TNHSP | TNHSP/TNMSC/ICB/AG17/2011DT07/10/2011 | 2012-10-07 | 2013-10-06 | 58696 | 4108.72 | working
1203 | MAYILADUTHURAI | Defibrillator with Monitor | B2 | HEART START FRX PHILIPS | B12C-05850 | 2012-09-17 | PHILIPS MAKE | PHILIPS ELECTRONIC INDIA LTD PUDUCHERRY | MAIN STORE | TNHSP | TNHSP/TNMSC/ICB/AG17/2011DT07/10/2011 | 2012-10-07 | 2013-10-06 | 58696 | 4108.72 | WORKING
1204 | NAGAPATTINAM | Multi Para Monitor | B2 | G3L WITH STANDARD ACCESSERIES |  | 2014-09-08 | GENERAL MEDITECH INC P.R. CHINA | TRANS HEALTHCARE INDIA PVT.LTD. |  | TNHSP | TNHSP/TNMSC/AG88/2014 |  | 2017-09-09 | 151200 | 10584 | WORKING
1205 | NAGAPATTINAM | Multi Para Monitor | B2 | G3GWITH STANDARD ACCESSORIES |  | 2014-09-08 | GENERAL MEDI TECKH INC P.R.CHINA | TRANS HEALTH CARE SYSTEM |  | TNHSP | TNHSP/TNMSC/AG88/2104 | 2014-09-09 | 2017-09-09 | 0 | 0 | WORKING
1206 | NAGAPATTINAM | Multi Para Monitor | B2 | G3L WITH STANDRAD ACCESSERIES |  | 2014-09-08 | GENRAL MEDITECH INC P.R.CHINA | TRANS HEALTH CARE INDIA PVT. LTD. |  | TNHSP | TNHSP/TNMSC/AG88/2014 |  | 2017-09-09 | 151200 | 10584 | WORKING
1207 | NAGAPATTINAM | Multi Para Monitor | B2 | G3G WITH STANARD ACCESSORIES | CM553 | 2014-09-08 | GENRAL MEDITECH INC~ P.R.CHINA | TRANS HEALTH CARE INDIA PRIVATE LTD. |  | TNHSP | TNHSP/TMNSC/AG88/2014 | 2014-09-09 | 2017-09-09 | 63315 | 4432.05 | WORKING
1208 | NAGAPATTINAM | Multi Para Monitor | B2 | G3L WITH STANDARD ACCESSORES |  | 2014-09-08 | GENERAL MEDITECH INC P.R.CHINA | TRANS HEALTHCARE INDIA PVT. LTD. |  | TNHSP | TNHSP/TNMSC/AG88/2014 |  | 2017-09-09 | 151200 | 10584 | WORKING
1209 | NAGAPATTINAM | Multi Para Monitor | B2 | G3G WITH STANDARD ACCESSORIES |  | 2014-09-08 | GENERAL MEDITECH INC~ P.R.CHINA | TRANS HEALTH CARE INDIA PRIVATE LTD. |  | TNHSP | TNHSP/TNMSC/AG88/2014 |  | 2017-09-09 | 63315 | 4432.05 | working
1210 | NAGAPATTINAM | Multi Para Monitor | B2 | G3G WITH STANDARD ACCESSORIES |  | 2014-09-08 | GENERAL MEDITECH INC~ P.R.CHINA | TRANS HEALTH CARE INDIA PRIVATE LTD. |  | TNHSP | TNHSP/TNMSC/AG88/2014 |  | 2017-09-09 | 36315 | 2542.05 | working
1211 | NAGAPATTINAM | Radiant Warmer | C | 2007S |  | 2007-09-03 | Neotech | Madras Surgicals | Ch.Ward | TNHSP |  | 2007-09-03 | 2008-09-03 | 17680 | 1237.6 | working
1212 | NAGAPATTINAM | Radiant Warmer | C | 2007S |  | 2007-09-03 | Neotech | Madras Surgicals | Ch.Ward | TNHSP |  | 2007-09-03 | 2008-09-03 | 17680 | 1237.6 | working
1213 | NAGAPATTINAM | Radiant Warmer | C | 2007S |  | 2007-09-03 | Neotech | Madras Surgicals | Ch.Ward | TNHSP |  | 2007-09-03 | 2008-09-03 | 17680 | 1237.6 | working
1214 | NAGAPATTINAM | Phototherapy Unit | C | 4000CFL |  | 2007-09-03 | Neotech | Madras Surgicals | Ch.Ward | TNHSP |  | 2007-09-03 | 2008-09-03 | 12062 | 844.34 | WORKING
1215 | NAGAPATTINAM | Radiant Warmer | C | 2007S |  | 2007-09-03 | Neotech | Madras Surgicals | Ch.Ward | TNHSP |  |  | 2008-09-02 | 17680 | 1237.6 | WORKING
1216 | NAGAPATTINAM | Laproscope Double Puncture | C | KARL STORZ |  | 2007-05-21 | STORZ | M/s.Vishal Surgical Equipments pvt ltd | OT | TNHSP |  | 2007-05-21 | 2008-05-21 | 150000 | 10500 | WORKING
1217 | NAGAPATTINAM | Infusion pump | C | Trivitron-Trivifusa |  | 2007-02-27 | Trivitron-Trivifusa | M/s.Trivitron Medical Systems Pvt Ltd | ICCU | TNHSP |  | 2007-02-28 | 2008-02-28 | 0 | 0 | WORKING
1218 | NAGAPATTINAM | Ventilators (Adult) | B | Erkadi-Advent U |  | 2007-12-26 | Erkadi-Advent U | M/s.Erkadi Systems | Store | TNHSP |  | 2007-12-26 | 2008-12-25 | 0 | 0 | AMC
1219 | NAGAPATTINAM | Boyles apparatus with Ventilator | B | compact |  | 2007-04-09 | M/s.Larsen andamp; Toubro | M/s.Larsen andamp; Toubro | M.OT | TNHSP |  | 2007-04-09 | 2008-04-09 | 284000 | 19880 | working
1220 | NAGAPATTINAM | Cardiac Monitor with defibrillator | C | TEC5521k |  | 2007-08-02 | NIKON KOHDEN | M/s.Trivitron Medical Systems Pvt Ltd | ICU | TNHSP |  | 2007-08-02 | 2008-08-02 | 169840 | 11888.8 | working
1221 | NAGAPATTINAM | B.P.apparatus table model | C | NGT/GH/062 | NGT/GH/062 | 2012-07-25 |  | MANI MEDICAL THIRUVARUR | MOP[NCD] | JDHS |  | 2012-07-31 | 2013-07-25 | 2150 | 150.5 | working
1222 | NAGAPATTINAM | Computer | C |  | 102/GH/NGT | 2011-10-28 | HCL INFOSYSTEM | HCL INFOSYSTEM~PUDUCHERRY | CASUALITY-2 ~IP REG-2~ LABOURWARD-1~GYNACOP-1 | TNHSP | TNHSP/ELCOT/ICB/COMP/7/12/10 7000398980 | 2011-10-28 | 2013-12-23 | 26031 | 1822.17 | working
1223 | NAGAPATTINAM | Computer | C |  | 103/GH/NGT | 2011-10-28 | HCL INFOSYSTEM | HCL INFOSYSTEM PUDUCHERRY | LAB-1~SKINOP-1~ECG-1~XRAY-1~B.BANK-1 | TNHSP | TNHSP/ELCOT/ICB/COMP/7/12/10 | 2011-10-28 | 2013-12-23 | 26031 | 1822.17 | working
1224 | PORAYARU | Dental Unit with motor for dental OP | B2 | Alpha |  | 2010-02-04 | Technodent | S.S.Chemicals | Dental Op | TNHSP |  | 2010-02-04 |  | 103168 | 7221.76 | WORKING
1225 | PORAYARU | Semi auto analyser | B2 | RS232 | AT0270209RBK | 2009-05-05 | ROBONIK INDIA PVT LTD | ROBONIK INDIA PVT LTD | LAB | TNHSP | TNHSP/TNMSC/ICB/P3E2/2009 | 2009-05-05 | 2010-05-05 | 60690 | 4248.3 | AMC
1226 | SIRKAZHI | Cardiac Monitor | C | MICROMON NXT | X07T0030 | 2008-01-28 | M/s.Larsen andamp; Toubro | M/s.Larsen andamp; Toubro | OT | TNHSP | tnhsp/tnmsc/p2E9/2007/DT11/09/07 | 2008-01-28 | 2009-01-28 | 27000 | 1890 | WORKING
1227 | SIRKAZHI | Generator | C | EXK 2800 | TR TO GH MAYILADUDURAI | 2003-11-25 | Honda | TR FROM GH MAYILADUDURAI | TR TO GH MAYILADUDURAI | TNHSP |  | 2003-11-25 | 2004-11-12 | 0 | 0 | TRANSFERRED TO GH-MAYILADUTHURA
1228 | SIRKAZHI | Operation Table Hydraulic Major | B2 | JUPITER 205 |  | 2008-04-01 | Jupiter | JUPITER MANUFACTURING WORKS | OT | TNHSP |  | 2008-04-01 | 2009-04-01 | 164268 | 11498.76 | working
1229 | SIRKAZHI | Operation Table Hydraulic Major | B2 | JUPITER 205 |  | 2008-04-01 | Jupiter | JUPITER MANUFACTURING WORKS | OT | TNHSP |  | 2008-04-01 | 2009-04-01 | 164268 | 11498.76 | working
1230 | KARUPPAMBALAM | UPS | C | 600VA | KPM/UPS/1 | 2009-10-04 | RK TECH | R.K TECH HARD andamp;SOFT PVT LTD | Store | TNHSP | TNHSP/TNMSC/PH6/08 | 2009-10-04 | 2010-10-04 | 7900 | 553 | NO AMC
1231 | SIRKAZHI | Semi auto analyser | B2 | PRETEST TOUCH | AT0150807RBK | 2007-11-01 | Robonik- | Robonik INDIA PVT LTD- | Lab | TNHSP | TNHSP/THMSC/P2E4/2007/14/09/07 | 2007-11-01 | 2008-10-31 | 67400 | 4718 | working
1232 | SIRKAZHI | Refrigerator | C | ELECTROLUX | STORE/REF/1 | 2007-12-17 | ELECTROLUX | DAVEY PHARMA | MAIN STORE | TNHSP | P2G5/07/DT17/09/07 | 2007-12-17 | 2008-12-17 | 10816 | 757.12 | working
1233 | SIRKAZHI | Boyles apparatus with Ventilator | B | COMPACT/EV500 | AC2-1207013 | 2008-01-28 | M/s.Larsen andamp; Toubro | M/s.Larsen andamp; Toubro | BOT | TNHSP | TNHSP/TNMSC/P2E2/2007/DT13/06/2007 | 2008-01-28 | 2009-01-28 | 284000 | 19880 | working
1234 | SIRKAZHI | Ventilators (Paediatrics) | B | ADVENT | ADSOX71535 | 2009-08-28 | ERKADY SYSTEM | JDHS-NAGAI | NBICU/LW | TNHSP | TNHSP/TNMSC/22/06/07 | 2009-08-28 | 2010-08-28 | 456888 | 31982.16 | NOT WORKING
1235 | SIRKAZHI | 100 M.A. X-ray machine Portable | B2 | MXD-1000 | 40816 | 2011-10-10 | med ford | med ford(GH-KUDAVASAL) | x ray dept | OTHERS | 2307/S/11/10/10/11 | 2011-10-10 | 2012-10-09 | 150000 | 10500 | working
1236 | THARANGAMBADI | Radiant Warmer | C | 2007S | 7121450 | 2008-11-01 | Neotech | Madras Surgicals | NAGOOR G.H | TNHSP | TNHSP/TNMSC/P2E10/2007 | 2008-11-01 | 2009-11-01 | 17680 | 1237.6 | TRASFERED TO GH NAGOOR
1237 | THARANGAMBADI | ECG machine computerized | B | EDAN SE-3 | 309035 | 2011-10-06 | EDAN | MADRAS SURGICALS | OP | TNHSP | TNHSP/TNMSC/AG27/20011 | 2011-10-06 | 2011-10-05 | 38469 | 2692.83 | working
1238 | THARANGAMBADI | Electri centrifuger | C | BDI 152 WITH 6 BUCKETS | 20111674 | 2012-02-10 | SOLOKRAFTS | SOLOKRAFTS INDUSTRIES. CHOOLAI. CHENNAI | LAB | TNHSP |  | 2012-02-10 | 2015-02-09 | 5090 | 356.3 | working
1239 | THARANGAMBADI | Magnavision Lamp | C | lensel | TB/RING LENS-01 | 2012-02-06 |  | solokrafts industries | NCD | TNHSP | TNHSP/TNMSC/ICB/AG31/2010 DT08/12/2010 | 2012-04-04 | 2013-12-13 | 6987 | 489.09 | working
1240 | THIRUKUVALAI | Radiant Warmer | C | NICE2007S | 7120312 | 2008-07-01 | NICE NEOTECH | MADRAS SURGICALS andamp; CHEMICALS | Labr.Ward | TNHSP | TNHSP/TNMSC/P2E10/2007.DT.19.09.2007 | 2008-07-01 | 2009-07-01 | 17680 | 1237.6 | working
1241 | THIRUKUVALAI | Baby Incubators | C | NICE 310R | 2K10061029 | 2008-07-01 | Neotech | MADRAS SURGICALS andamp; CHEMICALS | Labr.Ward | TNHSP | TNHSP/TNMSC/P2F/2007 DT 11/09/2007 | 2008-07-01 | 2009-07-01 | 49795 | 3485.65 | working
1242 | THIRUKUVALAI | Pulse Oximeter | B | FUTURA PLETH |  | 2007-04-27 | Silicon Labs Pvt Ltd | JDHS-NAGAI | Eye OT | TNHSP |  | 2007-04-27 | 2008-04-27 | 0 | 0 | AMC
1243 | THIRUKUVALAI | Infusion pump | C | UMAAI300 | PU001 | 2007-04-27 | Trivitron Medical | JDHS-NAGAI | Eye OT | DMS | DMS/103928/Sandamp;P/1/2006 | 2007-04-27 | 2008-04-27 | 25376 | 1776.32 | WORKING
1244 | THIRUKUVALAI | Boyles apparatus with out Ventilator | B | 14 | 210386 | 2008-08-01 | M/s.Larsen andamp; Toubro | M/s.Larsen andamp; Toubro | Eye OT | TNHSP | TNHSP/TNMSC/P2E2/2007 | 2008-08-01 | 2009-08-01 | 100940 | 7065.8 | working
1245 | THIRUKUVALAI | Operation Table Hydraulic Major | B2 | 114 | TLO005 | 2008-05-01 | JUPITER MANUFACTURING | JUPITER MANUFACTURING WORKS | Eye OT | TNHSP | TNHSP/TNMSC/P2E6/2007/DT11.09.2007 | 2008-05-01 | 2009-05-01 | 53000 | 3710 | AMC
1246 | THIRUKUVALAI | Computer | C | 19 G2 | 0101BG0264501 | 2011-01-28 | HCL INFOSYS TEMS | TNHSP | MAIN STORE-1 | TNHSP | TNHSP/ELCOT/ICB/COMP/07/12/2010 | 2011-08-18 | 2013-12-22 | 26000 | 1820 | AMC
1247 | VAITHEESWARANKOVIL | Radiant Warmer | C |  | 7121462 | 2008-05-01 | Neotech | Madras Surgicals | WARD | TNHSP | TNHSP/TNMSC/P2E/10/2007 dt19.09.2007 | 2008-05-01 | 2009-05-01 | 17680 | 1237.6 | working
1248 | VEDARANYAM | Refrigerator | C | ELECTROLUX | 64B07121A0400605B | 2007-12-25 | Electrolux | DAVEY PHARMA | OP | TNHSP | TNHSP/TNMSC/P2G5/07/DT17/09/2007 | 2007-12-25 | 2008-12-24 | 10400 | 728 | AMC
1249 | VEDARANYAM | Pulse Oximeter | B | FUTURA PLETH | S07P25270/02 | 2007-06-30 | SILICON LAB PVT LTD | SILICON LAB PVT LTD | OT | JDHS | 5558/S1/07 | 2007-06-30 | 2008-06-30 | 23700 | 1659 | AMC
1250 | MAYILADUTHURAI | Phototherapy Unit | C | 4000CFL | 612367 | 2007-03-10 | Neotech | Madras Surgicals andamp;CHEMICALS CHENNAI | Ch.Ward | TNHSP | TNHSP /TNMSC/ENGG/CE8/2006 DT25/10/2008 | 2007-03-14 | 2008-03-10 | 12062 | 844.34 | working
1251 | MAYILADUTHURAI | Infusion pump | C | TRIVIFUSA | TF00345 | 2007-02-26 | Trivitron-Trivifusa | M/s.Trivitron Medical Systems Pvt Ltd | FPOT | TNHSP | TNHSP/TNMSC/ENGG/CE7/2006DT25/10/2006 | 2007-04-23 | 2008-03-23 | 20000 | 1400 | WORKING
1252 | NAGOOR | Refrigerator | C | 8180 | 8180 | 2006-02-21 | Videocon | TNMS | ICTC | TANSAC | 8180 | 2006-02-21 | 2007-02-21 | 0 | 0 | CAMC
1253 | THIRUKUVALAI | Weighing machine adult | C | 44 | 114 | 2007-04-27 | NOEL | JDHS-NAGAI | SCAN ROOM | JDHS | JDHS/2575/S1/2007/27/04/2007 | 2007-04-27 | 2008-04-27 | 628 | 43.96 | CAMC
1254 | VEDARANYAM | Pulse Oximeter | B2 | RAD 8 | M.73888 | 2014-07-15 | MASIMO | GRACE MFGandamp; TRADING CO NEW DELHI | STORE | RCH | RCH II/TNMSC/ENGG/E67/2014 DT05/03/2014 | 2014-07-15 | 2019-07-14 | 140695 | 9848.65 | CAMC
1255 | VEDARANYAM | Pulse Oximeter | B2 | RAD 8 | M73890 | 2014-07-15 | MASIMO | GRACE MFGandamp; TRADING CO NEW DELHI | CASUALTY | RCH | RCH II/TNMSC/ENGG/E67/2014DT5/3/2014 | 2014-07-15 | 2019-07-14 | 140695 | 9848.65 | CAMC
1256 | KARUPPAMBALAM | Magnavision Lamp | C | magnasope | KPM/MAG/1 | 2012-02-04 |  | solokrafts | ncd op | TNHSP | TNHSP/TNMSC/ICB/AG 31/2011 19/10/2011 | 2012-02-04 | 2013-02-03 | 6987 | 489.09 | working
1257 | VEDARANYAM | Defibrillator with Monitor | B2 | HEART START FRX~OF PHILIPS MAKE | B12C06036 | 2012-08-17 | PHILIPS ELECTRONICS INDIA LTD | PHILIPS ELECTRONICS INDIA LTD C/O FEDEX EXPRESS TSCS(I) PVT LTD NO.188/3 ~IYYANAR KOIL STREET MUTHIRAYARPAILAYAM~OULGARET VILLAGE PUDUCHERRY-605009 PH NO-0413-2272806 | EMERGENCY WARD | TNHSP | TNHSP/TNMSC/ ICB/AG17/2012 | 2012-10-10 | 2016-10-08 | 58696 | 4108.72 | working
1258 | KARUPPAMBALAM | Foetal Doppler | C | A100H | A100H | 2014-11-27 | AEON TECHNOLOGY P LMT | MEDI WAVES INC | WARD | TNMSC | 17240/TNMSC/ENGG/2014 | 2014-11-27 | 2015-06-22 | 4743 | 332.01 | working
1259 | KARUPPAMBALAM | Semi auto analyser | B2 |  | ATO88314RBK | 2014-12-31 |  | ROBONIK INDIA PVT LTD | STORE | DMS | 10075/TNMSC/ENGG/2013 | 2015-01-20 |  | 51204 | 3584.28 | NO AMC
1260 | KARUPPAMBALAM | Weighing machine adult | C | ALLAN ADULT | KPM/WTM/A1 | 2012-02-08 | ALLAN | ALLAN MEDICAL LAB PRODUCTS | NCD DEPT | TNMSC | TNHSP/TNMSC/ENGG | 2012-02-08 | 2013-02-07 | 627 | 43.89 | NO AMC
1261 | KARUPPAMBALAM | CTG Monitor | B2 | ELECRONICS | KPM/GTC/MONI/01 | 2003-01-07 | Bio Sys | Miti Electronics | WARD | DMS |  | 2003-01-07 | 2004-01-07 | 85170 | 5961.9 | working
1262 | KARUPPAMBALAM | Nebuliser Adult | C | ELETRIC | 110928 | 1999-04-06 | ASSOCIATED | Associated Surgicals | Injn.OP | DMS |  | 1999-04-06 | 2000-04-06 | 4590 | 321.3 | WORKING
1263 | KARUPPAMBALAM | Refrigerator | C | ELECTRO | KPM/REFG/02 | 2007-03-14 | Godrej | SAKTHI PRIYA ENTERPRISES | Store | HMF |  | 2007-03-14 | 2008-03-14 | 9075 | 635.25 | NO AMC
1264 | KARUPPAMBALAM | Refrigerator | C | Electrolux | KPM/REFG/01 | 2007-10-12 | Electrolux | Davey Pharma | Store | TNHSP |  | 2007-10-12 | 2008-10-12 | 10816 | 757.12 | NO AMC
1265 | KARUPPAMBALAM | Binocular Mircroscope | B2 |  | KPM/MICRO/1 | 1998-11-20 | Unilab-JP MIA | DDMS-THANJAVUIR | Lab | DD-TB |  | 1998-11-20 | 1999-11-20 | 18000 | 1260 | working
1266 | KARUPPAMBALAM | Pulse Oximeter | B | BPM200 | 125FE5079 | 2003-01-07 | Bio Sys | Miti Electronics | Injn.OP | DMS |  | 2003-01-07 | 2004-01-07 | 33660 | 2356.2 | NO AMC
1267 | KARUPPAMBALAM | Needle destroyer / Syringe Destroyer | C | MD350 | 63303 | 2003-01-07 | LINCO SCIENTIFIC INSTRUMENTS | LINCO SCIENTIFIC INSTRUMENTS | OP | DMS |  | 2003-01-07 | 2004-01-07 | 7332 | 513.24 | NO AMC
1268 | KARUPPAMBALAM | Needle destroyer / Syringe Destroyer | C | MD350 | 63503 | 2003-01-07 | LINCO SCIENTIFIC INSTRUMENTS | LINCO SCIENTIFIC INSTRUMENTS | Ward | DMS |  | 2003-01-07 | 2004-01-07 | 7332 | 513.24 | NO AMC
1269 | KARUPPAMBALAM | Needle destroyer / Syringe Destroyer | C | MICROSIL | KPM/ELEC/NEEDLE/1 | 2003-01-07 | LINCO SCIENTIFIC INSTRUMENTS | LINCO SCIENTIFIC INSTRUMENTS | Labr.Room | DMS |  | 2003-01-07 | 2004-01-07 | 7332 | 513.24 | NO AMC
1270 | KARUPPAMBALAM | Ultra Sonogram -MOBILE | B | SONATA 3/77/390/0002/23 | 356470 | 2003-12-22 | Landamp;T | Landamp;T | Scan Room | DMS | TNMSC/B255K57 | 2003-12-22 | 2004-12-22 | 311537 | 21807.59 | NO AMC
1271 | KARUPPAMBALAM | Infusion pump | C | PUMPMAA1300 |  | 2007-05-19 | AKAS | AKAS MEDICAL SYSTEM | Injn.OP | DMS | 103928/Sandamp;P/1/2006 | 2007-05-19 | 2008-05-19 | 25376 | 1776.32 | WORKING
1272 | KARUPPAMBALAM | Alpha Bed with motor | C | ELECTRIC | KPM/ELECTRIC/NEEDLE/3 | 2007-06-07 | Apex-Oasis 2000 | JUPITER MANUFACTURING WORKS | Ward | DMS |  | 2007-06-07 | 2008-06-07 | 6600 | 462 | working
1273 | KARUPPAMBALAM | Suction Apparatus - Electrical | C | 7A-23D | KPM/SUC/ELECT/01 | 2008-05-03 | VIN BIOTECH | VIN BIOTECH SYSTEM | STORE | TNHSP | TNHSP/TNMSC/P2E 18/07 | 2008-05-03 | 2009-05-03 | 4314 | 301.98 | NO AMC
1274 | KARUPPAMBALAM | Auto Clave HP Vertical (2 bin) | C | ELECTRICAL | KPM/AUT/2 BIN/01 | 2008-03-14 | JUPITER | JUPITER MANUFACTURING WORKS | ward | TNHSP | TNHSP/TNMSC/P2E11 | 2008-03-14 | 2009-03-14 | 33280 | 2329.6 | working
1275 | KARUPPAMBALAM | Needle destroyer / Syringe Destroyer | C | REPROSPAARK | 9969 | 2008-10-16 | SIDCO | GLO LIFE CARE | LAB | TNHSP | TNHSP/TNMSC/ENGG/PMWM1/08 | 2008-10-16 | 2009-10-16 | 4711 | 329.77 | NO AMC
1276 | KARUPPAMBALAM | Needle destroyer / Syringe Destroyer | C | REPROSPAARK | 9968 | 2008-10-16 | SIDCO | GLO LIFE CARE | INJ OP | TNHSP | TNHSP/TNMSC/ENGG/PMWM1/08 | 2008-10-16 | 2009-10-16 | 4711 | 329.77 | NO AMC
1277 | KARUPPAMBALAM | Needle destroyer / Syringe Destroyer | C | REPROSPAARK | 9967 | 2008-10-16 | sidco | GLO LIFE CARE | INJ OP | TNHSP | TNHSP/TNMSC/ENGG/PMWM1/08 | 2008-10-16 | 2009-10-16 | 4711 | 329.77 | NO AMC
1278 | KARUPPAMBALAM | Needle destroyer / Syringe Destroyer | C | REPROSPAARK | 9965 | 2008-10-16 | SIDCO | GLO LIFE CARE | STORE | TNMSC | TNHSP/TNMSC/ENGG/PMWM1/08 | 2008-10-16 | 2009-10-16 | 4711 | 329.77 | NO AMC
1279 | KARUPPAMBALAM | Needle destroyer / Syringe Destroyer | C | REPROSPAARK | 9966 | 2008-10-16 | sidco industries | GLO LIFE CARE | STORE | TNHSP | TNHSP/TNMSC/ENGG/PMWM1/08 | 2008-10-16 | 2009-10-16 | 4711 | 329.77 | NO AMC
1280 | KARUPPAMBALAM | Needle destroyer / Syringe Destroyer | C | REPROSPAARK | 9970 | 2008-10-16 | sidco | GLO LIFE CARE | STORE | TNHSP | TNHSP/TNMSC/ENGGPMWM1/08 | 2008-10-16 | 2009-10-16 | 4711 | 329.77 | NO AMC
1281 | KARUPPAMBALAM | Electri centrifuger | C |  | LALO 1629 | 2007-10-18 |  | JUPITER MANUFACTURING WORKS | LAB | TNHSP |  | 2007-10-18 | 2008-10-18 | 5090 | 356.3 | working
1282 | KARUPPAMBALAM | Weighing Machine Electronic | C | 3RB15 | 812144 | 2009-01-23 | SURIA SURGICAL INDUSTRIES | SURYA SURGICAL | STORE | DMS | 51190/Sandamp;P/1/2008;10/11/2008 | 2009-01-23 | 2010-01-23 | 10920 | 764.4 | NO AMC
1283 | KARUPPAMBALAM | Suction Apparatus - Electrical | C | 77A-23B | KPM/SUC/2 | 2009-03-04 | VISHAL | VISHAL HOSPITAL STEEL FURNITURE | STORE | DMS | 51190/Sandamp;P/1.2008-2at 10/11/2008 | 2009-04-03 | 2010-04-03 | 4410 | 308.7 | NO AMC
1284 | KARUPPAMBALAM | Suction Apparatus - Electrical | C | ELETRICAL | KPM/SUC/1 | 2009-03-19 | JUPITER | JUPITER MANUFACTURING WORKS | STORE | DMS | P/01/2008 DATE 4/2/2009 | 2009-03-19 | 2010-03-19 | 5720 | 400.4 | NO AMC
1285 | KARUPPAMBALAM | Computer | C | MONI V193HQ | 90907338740 | 2009-03-30 | ACER | BROADLINE COMPUTER SYSTEM | OFFICE room | TNHSP | TNHSP/TNMSC/P1H1 | 2009-03-30 | 2010-03-30 | 25885 | 1811.95 | working
1286 | KARUPPAMBALAM | ECG machine computerized | B | EDAN SE-3 | KPM/ECG/01 | 2011-11-02 | EDAN INSTRUMENTATION | MEDRAS SURGICAL andamp; CHEMICAL | NCD OP | TNHSP | 309095/M11801710038 | 2011-11-02 | 2012-11-01 | 36637 | 2564.59 | working
1287 | KARUPPAMBALAM | Weighing machine infant | C |  | KPM/WMT/INF/01 | 2009-01-23 |  | SURIYA SURICAL | LOBER WARD | TNHSP | 51190/Sandamp;P/1/2008 | 2009-01-23 | 2010-01-22 | 10920 | 764.4 | NO AMC
1288 | KARUPPAMBALAM | Weighing machine adult | C | PRESTIGE | KPM/WM/01 | 2012-02-08 | ALAN MEDICAL |  | NCD OP | TNHSP | TNHSP/TNMSC/ENGG | 2012-02-08 | 2012-02-08 | 598 | 41.86 | NO AMC
1289 | KARUPPAMBALAM | Centrifuge | C | BDI 152 | KPM/CENT/01 | 2012-02-04 | BD INSTRUMENTATION | SOLOKRAFTS | lab | TNHSP | TNHSP/TNMSC/AG29E/2011 04/10/2011 | 2012-02-04 | 2015-02-03 | 5090 | 356.3 | working
1290 | KARUPPAMBALAM | Micro Centrifuge/Microliter Centrifuge | C | BDI 152 | 20111634 | 2012-01-12 | SOLOKRAFTS | SOLOKRAFTS | STORE | TNMSC | TNHSP/TNMSC/AG29E/2011~04 10 2011 | 2012-02-04 | 2013-02-03 | 5090 | 356.3 | working
1291 | KARUPPAMBALAM | Computer | C | MONI-VW19G2~ CPU-BL1350 | MONI-0105BG0172861 CPU-C101AA522126 | 2011-09-02 | HCL | HCL INFO SYSTEM | TRANSFERED TO MAYILADUTHURAI GH | TNHSP | TNHSP/ELCOT/ICB/COMP7/12/2012 | 2011-09-02 | 2014-09-01 | 352092 | 24646.44 | TRASFERED TO GH MAYILADUTHURAI
1292 | KARUPPAMBALAM | Computer | C | MONI- VW19G2 CPU- BL1350 | MONI-0105BG0272651 CPU-C101AA522133 | 2011-09-02 | HCL | HCL INFO SYSTEM | TRANSFERED TO MAYILADUTHURAI GH ON 24/04/2012 | TNHSP | TNHSP/ELCOT/ICB/COMP/7/12/2012 | 2011-09-23 | 2014-09-01 | 352092 | 24646.44 | TRASFERED TO GH MAYILADUTHURAI
1293 | KARUPPAMBALAM | Computer | C | MONI VW19G2~ CPU BL1350 | MONI 0105BG0277161~CPU-C101AA522131 | 2011-09-02 | HCL | HCL INFO SYSTEM | TRANSFERED TO MAYILADUTHURAI GH ON 24/04/2012 | TNHSP | TNHSP/ELCOT/ICB/COMP7/12/2012 | 2011-09-02 | 2014-09-01 | 352092 | 24646.44 | TRASFERED TO GH MAYILADUTHURAI
1294 | KARUPPAMBALAM | Printer | C | TVS HD250GOLD | JBN3FD002939 | 2011-09-02 | TVS | HCL INFO SYSTEM | PHARMACY | TNMSC | TNHSP/ELCOT/ICP/COMP7/12/2010 | 2011-09-02 | 2014-09-01 | 63686 | 4458.02 | NO AMC
1295 | KARUPPAMBALAM | Printer | C | TVS HD 250 GOLD | JB53FD003489 | 2011-09-02 | TVS | HCL INFO SYSTEM | OP COUNTER | TNMSC | TNHSP/ELCOT/ICB/COMP 07/12/2010 | 2011-09-02 | 2014-09-01 | 63686 | 4458.02 | NO AMC
1296 | KARUPPAMBALAM | Computer | C | MONITER-VW19G2~CPU-BL1350 | MONI-0105BG0273391 CPU- C101AA522997 | 2011-09-02 | HCL | HCL INFO SYSTEM | PHARMACY | TNHSP | TNHSP/ELCOT/ICB/COMP7/12/2010 | 2011-09-02 | 2014-09-01 | 26031 | 1822.17 | working
1297 | KARUPPAMBALAM | Computer | C | MONI VW19G2 CPU- BL1350 | MONI- 0105BG0263871~CPU-C101AA533446 | 2011-09-02 | HCL | HCL INFO SYSTEM | INJ OP | TNHSP | TNHSP/ELCOT/ICB/COMP7/12/2010 | 2011-09-02 | 2014-09-01 | 26031 | 1822.17 | working
1298 | KARUPPAMBALAM | Computer | C | MONITER-VW19G2~CPU-BL1350 | MONI-105BG0281181~CPU-C101AA533532 | 2011-09-02 | HCL | HCL INFO SYSTEM | MO ROOM | TNHSP | TNHSP/ELCOT/ICB/COMP7/12/2010 | 2011-09-02 | 2014-09-01 | 26031 | 1822.17 | working
1299 | KARUPPAMBALAM | Computer | C | MONI-VW19G2~CPU- BL1350 | MONI-0105BG0273071~CPU-C101AA522187 | 2011-09-02 | HCL | HCL INFO SYSTEM | MAIN STORE | TNHSP | TNHSP/ELCOT/ICB/COMP7/12/2010 | 2011-09-02 | 2014-09-01 | 26031 | 1822.17 | working
1300 | KARUPPAMBALAM | Printer | C | TVS HD 250 GOLD | JBS3FD003889 | 2011-09-02 | TVS | HCL INFO SYSTEM | MAIN STORE | TNMSC | TNHSP/ELCOT/ICB/COMP | 2011-09-02 | 2014-09-01 | 63686 | 4458.02 | NO AMC
1301 | KARUPPAMBALAM | Printer | C | TVS HD 250 GOLD | JBV3FE002210 | 2011-09-02 | TVS | HCL INFO SYSTEM | MAIN STORE | TNMSC | TNHSP/ELCOT/ICB/COMP7/12/2010 | 2011-09-02 | 2014-09-01 | 63686 | 4458.02 | NO AMC
1302 | KARUPPAMBALAM | Computer | C | MONITER- VW19G2 CPU- BL1350 | MONI-010BG0281211 CPU-C101AA522354 | 2011-09-02 | HCL | HCL INFO SYSTEM | OP COUNTER | TNHSP | TNHSP/ELCOT/ICB/COMP7/12/2010 | 2011-09-02 | 2014-09-01 | 26031 | 1822.17 | working
1303 | KARUPPAMBALAM | Computer | C | MONI-VW19G2~ CPU-BL1350 | MONI-0105BG0264611 CPU-C101AA522132 | 2011-09-02 | HCL | HCL INFO SYSTEM | INJ OP | TNHSP | TNHSP/ELCOT/ICB/COMP7/12/2010 | 2011-09-02 | 2014-09-01 | 26031 | 1822.17 | working
1304 | KARUPPAMBALAM | Printer | C | TVS HD250 GOLD | JBS3SD003821 | 2011-09-02 | TVS | HCL INFO SYSTEM | LAB | TNMSC | TNHSP/ELCOT/ICB/COMP7/12/2010 | 2011-09-02 | 2014-09-01 | 63686 | 4458.02 | NO AMC
1305 | KARUPPAMBALAM | Computer | C | MONI-VW19G2~CPU BL1350 | MONI-0105BG0263841~ CPU-C101AA522844 | 2011-09-02 | HCL | HCL INFO SYSTEM | LAB | TNHSP | TNHSP/ELCOT/ICB/COMP7/12/2010 | 2011-09-02 | 2014-09-01 | 26031 | 1822.17 | working
1306 | KARUPPAMBALAM | Printer | C | TVS HD 250 GOLD | JB03FD003312 | 2011-09-02 | TVS | HCL INFO SYSTEM | MAIN STORE | TNMSC | TNHSP/ELCOT/ICB/COMP | 2011-09-02 | 2014-09-01 | 63686 | 4458.02 | NO AMC
1307 | KARUPPAMBALAM | Computer | C | MONI-VW19G2~CPU-BL1350 | MONI-0105BG0264431CPU-C101AA522845 | 2011-09-02 | HCL | HCL INFO SYSTEM | MAIN STORE | TNHSP | TNHSP/ELCOT/ICB/COMP7/12/2010 | 2011-09-02 | 2014-09-01 | 26031 | 1822.17 | working
1308 | KARUPPAMBALAM | Computer | C | MONI VW19G2 MONI-BL1350 | MONI-0105BG0282141~CPU-C101AA522907 | 2011-09-02 | HCL | HCL INFO SYSTEM | TRANFER TO MAILADUDURAI GH ON 24/04/2012 | TNHSP | TNHSP/ELCOT/ICB/COMP7/12/2012 | 2011-09-02 | 2014-09-01 | 352092 | 24646.44 | TRASFERED TO GH MAYILADUTHURAI
1309 | KARUPPAMBALAM | Computer | C | MONI VW19G2~CPU- BL1350 | MONI- 0105BG0264281 CPU-0101AA522130 | 2011-09-02 | HCL | HCL INFO SYSTEM | TRANSFER TO MAYILADUTHURAI GH ON 24/04/2012 | TNHSP | TNHSP/ELCOT/ICB/COMP7/12/2012 | 2011-09-02 | 2014-09-01 | 352092 | 24646.44 | TRASFERED TO GH MAYILADUTHURAI
1310 | KILVELUR | Vacuum extractor metal | C |  | GH/KVL/VPE/1 | 2007-07-05 | JUPITERMANUFACTURINGWORKS | JUPITERMANUFACTURINGWORKS | Ward | JDHS | 35047/Sandamp;P/1/07 | 2007-07-31 | 2008-07-04 | 2600 | 182 | NO AMC
1311 | KILVELUR | Weighing machine infant | C | DOCBELBRRUN | GH/KVL/WEI/3 | 2008-10-14 | DOCBELINDUSTRIES | JUPITER MANUFACTURING WORKS | OP | TNHSP | TNHSP/TNMSC/ENGG/P3E17 | 2008-10-14 | 2009-10-14 | 673 | 47.11 | NO AMC
1312 | KILVELUR | Electri centrifuger | C |  | GH/KVL/CEN/1 | 1999-01-20 | ASSOCIATEDSURGICAL | Associated Surgicals | Lab | DMS | 62051/CPII/1/98-1 | 1999-01-20 | 2000-01-20 | 2240 | 156.8 | working
1313 | KILVELUR | Glucometer | C | GLUCOCARE | 260043107 | 2003-08-19 | Glucocare | ASSOCIATED SURGICALS | LABORATARY | DMS | 45036/Sandamp;P/1/03 | 2003-08-19 | 2004-08-19 | 3200 |  | CONDEMED
1314 | KILVELUR | Nebuliser Adult | C | AS109PMICROLUX | 111338 | 1999-05-31 | ASSOCIATEDSURGICAL | Associated Surgicals | OP | DMS | 29550/CPII/1/99DT7.05.99 | 1999-05-31 | 2000-05-31 | 4250 | 297.5 | working
1315 | KILVELUR | Nebuliser Adult | C | FLOWNEB | 122536 | 2003-08-19 | ASSOCIATEDSURGICAL | Associated Surgicals | OP | DMS | 45036/sandamp;p/1/03 | 2003-08-19 | 2004-08-19 | 2200 | 154 | working
1316 | KILVELUR | Needle destroyer / Syringe Destroyer | C | ND350 | 1640/03 | 2003-06-26 | LINCO SCIENTIFIC INSTRUMENTS | LINCO SCIENTIFIC INSTRUMENTS | Ward | DMS | 42147/Sandamp;P/1/2003 | 2003-06-26 | 2004-06-26 | 2350 | 164.5 | NO AMC
1317 | KILVELUR | Alpha Bed with motor | C |  | GH/KVL/AB/3 | 2007-07-05 | JUPITERMANUFACTURINGWORKS | JUPITER MANUFACTURING WORKS | TR.TO.GH.NAGAI | DMS | 35047/Sandamp;P/1/07DT24.04.2007 | 2007-05-07 | 2008-07-04 | 6600 | 462 | TRASFERED TO GH-NAGAI
1318 | KILVELUR | Alpha Bed with motor | C | DYNACARE | 28474 | 2003-08-19 | ASSOCIATEDSURGICAL | Associated Surgicals | TROUTTOGHNAGAI | DMS | 45036/Sandamp;P/1/03 | 2003-08-19 | 2004-08-19 | 7760 | 543.2 | TRASFERED TO GH-NAGAI
1319 | KILVELUR | Formaline dispenser | C | G30TIGOVT SISCO | GH/KVL/AD/1 | 2003-09-29 | SOUTHINDIASURGICALCO.LTD | SOUTHINDIASURGICALCO.LTD | TROUTTOGHNAGAI | DMS | 49216/Sandamp;P/1/03DT25/6/03 | 2003-09-29 | 2003-09-28 | 5450 | 381.5 | working
1320 | KILVELUR | Infusion pump | C | PUMPUMAA1300 | E05070605 | 2007-05-25 | AKAS MEDICAL | AKAS MEDICAL | WARD | DMS | 103928/Sandamp;P/1/06 | 2007-05-25 | 2008-05-25 | 25376 | 1776.32 | WORKING
1321 | KILVELUR | Inverter/850 | C | UPSEB850 | A7FGBNX231871 | 2007-10-09 | Hi-Tek Power | HI-TEKPOWERCONTROLS | Scan Room | HMF | REF02/2007/S1DT8/10/2007 | 2007-11-14 | 2008-10-08 | 17500 | 1225 | WORKING
1322 | KILVELUR | Inverter/600 | C | UPSEB600 | 7FGANX134653 | 2007-10-09 | Hi-Tek Power | HI-TEXPOWERCONTROLS | OP | HMF | REF01/2007/S1DT8/10/2007 | 2007-11-14 | 2008-09-10 | 14500 | 1015 | working
1323 | KILVELUR | Dental Unit with motor for dental OP | B2 | DEN097 | GH/KVL/DL/1 | 2007-12-18 | Confident | Confident DENTAL EQUIPMENTS | OP | DMS | 50000/Sandamp;P/1/2007 | 2008-03-19 | 2008-12-18 | 103168 | 7221.76 | working
1324 | KILVELUR | Needle destroyer / Syringe Destroyer | C | REPROSPAARK | 9976 | 2008-10-17 | GLO LIFE CARE | GLO LIFE CARE | LAB | TNHSP | TNHSP/TNMSC/ENGG/BMWM1/2008 | 2008-10-17 | 2009-10-17 | 755 | 52.85 | working
1325 | KILVELUR | Needle destroyer / Syringe Destroyer | C | REPROSPAARK | 9975 | 2008-10-17 | GLO LIFE CARE | GLO LIFE CARE | WARD | TNHSP | TNHSP/TNMSC/BMWM1/2008 | 2008-10-17 | 2009-10-17 | 755 | 52.85 | working
1326 | KILVELUR | Needle destroyer / Syringe Destroyer | C | REPROSPAARK | 9974 | 2008-10-17 | GLO LIFE CARE | GLO LIFE CARE | LABOUR WARD | TNHSP | TNHSP/TNMSC/ENGG/BMWM1/2008 | 2008-10-17 | 2009-10-17 | 755 | 52.85 | working
1327 | KILVELUR | Needle destroyer / Syringe Destroyer | C | REPROSPAARK | SI9973 | 2008-10-17 | GLO LIFE CARE | GLO LIFE CARE | LABORATARY | TNHSP | TNHSP/TNMSC/ENGG/BMWM1/2008 | 2008-10-17 | 2009-10-17 | 755 | 52.85 | working
1328 | KILVELUR | Needle destroyer / Syringe Destroyer | C | REPROSPAARK | SI9972 | 2008-10-17 | GLO LIFE CARE | GLO LIFE CARE | WARD | TNHSP | TNHSP/TNMSC/ENGG/BMWM1/2008 | 2008-10-17 | 2009-10-17 | 755 | 52.85 | working
1329 | KILVELUR | Needle destroyer / Syringe Destroyer | C | REPROSPAARK | SI9971 | 2008-10-17 | GLO LIFE CARE | GLO LIFE CARE | OP | TNHSP | TNHSP/TNMSC/ENGG/BMWM1/2008 | 2008-10-17 | 2009-10-17 | 755 | 52.85 | working
1330 | KILVELUR | Binocular Mircroscope | B2 | BDI-13 | 22083 | 2009-06-10 | BDINSTRUMENDATIONINDIA] | SOLOKRAFTSINDUSTRIES | LAB | TNHSP | TNHSP/TNMSC/ICB/P3E2/2009 | 2010-09-16 | 2010-06-09 | 9393 | 657.51 | working
1331 | KILVELUR | Binocular Mircroscope | B2 | BDI-13 | 22149 | 2009-06-10 | BDINSTRUMENTATION | SOLOKRAFTSINDUSTRIES | LAB | TNHSP | TNHSP/TNMSC/ICB/P3E2/2009 | 2009-06-13 | 2009-06-09 | 9393 | 657.51 | working
1332 | KILVELUR | ECG machine computerized | B | SE300EDAN | SE300B2A020893881 | 2008-11-21 | MADRASSURGICALS | MADRAS SURGICALS andamp; CHEMICALS | OP | TNHSP | TNHSP/TNMSC/P3E5/2008 | 2008-11-21 | 2009-11-21 | 44760 | 3133.2 | working
1333 | KILVELUR | Glucometer | C | NO;260043107/260043109 | GH/KVL/GLU/1 | 2003-08-19 | ASSOCIATEDSURGICAL | ASSOCIATEDSURGICAL | LABORATRY | DMS | 45036/SPS/1/03 | 2008-06-24 | 2004-08-18 | 3200 |  | CONDEMED
1334 | KILVELUR | Suction Apparatus - Electrical | C | 7A-23D | GH/KVL/SUC/5 | 2008-02-27 | VIN BIO TECHSYSTEMS | VIN BIO TECH SYSTEM | WARD | TNHSP | TNHSP/TNMSC/P2E18/2007 | 2008-02-27 | 2009-02-27 | 4148 | 290.36 | NO AMC
1335 | KILVELUR | Binocular Mircroscope | B2 |  | GH/KVL/MIC/1 | 2009-01-20 | ASSOCIATEDSURGICALS | ASSOCIATEDSURGICALS | LABORATARY | DMS | 62051/CPII/1/98-1 | 1999-01-20 | 2010-01-19 | 9500 | 665 | working
1336 | KILVELUR | Lab Incubator | C | DDI-54 | 73855 | 2009-06-10 | SOLOKRAFTSINDUSTRIES | SOLOKRAFTS-INDUSTRIES | OP | TNHSP | TNHSP/TNMSC/ICB/P3E2/2009 | 2009-07-08 | 2010-06-09 | 18600 | 1302 | working
1337 | KILVELUR | Auto Clave HP Vertical (2 bin) | C | VERTICAL2BINTYPE | GH/KVL/AUTO/2 | 2008-03-14 | JUPITERMANUFACTURINGWORKS | JUPITER MANUFACTURING WORKS | STORE | TNHSP | TNHSP/TNMSC/P2E11/2007 | 2008-03-14 | 2009-03-14 | 33280 | 2329.6 | TRANSFERRED TO GH-SIRKALI
1338 | KILVELUR | Autoclave vertical single bin | C | VERTICAL1BINTYPE | GH/KVL/AUTO/1 | 2008-03-21 | JUPITERMANUFACTURINGWORKS | JUPITER MANUFACTURING WORKS | OP | TNHSP | TNHSP/TNMSC/P2E11/2007 | 2008-03-21 | 2009-03-20 | 22713 | 1589.91 | working
1339 | KILVELUR | B.P.apparatus stand model | C | STANDMODEL | GH/KVL/BP/3 | 2008-12-15 | JUPITERMANUFACTURINGWORK | JUPITER MANUFACTURING WORKS | OP | TNHSP | TNHSP/TNMSC/P3E16/2008 | 2008-12-15 | 2009-12-15 | 1090 | 76.3 | working
1340 | KILVELUR | B.P.apparatus stand model | C | STANDMODEL | GH/KVL/BP/2 | 2008-12-15 | JUPITERMANUFACTURINGWORK | JUPITER MANUFACTURING WORKS | OP | TNHSP | TRA/1001 | 2008-12-15 | 2009-12-15 | 1090 | 76.3 | working
1341 | KILVELUR | B.P.apparatus stand model | C | STANDMODEL | GH/KVL/BP/1 | 2008-12-15 | JUPITERMANUFACTURINGWORKS | JUPITER MANUFACTURING WORKS | STORE | TNHSP | HSP/TNMSC/T3E16/2008 | 2008-12-15 | 2009-12-15 | 1090 | 76.3 | working
1342 | KILVELUR | Suction Apparatus - Electrical | C | CABINETMODEL | GH/KVL/SUC/4 | 2009-03-05 | VISHALHOSPITALSTEELFURNITURE | VISHAL HOSPITAL STEEL FURNITURE | CASUALITY | TNHSP | TNHSP/TNMSC/P3E8/2008 | 2009-03-05 | 2010-03-04 | 3900 | 273 | NO AMC
1343 | KILVELUR | Suction Apparatus - Electrical | C | CABINET MODEL | GH/KVL/SUC/3 | 2009-03-05 | VISHALHOSPITALSTEELFURNITURE | VISHAL HOSPITAL STEEL FURNITURE | WARD | TNHSP | TNHSP/TNMSC/P3E8/2008 | 2009-03-05 | 2010-03-04 | 3900 | 273 | NO AMC
1344 | KILVELUR | Suction Apparatus - Electrical | C | CABINETMODEL | GH/KVL/SUC/2 | 2009-03-05 | VISHALHOSPITALSTEELFURNITURE | VISHAL HOSPITAL STEEL FURNITURE | WARD | DMS | 51190/s/p/1/2008-2 | 2009-03-19 | 2010-03-04 | 4410 | 308.7 | NO AMC
1345 | KILVELUR | Suction Apparatus - Electrical | C | DEN308 | GH/KVL/SUC/1 | 2009-03-18 | jupitermanufacturingworks | JUPITER MANUFACTURING WORKS | OP | DMS | 47975/Sandamp;P/1/2008DT.04.02.2009 | 2009-03-18 | 2010-03-18 | 6500 | 455 | NO AMC
1346 | KILVELUR | Printer | C | HCL | JBS3FD003679 | 2011-01-13 | HCL | TNHSP | INJECTION | TNHSP | TNHSP/ELCOT/ICB/COMP | 2009-05-03 | 2010-04-15 | 9098 | 636.86 | NO AMC
1347 | KILVELUR | Magnavision Lamp | C |  |  | 2012-02-04 | SOLOGRAFTS INDUSTRIES | TNHSP |  | TNMSC | TNHSP/TNMSC/ICB/AG31/19/10/2011 |  |  | 7337 | 513.59 | working
1348 | KILVELUR | Electri centrifuger | C |  |  | 2012-02-04 |  | SOLOKRAFTS INDUSTRIES | LAB | TNHSP | TNHSP/TNMSC/AG29E/20114/10/2011 | 2012-02-04 | 2013-02-05 | 5345 | 374.15 | working
1349 | KILVELUR | Weighing machine adult | C | PRESTIGE | GH/KVL/1/2012 | 2012-02-06 | ALANMEDICAL | ALANMEDICAL | NCD ROOM | TNHSP | TNHSP/TNMSC/ENGG/AG24/2011 | 2012-02-06 | 2013-02-05 | 627 | 43.89 | NO AMC
1350 | KILVELUR | Computer | C | HCL | GHKVL /1 | 2011-01-13 |  | HCLINFOSYSTEMS | OP | TNHSP | TNHSP/ELCOT/ICB/COMP | 2011-09-13 | 2012-01-12 | 26031 | 1822.17 | working
1351 | KILVELUR | Needle destroyer / Syringe Destroyer | C |  |  | 2012-07-25 |  | SRILAKHMIAGENCIES | OP/LAB | TNHSP |  | 2012-07-26 | 2013-07-24 | 1800 | 126 | NO AMC
1352 | KILVELUR | B.P.apparatus table model | C |  |  | 2012-07-26 |  | ENKAYAGENGIES | OP | TNMSC |  | 2012-07-27 | 2013-07-25 | 4515 | 316.05 | working
1353 | KILVELUR | Printer | C | HCL | JB03FD003355 | 2011-01-13 | HCL | TNHSP | DOCTERROOM | TNHSP | TNHSP/ELCOT/IBC/COMP | 2011-05-03 | 2010-04-15 | 9098 | 636.86 | NO AMC
1354 | KILVELUR | Printer | C | HCL | JB03FD003851 | 2011-01-13 | HCL | HCLINFOSYSTEMS | NCDOP | TNHSP | TNHSP/ELCOT/ICB/COMP | 2011-05-03 | 2012-01-12 | 9098 | 636.86 | NO AMC
1355 | KILVELUR | Needle destroyer / Syringe Destroyer | C | USC DELUX | GH/KVL/SNDES/9 | 2012-07-25 |  | SRI LAKSH AGENCIES/TVR | OP | OTHERS | 02/12/A1 | 2012-07-26 | 2012-07-25 | 900 | 63 | NO AMC
1356 | KILVELUR | Printer | C | HCL | JBJ3FD002803 | 2011-01-13 | HCL | HCLINFOSYSTEMSLTD | LABORATARY | TNHSP | TNHSP/ELCOT/ICB/COMP | 2011-05-03 | 2012-01-12 | 9098 | 636.86 | NO AMC
1357 | KILVELUR | Printer | C | HCL | JBV3FE001954 | 2011-01-13 | HCL | HCLINFOSYSTEMS | MAINSTOR | TNHSP | TNHSP/ELCOT/ICB/COMP | 2011-05-03 | 2012-01-12 | 9098 | 636.86 | NO AMC
1358 | KILVELUR | Printer | C | HCL | JBS3FD003931 | 2011-01-13 | HCL | TNHSP | OPTICKET | TNHSP | TNHSP/ELCOT/ICB/COMP | 2009-05-03 | 2010-04-15 | 9098 | 636.86 | NO AMC
1359 | KILVELUR | Computer | C | HCL | 0105BG0273261 | 2011-01-13 | HCL | HCLINFOSYSTEMS | PHARMACY | TNHSP | TNHSP/ELCOT/ICB/COMP | 2011-09-13 | 2012-01-12 | 26031 | 1822.17 | working
1360 | KILVELUR | Computer | C | HCL | 0105BG0277351 | 2011-01-13 | HCL | HCLINFOSYSTEMSLTD | OPTICKETROOM | TNHSP | TNHSP/ELCOT/ICB/2010 | 2011-09-13 | 2011-01-12 | 26031 | 1822.17 | working
1361 | KILVELUR | Computer | C | HCL | 0105BG0263501 | 2011-01-13 | HCL | HCLINFOSYSTEMS | DENTALDOCTORROOM | TNHSP | TNHSP/ELCOT/ICB/COMP | 2011-09-13 | 2012-01-12 | 26031 | 1822.17 | working
1362 | KILVELUR | Computer | C | HCL | 0105BG0283271 | 2011-01-13 | HCL | HCLIFOSYSTEMS | LABORATRY | TNHSP | TNHSP/ELCOT/ICB/COMP | 2011-09-13 | 2012-01-12 | 26031 | 1822.17 | working
1363 | KILVELUR | Printer | C | LASERHL5250DN | E64609G8J705446 | 2009-03-05 | LIPIDATASYSTEMSLTD | LIPIDATA | OFFICEROOM | TNHSP | TNHSP/TNMSC/P1H7/2009 |  | 2009-03-04 | 8500 | 595 | NO AMC
1364 | KILVELUR | Computer | C | HCL | 0105BG0264251 | 2011-01-13 | HCL | HCLINFOSYSTEMS | MAINSTORE | TNHSP | TNHSP/ELCOT/ICB/COMP | 2011-09-13 | 2012-01-12 | 26031 | 1822.17 | working
1365 | KILVELUR | Computer | C | HCL | 0105BG0264341 | 2011-01-13 | HCL | HCLINFOSYSTEMS | DOCTORRESTROOM | TNHSP | TNHSP/ELCOT/ICB/COMP | 2011-09-13 | 2012-01-12 | 26031 | 1822.17 | working
1366 | KILVELUR | Computer | C | V193HQ | ETLEPOCO169091238C4000 | 2009-03-31 | ACERDESKTOPS | BROADLINECOMPUTERSYSTEMS | OFFICEROOM | TNHSP | TNHSP/TNMSC/P1H1/2009 | 2009-07-17 | 2010-03-30 | 24890 | 1742.3 | working
1367 | KILVELUR | Computer | C | HCL | 0105BG0264571 | 2011-01-13 | HCL | HCLINFOSYSTEMS | OPDOCTORROOM | TNHSP | TNHSP/ELCOT/ICB/COMP | 2011-09-13 | 2012-01-12 | 26031 | 1822.17 | working
1368 | KILVELUR | Printer | C | HCL | JBS3FD003967 | 2011-01-13 | HCL | HCLINFOSYSTEMS | PHARMACY | TNHSP | TNHSP/ELCOT/ICB/COMP | 2011-05-03 | 2012-01-12 | 9098 | 636.86 | NO AMC
1369 | KILVELUR | Computer | C | HCL | 0105BGO263541 | 2011-01-13 | HCL | HCLINFOSYSTEMS | SCANROOM | TNHSP | TNHSP/ELCOT/ICB/COMP | 2011-09-13 | 2012-01-12 | 26031 | 1822.17 | working
1370 | KILVELUR | Computer | C | HCL | 1015BG0277001 | 2011-01-13 | HCL | HCLINFOSYSTEMS | GYNACOP | TNHSP | TNHSP/ELCOT/ICB/COMP | 2011-09-13 | 2012-01-12 | 26031 | 1822.17 | working
1371 | KILVELUR | Needle destroyer / Syringe Destroyer | C | USC DELUX | GH/KVL/NEDL/8 | 2012-07-25 |  | SRI LAKSHMI AGENCIES | LABORATARY | OTHERS | 02/12/A1 DT24.07.2012 |  | 2013-07-24 | 900 | 63 | NO AMC
1372 | KILVELUR | Computer | C | HCL | 0105BG0263931 | 2011-01-13 | HCL | HCLINFOSYSTEMS | CASUALITY | TNHSP | TNHSP/ELCOT/ICB/COMP | 2011-09-13 | 2012-01-12 | 26031 | 1822.17 | working
1373 | KILVELUR | Computer | C | HCL | 0105BG0282791 | 2011-01-13 | HCL | HCLINFOSYSTEMS | INJECTIONOPROOM | TNHSP | TNHSP/ELCOT/ICB/COMP | 2011-09-13 | 2012-01-12 | 26031 | 1822.17 | working
1374 | KILVELUR | B.P.apparatus table model | C | DIAL DELUX | GH/KVL/BP/4 | 2012-07-26 | INDUS | ENKAYAGENCIES | MAINSTORE | OTHERS | 02/12/A1 DT24.07.2012 | 2012-08-15 | 2013-07-26 | 2150 | 150.5 | working
1375 | KILVELUR | B.P.apparatus table model | C | DIAL-DELUX | GH/KVL/BP/5 | 2012-07-27 | INDUS | ENKAYAGENCIES | OP | OTHERS | 02/12/A1 DT24.07.2012 | 2012-08-15 | 2012-07-25 | 2150 | 150.5 | working
1376 | KILVELUR | Washing Machine | B2 | AIWA | GH/KVL/WM/2 | 2012-02-06 | ALANMEDICAL | ALANMEDICAL | NCDOP | TNHSP | TNHSP/TNMSC/ENGG/AG24/2011 | 2012-04-26 | 2013-02-05 | 598 | 41.86 | NO AMC
1377 | KILVELUR | Glucometer | C | GLUCOCARE | 260043109 | 2003-08-19 | ASSOCIATEDSURGICAL | ASSOCIATEDSURGICAL | LABORATARY | DMS | 45036/Sandamp;P/1/03 |  | 2004-08-18 | 3200 |  | CONDEMED
1378 | KILVELUR | Centrifuge | C | BDI152 | 20111480 | 2012-02-04 | SOLOKRAFTSINDUSTRIES | SOLOKRAFTSINDUSTRIES | LABORATARY | TNHSP | TNHSP/TNMSC/AG29E/2011 | 2012-04-26 | 2012-02-03 | 5090 | 356.3 | working
1379 | KILVELUR | Weighing Machine Electronic | C | 3RB15 | 812143 | 2009-01-22 | SURYASURGICALINDUSTRIES | SURYASURGICALINDUSTRIES | LABOURWARD | DMS | 51190/Sandamp;P/1/08/DT10/11/08 | 2009-01-23 | 2010-01-27 | 10500 | 735 | NO AMC
1380 | KILVELUR | Weighing machine paed | C | CROWN | GH/KVL/WM/4 | 2001-09-12 | RAMONSURGICALS | DD MEDICALandamp;FW NAGAI | OP | JDHS | RC NO 125/A/2001 DT 11.09.2001 | 2001-09-12 | 2002-09-11 | 0 | 0 | NO AMC
1381 | KILVELUR | SEMIAUTOANALYSER | B | PRIETESTTOUCH | AT030020GRBK | 2009-05-04 | ROBONIK INDIA | ROBONIK INDIA | LABORATARY | TNHSP | TNHSP/ THMSC/ICB/P3E2/2009 | 2009-05-06 | 2010-03-05 | 59500 | 4165 | NO AMC
1382 | KILVELUR | Weighing Machine-Suspension | C | SAMSO | GH/KVL/BMWM/1 | 2008-06-24 | JUPITERMANUFACTURINGWORK | JUPITERMANUFACTURINGWORKS | OP | TNHSP | TNHSP/TNMSC/ENGG/BMWMS/2008 | 2008-09-17 | 2009-06-23 | 541 | 37.87 | NO AMC
1383 | KILVELUR | Centrifuge | C | BD154 | 73825 | 2009-06-10 | SOLOKRAFTSINDUSTRIES | SOLOKRAFTSINDUSTRIES | LABORATARY | TNHSP | TNHSP/TNMSC/ICB/P3E2/2009 | 2009-06-13 | 2010-06-09 | 10873 | 761.11 | working
1384 | KILVELUR | Refrigerator | C | GODREG170LTS | 368846 | 2014-11-24 | GODREG | ANDAVARELECTRICALAPPLIANCES | DOCTORROOM | OTHERS | 01/2004/A1DT22.11.2004 | 2004-11-25 | 2005-11-23 | 8100 | 567 | NO AMC
1385 | KILVELUR | B.P.apparatus table model | C | TABLEMODEL | GH/KVL/BP/6 | 2001-08-17 |  | DD MEDICALandamp;FW NAGAI | OP | JDHS | RC NO 124/A/2001 DT 17.08.2001 |  | 2002-08-16 | 2150 | 150.5 | working
1386 | KILVELUR | B.P.apparatus table model | C | TABLE MODEL | GH/KVL/BP/7 | 1997-08-11 |  | JDHS NAGAI | OP | JDHS | RC NO 123/A/1997 DT 11.08.1997 |  |  | 2150 |  | CONDEMED
1387 | KILVELUR | ECG machine ordinary | B2 | 108T /MARKIV /MARKV /MARKVI | J8F 15872 | 1998-12-05 | BPL | BPL | OP | DMS | 58167 /CP2 /1 /98 DT 30.6.98 | 1998-12-05 | 1999-12-04 | 11100 |  | CONDEMED
1388 | KUTHALAM | 100 M.A. X-ray machine Mobile | B2 | 100 MA SIEMENS NANOPHOS-100 X RAY |  | 2014-06-19 | SIEMENS | GOVT PERIYAR HOSPITAL~MAYILADUTHURAI | X RAY ROOM | JDHS | 2540/E1/2014 DATE 11/06/2014 | 2014-06-11 |  | 250000 | 17500 | working
1389 | KUTHALAM | Mannual Colposcope | C | ARI II-1D | 20130230 | 2013-02-26 | ARI TECHNOLOGY(GROUP) CO.LTD.CHINA | SOUTH INDIA SURGICALCO.LTD | NCD WARD | TNHSP | TNHSP/TNMSC/ENGG/AG30/2011 DATE 21/04/2012 | 2013-02-26 | 2014-02-25 | 130000 | 9100 | working
1390 | KUTHALAM | Refrigerator | C | ICEMAGIC | INC132224228 | 2013-09-11 | WHIRLPOOL | THE ASSOSIATED MARKETING | MAIN STORE | OTHERS | 56657 | 2013-09-11 | 2014-09-10 | 13930 | 975.1 | NO AMC
1391 | KUTHALAM | Semi auto analyser | B2 | PRIETEST TOUCH | AT1311113RBK | 2014-01-03 | SHAN BIOTECH | SHAN BIOTECH andamp; DIAGNOSTICS | LABORATARY | OTHERS | 30/2013 | 2014-01-03 | 2015-01-02 | 110000 | 7700 | NO AMC
1392 | KUTHALAM | Needle destroyer / Syringe Destroyer | C | NIL SHARPS/4 | NIL SHARPS | 2014-08-28 | ARVS EQUIPMENTS PVT LTD | SOLOKRAFTS INDUSTRIES CHENNAI | OP~LAB~INJECTION ROOM | OTHERS | 20533/ICWM/TNMSC/ENGG/2014-1 DATE 23/05/2014 | 2014-08-28 | 2015-07-28 | 1626 | 113.82 | NO AMC
1393 | KUTHALAM | Weighing machine infant | C | DOCBELL | KTM/0016 | 2008-10-15 | JUPITER MFG WORKS | JUPITER MFG WORKS | WARD | TNHSP | THSP/TNMSC/ENGG/P3E17/2008/DT-11/08/2008 | 2008-10-15 | 2009-09-10 | 673 | 47.11 | NO AMC
1394 | KUTHALAM | Weighing machine infant | C | ORDINARY | KTM/0015 | 1997-02-08 | ASSOCIATED SURGICALS | ASSOCIATED SURGICALS | Ward | DMS | 44666/CPII/I/99 | 1997-02-08 | 1998-02-09 | 510 | 35.7 | NO AMC
1395 | KUTHALAM | Weighing machine adult | C | ordinary | KTM/0014 | 2008-03-25 | vishnupriya surgicals | vishnupriya surgicals | Lab | OTHERS | 414/PWS | 2008-03-25 | 2009-03-26 | 900 | 63 | NO AMC
1396 | KUTHALAM | Weighing machine adult | C | DELUXE | KTM/0013 | 1999-08-30 | ASSOCIATED SURGICALS | ASSOCIATED SURGICALS | Lab | DMS | 44666/CPII/1/99 | 1999-08-30 |  | 516 | 36.12 | NO AMC
1397 | KUTHALAM | CTG Monitor | B2 | BISTOS300-CTG | 250-DG-5038 | 2003-04-07 | MITI ELECTRONICS | Miti Electronics | WARD | DMS | DMS SUPPLY | 2003-07-04 | 2004-04-07 | 83500 | 5845 | working
1398 | KUTHALAM | B.P.apparatus stand model | C | STAND MODEL | KTM/0026 | 2006-08-03 |  | JDHS NAGAPATTINAM | OP | JDHS | JDHS NAGAPATTINAM | 2006-08-03 |  | 1200 | 84 | working
1399 | KUTHALAM | B.P.apparatus stand model | C | STAND MODEL | KTM/0025 | 1997-03-01 | EAGLE SURGICALS | EAGLE SURGICALS | Labr.Ward | DMS | DMS SUPPLY | 1997-03-01 |  | 1200 | 84 | working
1400 | KUTHALAM | B.P.apparatus stand model | C | STAND MODEL | KTM/0024 | 1996-06-26 | ASSOCIATED SUGICALS | ASSOCIATED SURGICALS | Labr.Ward | DMS | DMS SUPPLY | 1996-06-26 |  | 1200 | 84 | working
1401 | KUTHALAM | B.P.apparatus table model | C | BOX TYPE | KTM/0023 | 2008-03-25 | VISHNUPRIYA SURGICALS | VISHNUPRIYA SURGICALS | Ward | OTHERS | 374/PWS | 2008-03-25 | 2009-03-25 | 1300 | 91 | working
1402 | KUTHALAM | B.P.apparatus table model | C | BOX TYPE | KTM/0022 | 2008-03-25 | VISHNUPRIYA SURGICALS | VISHNUPRIYA SURGICALS | Ward | OTHERS | 372/PWS | 2008-03-25 | 2009-03-25 | 1300 | 91 | working
1403 | KUTHALAM | B.P.apparatus table model | C | BOX TYPE | KTM/0021 | 2000-07-28 | ALAN MEDICAL andamp; LABORATORY | ALAN MEDICAL andamp; LABORATORY | Ward | DMS | 56509/CPII/1/2000/ DT-30/06/2000 | 2000-07-28 | 2001-07-28 | 505 | 35.35 | working
1404 | KUTHALAM | B.P.apparatus table model | C | BOX TYPE | KTM/0020 | 2000-07-28 | ALAN MEDICAL andamp; LABORATORY | ALAN MEDICAL andamp; LABORATORY | Ward | DMS | 56509/CPII/1/2000 DT-30/06/2000 | 2000-07-28 | 2001-07-28 | 505 | 35.35 | working
1405 | KUTHALAM | Sterilizer Medium (Instrument) | C | MEDIUM | KTM/0019 | 2008-10-15 | JUPITER MFG WORKS | JUPITER MFG WORKS | STORE | TNHSP | TNHSP/TNMSC/ENGG/P3E17/2008/DT-11/08/2008 | 2008-10-15 | 2009-10-16 | 1400 | 98 | NO AMC
1406 | KUTHALAM | Autoclave Mini | B | VERTICAL | KTM/0018 | 2001-07-31 | Associated Surgicals | DD FW | Ward | DD-FW | 1316/STORES/2001 | 2001-07-31 |  | 4888 | 342.16 | working
1407 | KUTHALAM | Autoclave Mini | B | VERTICAL | KTM/0017 | 1997-04-30 | Associated Surgicals | ASSOCIATED SURGICAL | Ward | DD-FW | DMS SUPPLY | 1997-04-30 |  | 4888 | 342.16 | working
1408 | KUTHALAM | Ultra Sonogram -MOBILE | B | UF4500N | 12151496 | 2003-04-12 | Fukuda-UF 4500N | Kody Elcot | Scan Room | GH-Vedaranyam |  | 2003-12-04 | 2004-04-12 | 0 | 0 | NO AMC
1409 | KUTHALAM | Refrigerator | C | GODREJ 170 LIT | 81254 | 2007-12-28 | GODREJ | BABY TRADERS | STORE | OTHERS | 251/PWS | 2007-12-28 | 2008-12-29 | 12266 | 858.62 | NO AMC
1410 | KUTHALAM | Refrigerator | C | GODREJ | 368992 | 2005-03-31 | Godrej | RUBYTRADERS | Lab | OTHERS | 313/PWS | 2005-03-31 | 2006-03-31 | 7900 | 553 | NO AMC
1411 | KUTHALAM | Refrigerator | C | GODREJ 165 LIT | 181792 | 2001-03-01 | Godrej | RUBY TRADERS | WARD | OTHERS | 1760/HMF | 2001-03-01 |  | 9950 | 696.5 | NO AMC
1412 | KUTHALAM | Laryngoscope(Adult) | C | ORDINARY | KTM/0012 | 1997-05-05 | ASSOCIATED SURGICALS | ASSOCIATED SURGICALS | WARD | DMS | DMS SUPPLY | 1997-05-05 |  | 540 | 37.8 | working
1413 | KUTHALAM | Electric Calorimeter | C | PHOTOCELL | 20303 | 2000-09-18 | Photochem | ALAN MEDICAL | Lab | DMS | 56509/CPII/1 | 2000-09-18 |  | 9500 | 665 | working
1414 | KUTHALAM | Electric Calorimeter | C | ORDINARY | 32008 | 1998-03-12 | ALAN MEDICAL | ALAN MEDICAL | Lab | DMS | DMS SUPPLY | 1998-03-12 |  | 9500 | 665 | working
1415 | KUTHALAM | Binocular Mircroscope | B2 | MLW-LAB BINOCULAR | 320008 | 2001-02-22 | MLW;Unilab-JP MIA | DD(TB) NAGAPATTINAM | Lab | DD-TB | 980/DDTB | 2001-02-22 |  | 7500 | 525 | working
1416 | KUTHALAM | Binocular Mircroscope | B2 | MLW-LAB BINOCULAR MICROSCOPE | 85/98 | 1991-10-12 | MLW;Unilab-JP MIA | DD(TB) | Lab | DD-TB | DD(TB) SUPPLY | 1991-10-12 |  | 7500 | 525 | working
1417 | KUTHALAM | Nebuliser Adult | C | ELECTRICAL | KTM/0011 | 1999-06-03 | IMPORTED ITALIAN MAKE | Associated Surgicals | Ward | DMS | 29530/CP/1/99 | 1999-06-03 |  | 4250 | 297.5 | working
1418 | KUTHALAM | Electri centrifuger | C | ORDINARY | KTM/0010 | 2001-04-01 | ASSOCIATED SURGICALS | Associated Surgicals | LAB | DMS | 56509/CPII/1/2000 | 2001-04-01 |  | 2240 | 156.8 | working
1419 | KUTHALAM | Electri centrifuger | C | ORDINARY | KTM/0009 | 2003-10-22 | ASSOCIATED SURGICALS | ASSOCIATED SURGICALS | Lab | GH-Vaitheeswarankoil | 177 | 2003-10-22 |  | 2240 | 156.8 | working
1420 | KUTHALAM | Electri centrifuger | C | ORDINARY | KTM/0008 | 2003-10-22 | ASSOCIATED SURGICAL | ASSOCIATED SURGICAL | Lab | OTHERS | 177 | 2003-10-22 |  | 2240 | 156.8 | working
1421 | KUTHALAM | Needle destroyer / Syringe Destroyer | C | MICROSIL | KTM/0007 | 2003-06-22 | LINCO SCIENTIFIC INSTRUMENTS CO | LINCO SCIENTIFIC INSTRUMENTS | Ward | DMS | DMS SUPPLY | 2003-06-22 | 2004-06-22 | 2350 | 164.5 | NO AMC
1422 | KUTHALAM | Needle destroyer / Syringe Destroyer | C | MICROSIL | KTM/0006 | 2003-06-22 | LINCO SCIENTIFIC INSTRUMENTS CO | LINCO SCIENTIFIC INSTRUMENTS | Lab | DMS | DMS SUPPLY | 2003-06-22 | 2004-06-22 | 2350 | 164.5 | NO AMC
1423 | KUTHALAM | Needle destroyer / Syringe Destroyer | C | MICROSIL | KTM/0005 | 2003-06-22 | LINCO SCIENTIFIC INSTRUMENTS CO | LINCO SCIENTIFIC INSTRUMENTS | L WARD | DMS | DMS SUPPLY | 2003-06-22 | 2004-06-22 | 2350 | 164.5 | NO AMC
1424 | KUTHALAM | Glucometer | C | GLUCARE | 260042450 | 2003-08-26 | ASSOCIATED SURGICAL | Associated Surgicals | Lab | DMS | DMS SUPPLY | 2003-08-26 | 2004-08-26 | 3200 |  | CONDEMED
1425 | KUTHALAM | Shadowless Lamp stand model | B | 19 | KTM/0004 | 2003-12-16 | Gesco | GENERAL SURGICAL | Labr.Ward | DMS | DMS SUPPLY | 2003-12-16 | 2004-12-16 | 5500 | 385 | NO AMC
1426 | KUTHALAM | Infusion pump | C | A1300 | E05070595 | 2007-05-24 | AKAS-infu300 | AKAS MEDICAL | Labr.Ward | DMS | DMS SUPPLY | 2007-05-24 | 2008-05-24 | 24400 | 1708 | WORKING
1427 | KUTHALAM | Alpha Bed with motor | C | ELECTRICAL | KTM/0003 | 2007-07-07 | Apex-Oasis 2000 | Jupiter | Store | RCH | DMS SUPPLY | 2007-07-07 | 2008-07-07 | 6600 | 462 | working
1428 | KUTHALAM | UPS | C | MICROTECK | 7FGANX135843 | 2007-09-24 | Microtek-EB 600A | Bismi Battery Service-Kumbakonam | Store | OTHERS | 263/PWS | 2007-09-24 | 2008-09-24 | 5350 | 374.5 | NO AMC
1429 | KUTHALAM | UPS | C | MICROTECH | 7FGANX135843 -7FGANX133491 | 2007-09-24 | Microtek-EB 600A | Bismi Battery Service-Kumbakonam | Wardandamp;OP | OTHERS | 263/PWS | 2007-09-24 | 2008-09-24 | 5350 | 374.5 | NO AMC
1430 | KUTHALAM | Hot Air oven | C | UNIVERSAL | KTM/0002 | 2007-12-21 | Sri Lakshmi~Pondy. | SRI LAKSHMII SCIENTIFIC COMPANY ~PUDHUCHERRY. | Lab | OTHERS | 350/PWS | 2007-12-21 | 2008-12-21 | 6590 | 461.3 | working
1431 | KUTHALAM | Water Drum with Heater | C | electrical | KTM/0001 | 1997-02-21 | MODERN ENGNEERINGandamp; HOSPITAL EQUIPMENT CHENNAI. | Modern engeeringandamp;hospital equipment CHENNAI.84 | Labr.Ward | DMS | DMS SUPPLY | 1997-02-21 | 1998-02-22 | 1800 | 126 | NO AMC
1432 | KUTHALAM |  | C | WINDOW | KTM/0027 | 1996-04-20 | KODY ELCOT | kody elcot | scan room | OTHERS | 4540/SI(1)ICB.IV95 DT-03/02/1996 | 1996-03-31 |  | 15250 | 1067.5 | NO AMC
1433 | KUTHALAM | Nebuliser Adult | C | Arrow-NEB | 63 | 2009-06-09 | SABERWAL SURGICAL COIMBATURE | Saberwal surgical coimbatore | ward | DRHM | 08/NRHM/HSP/TNMSC/ENGG/2009 DT-31/03/2009 | 2009-06-09 |  | 1400 | 98 | working
1434 | KUTHALAM | Suction Apparatus - Electrical | C | 7A-23D | 385 | 2008-02-29 | JIANGSU YUYUE MEDICAL EQUIPMENT | VIN BIOTECH SYSTEM LTD CHENNAI | WARD | TNHSP | TNHSP/TNMSC/P2E18/2007 DT-30/10/2007 | 2008-02-29 |  | 4148 | 290.36 | NO AMC
1435 | KUTHALAM | Suction Apparatus - Electrical | C | HEAVY DUTY CBINET TYPE | 496 | 2009-03-02 | VISHAL HOSPITAL STEEL FURNITURE | VISHAL HOSPITAL STEEL FURNITURE MFG CO.CHENNAI | WARD | TNHSP | TNHSP/TNMSC/P3E8/2008 DT-10/09/2008 | 2009-03-02 |  | 3900 | 273 | NO AMC
1436 | KUTHALAM | Suction Apparatus - Electrical | C | HEAVY DUTY CABINET TYPE | X10 | 2009-03-02 | VISHAL HOSPITAL STEEL FURNITURE | VISHAL HOSPITAL STEEL FURNITURE MFG CO CHENNAI | WARD | DMS | 51190/Sandamp;P/1/2008-2 DT-10/11/2008 | 2009-03-02 |  | 4410 | 308.7 | NO AMC
1437 | KUTHALAM | Needle destroyer / Syringe Destroyer | C | REPROSPARK | 9977 TO 9982 | 2008-10-18 | GLO LIFE EQUIPMENT CHENNAI | Glo life equipment chennai | WARD | TNHSP | TNHSP/TNMSC/ENGG/BMWMI/2008 DT-08/02/2008 | 2008-10-18 | 2009-09-18 | 755 | 52.85 | working
1438 | KUTHALAM | ECG machine ordinary | B2 | EDAN SE3 | 309035M11801710040 | 2011-10-21 | MADRAS SURGICALS | MADRAS SURGICALS andamp;CHEMICALS | WARD | TNHSP | TNHSP/TNMSC/ENGG/AG27/2011/ DT-04/07/2011 | 2011-10-21 | 2012-10-20 | 36637 | 2564.59 | working
1439 | KUTHALAM | Suction Apparatus - Electrical | C | DEN308 | 308 | 2009-03-17 | JUPITER MFG WORKS | jupiter mfg works | WARD | DMS | 47975/Sandamp;P/1/2008 DT-04/02/2009 | 2009-03-17 |  | 5500 | 385 | NO AMC
1440 | KUTHALAM | Radiant Warmer | C | BABY | 166 | 2008-03-31 | SRI LAKSHMI SCIENTIFIC COMPANY | SRI LAKSHMI SCIENTIFIC COMPANY | L WARD | OTHERS | 24/PWS | 2008-03-31 |  | 25800 | 1806 | working
1441 | KUTHALAM | Radiant Warmer | C | NICE20073 | W-1 | 2009-10-08 | MADRAS SURGICALSandamp;CHEMICALS | MADRAS SURGICALS andamp; CHEMICALS | NEONATAL | OTHERS | 2/NRHM/HSP/TNMSC/2009/WAR DT-01/09/2009 | 2009-10-08 | 2012-10-08 | 15700 | 1099 | working
1442 | KUTHALAM | Suction Apparatus - Electrical | C | SUPREME-ISI | 113 | 2009-06-09 | SABERWAL SURGICALS | SABERWAL SURGICALS | WARD | OTHERS | 13/NRHM/HSP/TNMSC/ENGG/2009 DT-31/03/2009 | 2009-06-09 |  | 5070 | 354.9 | NO AMC
1443 | KUTHALAM | Radiant Warmer | C | OCW100 | 2997 | 2008-12-18 | DATEX-OHMEDA(INDIA)PVT LTD | DATEX-OHMEDA(INDIA)PVT LTD | L WARD | TNHSP | TNHSP/TNMSC/P3E9/2008 DT-29/08/2008 | 2008-12-18 |  | 18000 | 1260 | working
1444 | KUTHALAM | Weighing Machine-Suspension | C | SUSPENSION | X | 2008-06-23 | JUPITER MFG WORKS | JUPITER MFG WORKS | WARD (BIO MED WAS MANT) | TNHSP | TNHSP/TNMSC/ENGG/BMWMS/2008/ DT-28/04/2008 | 2008-06-23 | 2009-06-23 | 541 | 37.87 | NO AMC
1445 | KUTHALAM | Foetal Doppler | C | SONOTRAX | KTM /0035 | 2008-07-17 | VIBASH COIMBATORE SUR PVT LTD | VIBASH COIMBATORE SUR PVT LTD | L WARD | TNHSP | TNHSP/TNMSC/P2E14/2008 DT-31/03/2003 | 2008-07-17 |  | 7500 | 525 | working
1446 | KUTHALAM | Weighing machine paed | C | BABY | KTM/0034 | 2008-10-15 | JUPITER MFG COMP LTD | JUPITER MFG COMP LTD | L WARD | OTHERS | TNHSP/TNMSC/ENGG/P3E17/2008 DT-11/08/2008 | 2008-10-15 |  | 673 | 47.11 | NO AMC
1447 | KUTHALAM | Weighing machine paed | C | DOCBELL | KTM/0033 | 2008-10-15 | JUPITER MFG WORKS | JUPITER MFG WORKS | WARD | TNHSP | TNHSP/TNMSC/ENGG/P3E17/2008/ DT-11/08/2008 | 2008-10-15 |  | 673 | 47.11 | NO AMC
1448 | KUTHALAM | Computer | C | ACER DESKTOP | 1135 | 2009-04-01 | BROAD LINE COMP SYSTEM | BROAD LINE COMP SYSTEM | STORE | TNHSP | TNHSP/TNMSC/P1H1/2009/ DT-22/01/2009 | 2009-04-01 |  | 24890 | 1742.3 | WORKING
1449 | KUTHALAM | Auto Clave HP Vertical (2 bin) | C | HIGH PRESSURE | HP | 2009-08-07 | SOLOKRAFTS INDUSTRIES | SOLOKRAFTS PVT LTD THROUGH JDHS NAGAPATTINAM | WARD | JDHS | JDHS SUPPLY | 2009-08-07 |  | 29800 | 2086 | working
1450 | KUTHALAM | Pulse Oximeter | B2 | M900 MEDIAID | EE07F01092 | 2009-08-06 | MADRAS SURGICAL andamp; CHEMICALS | MADRAS SURGICALSandamp;CHEMIICALS | WARD | OTHERS | 02/NRHM/HSP/TNMSC/2009-PUL/ DT-25/06/2009 | 2009-08-06 | 2012-08-07 | 23700 | 1659 | NO AMC
1451 | KUTHALAM | Ultra Sonogram -POTABLE | B | 600A | U32020970482DHE1 | 2009-08-28 | VIN BIO TECH SYSTEM LTD | VIN BIO TECH SYSTEM LTD | SCAN ROOM | DMS | 39060/Sandamp;P/2009/ DT-29/06/2009 | 2009-08-28 |  | 240000 | 16800 | NO AMC
1452 | KUTHALAM | Laryngoscope(Paediatric) | C | INFANT | KTM/0028 | 2009-10-05 | VISHAL HOSPITAL FURNITURE MFG P LTD | VISHAL HOSPITAL FURNITURE MFG P LTD | WARD | OTHERS | 12/NRHM/HSP/TNMSC/ENGG/2009/ DT-31/03/2009 | 2009-10-05 | 2010-08-29 | 441 | 30.87 | working
1453 | KUTHALAM | Weighing machine paed | C | DOCBEL | 213 | 2009-06-09 | SABERWAL SURGICALS P LTD | SABERWAL SURGICAL P LTD | WARD | OTHERS | 10/NRHM/HSP/TNMSC/ENGG/2009 DT-31/03/2009 | 2009-06-09 |  | 710 | 49.7 | NO AMC
1454 | KUTHALAM | Focus lamp Ordinary | C | HOSPITECH | KTM /0031 | 2009-07-27 | JUPITER MFG WORKS | JUPITER MFG WORKS | SEPTIC LABOUR | OTHERS | 03/NRHM/HSP/TNMSC/2009-FL / DT-29/06/2009 | 2009-07-27 | 2012-07-27 | 12450 | 871.5 | working
1455 | KUTHALAM | Weighing Machine Electronic | C | BABY | PHE026 | 2009-01-21 | SURIYA SURGICALS | SURIYA SURGICALS | WARD | DMS | 51190/Sandamp;P/1/2009 DT-10/11/2008 | 2009-01-21 |  | 10500 | 735 | NO AMC
1456 | KUTHALAM | Inverter | C | 2KVA | KTM/0030 | 2009-08-11 | RK TECH HARD andamp; SOFT PVT LTD | RK TECH HARD andamp; SOFT PVT LTD | LABOUR WARD | OTHERS | 01/NRHM/HSP/TNMSC/2009 DT-03/07/2009 | 2009-08-11 |  | 26442 | 1850.94 | working
1457 | KUTHALAM | Weighing Machine Electronic | C | BABY | 345 | 2009-10-07 | SOLOKRAFTS INDUSTRIES | SOLOKRAFTS INDUSTRIES | WARD | OTHERS | 09/NRHN/HSP/TNMSC/ENGG/2009 DT-31/03/2009 | 2009-10-07 |  | 4200 | 294 | NO AMC
1458 | KUTHALAM | UPS | C | 600VA | 82 | 2009-04-13 | RK TECH HARDandamp;SOFT PVT LTD | RK TECH HARD andamp; SOFT PVT LTD | FOR ACER COMPUTER | TNHSP | TNHSP/TNMSC/P1H6/08 DT-17/02/2009 | 2009-04-13 |  | 7900 | 553 | NO AMC
1459 | KUTHALAM | Shadowless Lamp stand model | B | STAND MODEL | X | 2008-12-15 | JUPITER MFG WORKS | JUPITER MFG WORKS | WARD | TNHSP | TNHSP/TNMSC/P3E3/2008/ DT-29/08/2008 | 2008-12-15 |  | 12700 | 889 | NO AMC
1460 | KUTHALAM | Phototherapy Unit | C | SUNSHINE | KTM/0029 | 2009-09-05 | JUPITER MFG WORKS | JUPITER MFG WORKS | NEO NATAL WARD | OTHERS | 02/NRHM/HSP/TNMSC/2009-PU/ DT-25/06/2009 | 2009-09-05 | 2012-09-06 | 10200 | 714 | working
1461 | KUTHALAM | Lab Incubator | C | BD-54 | 76886 | 2009-11-09 | SOLOKRAFTS INDUSTRIES | SOLOKRAFTS INDUSTRIES | LABORATARY | OTHERS | 05/NRHM/HSP/TNMSC/2009 DT-15/07/2009 | 2009-11-09 | 2012-11-10 | 11953 | 836.71 | working
1462 | KUTHALAM | Electri centrifuger | C | REMI | HCLC-4488 | 2010-02-10 | RAJENDRA ELECTRICAL INDUSTRIES | RAJENDRA ELECTRICAL INDUSTRIES | LAB | OTHERS | 05/NRHM/HSP/TNMSC/20 DT-15/07/2009 | 2010-02-10 | 2013-02-11 | 9000 | 630 | working
1463 | KUTHALAM | Infusion Pump/Infusion Syringe Pump/Insulin Syringe Pump | C | LMP-50 | LPM50 | 2010-03-31 |  | JUPITER MANUFACTURING WORKS |  | OTHERS | 02/NRHM/HSP/TNMSC/2009-IP DT-25/08/2009 | 2010-03-31 | 2013-03-31 | 30680 | 2147.6 | WORKING
1464 | KUTHALAM | Generator | C | BEW-15-BRIGHT | 15 KVA | 2010-04-08 | EACKON SYSTEMS PVT LTD | EAKCON SYSTEMS PVT LTD | NEW LABOUR WARD | OTHERS | 01/NRHM/HSP/TNMSC/2009-GEN DT-25/08/2009 | 2010-04-08 |  | 220000 | 15400 | working
1465 | KUTHALAM | Computer | C | HCL LCD MONITER |  | 2011-01-14 | HCL INFOSYSTEM LTD | HCL INFOSYSTEM LTD | OP | TNHSP | TNHSP/ELCOT/ICB/COMP/UTERS/P2HI/10-11 DT-07/12/2010 | 2011-08-23 |  | 26031 | 1822.17 | working
1466 | KUTHALAM | Printer | C | HL5250N-LASER PRINTER | 64609K8J817266 | 2009-02-25 | LIPI DATA SYSTEM LTD MUMBAI | LIPI DATA SYSTEM LTD MUMBAI. | STORES | TNHSP | TNHSP/TNMSC/P1H7/2009 DT-20/02/2009 | 2009-02-25 |  | 8500 | 595 | NO AMC
1467 | KUTHALAM | Blood Bank Refrigerator | B2 | REMI BR-70SR | BDI-1403 | 2010-05-27 | REMI ELECTRO TECHNICS LTD THANE | REMI ELECTRO TECHNICS LTD THANE | BLOOD STORAGE ROOM | OTHERS | 18R/NRHM/HSP/TNMSC/2010-BBR-DT-05/03/2010 | 2010-05-27 |  | 67888 | 4752.16 | working
1468 | KUTHALAM | Printer | C | TVSE HD 250 GOLD |  | 2011-01-14 | HCL INFOSYSTEM PUDUCHERRY | HCL INFOSYSTEM PUDUCHERRY | OP | TNHSP | TNHSP/ELCOT/ICB/COMP/UTERS/P2H1/10-11 DT-07/12/2010 | 2011-08-23 |  | 0 | 0 | NO AMC
1469 | KUTHALAM | Dielectric Tube Sealer | C | DIE-ELECTRIC | 2166 | 2009-09-01 | TERUMO PENPAL LTD | TERUMO PENPAL LTD TRIVANDRAM | BLOOD STORAGE ROOM | OTHERS | 05/NRHM/HSP/TNMSC/2009-DIE | 2009-09-01 |  | 66291 | 4640.37 | TRANSFERRED TO GH-MAYILADUTHURAI
1470 | KUTHALAM | Computer | C | ACER DESKTOP |  | 2009-04-01 | BROADLINE COMPUTER SYSTEM | BROADLINE COMPUTER SYSTEM | STORE | TNHSP | TNHSP/TNMSC/PIHI/2009 DT-22/01/2009 |  |  | 24890 | 1742.3 | WORKING
1471 | KUTHALAM | Electric Calorimeter | C | AUTO CALORIMETER MODEL NO 1000 | 1000 | 2012-08-16 | ALCO | ALCO | LAB | JDHS | 38/2012 JDHS/NAGAPATTINAM | 2012-08-17 | 2012-02-13 | 10260 | 718.2 | working
1472 | KUTHALAM | Nebuliser Adult | C | PISTON COMPRESSER | MCN S 600A | 2012-07-11 | LOGIC BIO MEDICALS | LOGIC BIO MEDICALS | WARD | OTHERS | 42/PWS | 2012-07-11 |  | 2600 | 182 | WORKING
1473 | KUTHALAM | Binocular Mircroscope | B2 | BD INSTRUMENTATION | 22129 | 2009-11-09 | SOLOKRAFTS | SOLOKRAFTS | LAB | OTHERS | 05/NRHM/HSP/TNMSC/2009-BM-DT-15/07/2009 | 2011-09-09 |  | 9393 | 657.51 | working
1474 | KUTHALAM | Washing Machine | B2 | WHITE MAGIC | 123-650-P | 2012-01-10 | WHIRPOOL | ASSOCIATED MARKETING | WARD | OTHERS | 126/PWS | 2012-01-01 |  | 11200 | 784 | NO AMC
1475 | KUTHALAM | Weighing Machine-Suspension | C | SUSPENSION | 57 | 2012-07-04 | JUPITER | JDHS NAGAPATTINAM | BIO MEDICAL STORAGE ROOM | JDHS | TNHSP/TNMSC/ENGG/BMWMS/2008 DT-28/04/2008 | 2012-07-04 |  | 541 | 37.87 | NO AMC
1476 | KUTHALAM | Washing Machine | B2 | RAMSON | 1076 1077 | 2010-01-23 | SOLOKRAFTS | SOLOKRAFTS | TRANSFER TO DDHS DHARMABURI TO MORRAPUR PHC | OTHERS | 01/NRHM/HSP/TNMSC/2009-WM DT-25/08/2009 |  |  | 180180 | 12612.6 | NO AMC
1477 | KUTHALAM | Washing Machine | B2 | RAMSON | 1077 | 2010-01-23 | SOLOKRAFTS | SOLOKRAFTS | TRANSFER TO GH MAYILADUTHURAI | OTHERS | 01/NRHM/HSP/TNMSC/2009-WM -DT-25/08/2009 |  |  | 108108 | 7567.56 | NO AMC
1478 | MAYILADUTHURAI | Elisa Washer | B2 |  | 101704 | 2014-12-26 |  | M R ENTERPRISES | TRANSFERED G H NAGAPATTINAM | DMS | 63162/Sandamp;P/1/14-4/21/102014 | 2014-12-26 |  | 130000 | 9100 | TRANSFERRED TO GH-NAGAI
1479 | MAYILADUTHURAI | Infusion Pump/Infusion Syringe Pump/Insulin Syringe Pump | C |  |  | 2014-03-25 |  | LOTUS MEDICAL SYSTEM | N I C U | OTHERS |  | 2014-03-25 |  | 33000 | 2310 | WORKING
1480 | MAYILADUTHURAI | Pulse Oximeter | B2 |  |  | 2014-03-25 |  | LOTUS MEDICAL SYSTEM | N I C U | OTHERS |  | 2014-03-25 |  | 47000 | 3290 | NO AMC
1481 | MAYILADUTHURAI | Pulse Oximeter | B2 |  | M73864 | 2014-07-15 |  | GRACE TRADING CO |  | TNMSC | RCH 2 TNMSC /ENGG/E67/2014 | 2014-07-15 |  | 68968 | 4827.76 | NO AMC
1482 | MAYILADUTHURAI | Pulse Oximeter | B2 |  | M73863 | 2014-07-15 |  | GRACE MANUFACTURING TRAD CO | N I C U | TNMSC | RCH 2 TNMSC /ENGG/E67/2014 | 2014-07-15 |  | 68968 | 4827.76 | NO AMC
1483 | MAYILADUTHURAI | Infusion Pump/Infusion Syringe Pump/Insulin Syringe Pump | C |  | IX06140670 | 2014-07-21 |  | AKAS MEDICAL | N I C U | OTHERS | AM30247 | 2014-07-21 |  | 23750 | 1662.5 | WORKING
1484 | MAYILADUTHURAI | Infusion Pump/Infusion Syringe Pump/Insulin Syringe Pump | C |  | IX 06140667 | 2014-07-21 |  | AKAS MEDICAL | N I C U | OTHERS | 1047/CMCHIS | 2014-07-21 |  | 23750 | 1662.5 | WORKING
1485 | MAYILADUTHURAI | Infusion Pump/Infusion Syringe Pump/Insulin Syringe Pump | C |  | IX06140653 | 2014-07-21 |  | AKAS MEDICAL | N I C U | OTHERS | 1047/CMCHIS | 2014-07-21 |  | 23750 | 1662.5 | WORKING
1486 | MAYILADUTHURAI | Infusion Pump/Infusion Syringe Pump/Insulin Syringe Pump | C | IX06140688 | IX 06140688 | 2014-07-21 |  | AKAS MEDICAL | N I C U | OTHERS | 1047/CMCHIS | 2014-07-21 |  | 23750 | 1662.5 | WORKING
1487 | MAYILADUTHURAI | Infusion Pump/Infusion Syringe Pump/Insulin Syringe Pump | C |  | IX 06140668 | 2014-07-21 |  | AKAS MEDICAL | N I C U | OTHERS | 1047 /CMCHIS | 2014-07-21 |  | 23750 | 1662.5 | WORKING
1488 | MAYILADUTHURAI | Syringe Pump | B |  | WO6140837 | 2014-07-21 |  | AKAS MEDICAL | N I C U |  | 1047/CMCHIS/2014 | 2014-07-21 | 2015-07-21 | 21750 | 1522.5 | NO AMC
1489 | MAYILADUTHURAI | Syringe Pump | B |  | W06140838 | 2014-02-21 |  | AKAS MEDI | N I C U |  | 1047 /CMCHIS | 2014-07-21 | 2014-07-21 | 21750 | 1522.5 | NO AMC
1490 | MAYILADUTHURAI | Syringe Pump | B |  | WO6140850 | 2014-07-21 |  | AKAS MEDICAL | N I C U | OTHERS | 1047 / CMCHIS | 2014-07-21 | 2015-07-21 | 21750 | 1522.5 | NO AMC
1491 | MAYILADUTHURAI | Ceiling Suspended Shadowless Lamp | B2 | LED7501750 | 140064 | 2014-05-22 | SHANGHAI MEDI INSTRUMENT | STANN BIO MEDI ENGG | NEW O T | TNHSP | 866/2 DT10/2/14 | 2014-11-06 | 2017-11-06 | 614685 | 43027.95 | working
1492 | MAYILADUTHURAI | Mortuary Coller | B2 |  |  | 2014-07-28 | EAKON | EAKON SYSTEMS P LTD | MORTUARY | TNMSC | 42083 | 2014-07-28 |  | 290000 | 20300 | working
1493 | MAYILADUTHURAI | Elisa Reader | B2 | RTO 260814K | RTO260814 RBK | 2014-10-01 |  | VEEJAY MED POINT | LABORATORY |  |  | 2014-10-01 | 2015-10-01 | 144000 | 10080 | WORKING
1494 | MAYILADUTHURAI | Phototherapy Unit | C | 1665 | 1665 | 2014-10-11 |  | PHOENIX MEDICAL SYSTEM P LTD | N I C U |  |  | 2014-10-11 | 2014-10-11 | 40717 | 2850.19 | working
1495 | MAYILADUTHURAI | Phototherapy Unit | C | 1664 | 1664 | 2014-10-11 |  | PHOENIX | N I C U |  |  | 2014-10-11 | 2015-10-11 | 40717 | 2850.19 | working
1496 | MAYILADUTHURAI | Elisa Washer | B2 |  |  | 2015-02-12 |  | VEEJAY MED POINT | LABORATORY |  |  | 2014-10-12 | 2016-10-12 | 144000 | 10080 | WORKING
1497 | MAYILADUTHURAI | A-Scan Biometer | B2 |  |  | 2015-11-18 |  | APPASAMY ASSOCIATES | EYE O T | OTHERS | 1279/E2/CMCHIS/2014 | 2014-11-18 | 2015-02-05 | 148000 | 10360 | working
1498 | MAYILADUTHURAI | Operation Table Hydraulic Major | B2 |  |  |  |  | SOUTH INDIA SURGICALS CO LTD | NEW O T | TNHSP | 1/DC/14-15/1478 | 2015-01-06 | 2016-01-06 | 90000 | 6300 | NO AMC
1499 | MAYILADUTHURAI | Operation Table Hydraulic Major | B2 |  |  | 2015-01-06 |  | SOUTH INDIA SURGICALS CO LTD | NEW O T |  | 1/DC/14-15/1478 DT 6/12/14 | 2015-01-06 | 2015-01-06 | 90000 | 6300 | NO AMC
1500 | MAYILADUTHURAI | Battery operable elcetric | B2 | AH12V |  | 2013-02-04 | AMARAN BATTERY | SRI SAKTHI BATTERY WORKS | CASUALITY | OTHERS | 997 | 2013-02-14 | 2014-02-04 | 13000 | 910 | working
1501 | MAYILADUTHURAI | Pulse Oximeter with NIB.P | B2 | INNOVA 10 CIR | CIPL1302BJ34 | 2013-03-06 | CONCEPT INTEGRATION (I)PVT LTD | CONCEPT INTEGRATION(i)PVT LTD | MAIN STORE | TNHSP | TNHSP/TNMSC/AG14/2012/EG-98-26 DT.21-NOV-2012 |  | 2014-03-05 | 57120 | 3998.4 | NO AMC
1502 | MAYILADUTHURAI | Operation table Hydraulic Minor | B2 |  |  | 2012-12-12 |  |  | OPERATION THEATRE | OTHERS |  | 2013-12-12 |  | 0 | 0 | NO AMC
1503 | MAYILADUTHURAI | 100 M.A. X-ray machine Portable | B2 | PHILIPS DIAGNOX 100R MOBILE DRIVE | IN90 | 2012-04-04 | OWN MAKE | PHILIPS ELECTRONICS INDIA LTD | NICU | RCH | RCH-II/TNMSC/ENGG/E55/2011~DT14/11/2011 | 2012-05-08 | 2013-04-03 | 156060 | 10924.2 | working
1504 | MAYILADUTHURAI | Scaler - Dental (Ordinary / Ultrasonic) | C |  | 848651034 | 2013-12-18 |  | EAST COAST SURGICALS | DENTAL O P | OTHERS | 2739/E2/2013 DT28/11/13 | 2013-12-18 |  | 24750 | 1732.5 | NO AMC
1505 | MAYILADUTHURAI | Pulse Oximeter | B2 | RADICAL 7 | 204326/Q18022 | 2013-12-04 |  | INDIAN MEDICAL SYSTEM AND TECHNOLOGIES | NEONATAL INTENSIVE CARE UNIT | OTHERS | 2086/E2/2013 DT 25/11/2013 | 2013-12-04 | 2014-12-05 | 75000 | 5250 | NO AMC
1506 | MAYILADUTHURAI | Operating Microscope(Eye) | B1 | ASM-930-TG |  | 2012-03-05 | ASCON MEDICAL INSTRUMENTS PVT LTD | ASCON MEDICAL INSTRUMENTS PVT LTD | EYE OT | TNMSC | 13413/TNMSC/ENGG/2012 | 2012-03-05 | 2013-03-04 | 325500 | 22785 | NO AMC
1507 | MAYILADUTHURAI | Phototherapy Unit | C | NICE4000CFL | 612371 | 2007-03-10 | Neotech | M/s.Madras surgicals andamp; Chemicals | Labour Ward NICU | TNHSP | TNHSP/TNMSC/ENGG/CE8/2006 | 2007-03-10 | 2008-03-10 | 12062 | 844.34 | working
1508 | MAYILADUTHURAI | Phototherapy Unit | C | nice4000CFL | 612368 | 2007-03-10 | Neotech | Madras Surgicals/andamp;CHEMICALS CHENNAI | NBICU | TNHSP | TNHSP/TNMSC/ENGG/ENGG/CE8/2006 | 2007-03-10 | 2008-03-10 | 12062 | 844.34 | working
1509 | MAYILADUTHURAI | CTG Monitor | B2 | cms2000+4 | 2602254 | 2007-02-16 | Vin Bio Tech-CMS2000+4 | Madras Surgicals | L.W | TNHSP | TNHSP/TNMSC/ENGG/CE.10/2006 DT03.11.2006 | 2008-02-20 | 2010-02-15 | 60000 |  | CONDEMED
1510 | MAYILADUTHURAI | Ultra Sonogram -MOBILE | B |  |  | 2003-03-17 | Landamp;T-Sonata | LARSON andamp;TURBO LTD CHENNAI | Scan Room | DMS | DMSandamp;HSCHENNAI NO.7014/SPS/1/03DT.19/02/03 | 2003-03-26 | 2006-03-16 | 299999 | 20999.93 | NO AMC
1511 | MAYILADUTHURAI | Suction Apparatus - Electrical | C | CABINET MODEL WITH SPARE BOTTLES | MYD SUC SI 4 | 2007-05-01 | VISHAL HOSPITAL FURNITUR MANUFACTURING CO CHENNAI | VISHAL HOSPITAL FURNITURE MANUFACTURING CO CHENNAI | Labour Ward | DMS | 23505/Sandamp;P/1/2007 DT29/03/2007 | 2007-05-15 | 2007-04-30 | 4410 | 308.7 | NO AMC
1512 | MAYILADUTHURAI | Suction Apparatus - Electrical | C | CABINET MODEL WITH SPARE BOTTLES | MYD SUC SL .3 | 2007-05-01 | VISHAL HOSPITAL FURNITURE MANUFACTURING CHENNAI | VISHAL HOSPITAL FURNITURE MANUFACTURING CO CHENNAI | MM Ward | DMS | 23505/Sandamp;P/1/2007 DT29/03/2007 | 2007-05-15 | 2007-04-30 | 4410 | 308.7 | NO AMC
1513 | MAYILADUTHURAI | Suction Apparatus - Electrical | C | CABINET MODEL WITH SPARE BOTTLES | MYD SUC SL 2 | 2007-05-01 | VISHAL HOSPITAL FURNITURE MANUFACTURING CO CHENNAI | VISHAL HOSPITAL FURNITURE MANUFACTURING CO CHENNAI | MS Ward | DMS | 23505/Sandamp;P/1/2007 | 2007-05-15 | 2007-04-30 | 4410 | 308.7 | NO AMC
1514 | MAYILADUTHURAI | Suction Apparatus - Electrical | C | CABINET MODEL | MYD SUC SL1 | 2007-05-01 | Surgicraft | VISHAL HOSPITAL FURNITURE MANUFACTURING CO CHENNAI | General OP | DMS | 23505/Sandamp;P/1/2007 DT29/03/2007 | 2007-05-15 | 2008-04-30 | 4410 | 308.7 | NO AMC
1515 | MAYILADUTHURAI | B.P.apparatus stand model | C | stand model | MYD BP APP -4 | 2000-02-05 | south india surgicals chennai | south india surgicals chennai | MOT | OTHERS | 78816/OPII/1/99 DT13/02/99 | 2000-02-12 | 2001-02-04 | 9720 | 680.4 | working
1516 | MAYILADUTHURAI | B.P.apparatus stand model | C | STAND MODEL | MYD BP APP 5 | 2000-02-05 | SOUTH INDIA SURGICAL CHENNAI | SOUTH INDIA SURGICAL CHENNAI | MOT | OTHERS | 78816/CPII/1/99 DT13/12/99 | 2000-02-11 | 2000-02-04 | 9720 | 680.4 | working
1517 | MAYILADUTHURAI | Operation Table Hydraulic Major | B2 | OLD MODEL HYDRALIC | 125 | 2007-04-17 | Gesco | RELIANCE INSTRUMENT CORPORATION | FPOT | TNHSP | TNHSP/TNMSC/ENGG/CE6/2006DT07.09.2006 | 2007-04-23 | 2007-03-16 | 33267 | 2328.69 | NO AMC
1518 | MAYILADUTHURAI | Auto Clave HP Vertical (2 bin) | C | ELECTRICALLY OPERATED HIGH PRESSURE 16X24 | MYD AUTO SL 1 | 2007-05-01 | VISHAL HOSPITAL FURNITURE MANUFACTURING CO CHENNAI | VISHAL HOSPITAL FURNITURE MANUFACTURING CO CHENNAI | FPOT | DMS | 23505/Sandamp;P/1/2007 DT29/03/2007 | 2007-05-24 | 2007-04-30 | 16300 | 1141 | working
1519 | MAYILADUTHURAI | Auto Clave HP Vertical (2 bin) | C | ELECTRICALLY OPERATED HIGH PRESSURE 16X24 | MYD AUTO SL.2 | 2007-05-01 | VISHAL HOSPITAL FURNITURE MANUFACTURING CO CHENNAI | VISHAL HOSPITAL FURNITURE MANUFACTURING CO CHENNAI | OT | DMS | 23505/Sandamp;P/1/2007 DT29/03/2007 | 2007-05-24 | 2007-04-30 | 16300 | 1141 | working
1520 | MAYILADUTHURAI | Bowl steriliser - Medium | C | FULL S.S WITH STAND M.S PAINTED | MYD BOWL ST SL 1 | 2007-05-01 | VISHAL HOSPITAL FURNITURE MANUFACTURING CO CHENNAI | VISHAL HOSPITAL FURNITURE MANUFACTURING CO CHENNAI | OT | DMS | 23505/Sandamp;P/1/2007 DT29/03/2007 | 2007-05-24 | 2007-04-30 | 6400 | 448 | working
1521 | MAYILADUTHURAI | B.P.apparatus stand model | C | STAND MODEL | MYD BP APP -6 | 2000-02-05 | SOUTH INDIA SURGICALS CHENNAI | SOUTH INDIA SURGICALS CHENNAI | OT | OTHERS | 78816/CPII/1/99 DT 13/12/99 | 2000-02-05 | 2000-02-04 | 9720 | 680.4 | working
1522 | MAYILADUTHURAI | B.P.apparatus stand model | C | STAND MODEL | MYD BP APP-7 | 2000-02-05 | SOUTH INDIA SURGICALS CHENNAI | SOUTH INDIA SURGICAL CHENNAI | P.P WD | OTHERS | 78816/CPII/1/99 DT13/12/99 | 2000-02-05 | 2012-02-04 | 9720 | 680.4 | working
1523 | MAYILADUTHURAI | B.P.apparatus stand model | C | STAND MODEL | MYD BP APP-8 | 2000-02-05 | SOUTH INDIA SURGICAL CHENNAI | SOUTH INDIA SURGICAL CHENNAI | BLOOD BANK | OTHERS | 78816/CPII/1/99 DT13/12/99 | 2000-02-16 | 2001-02-04 | 9720 | 680.4 | working
1524 | MAYILADUTHURAI | B.P.apparatus stand model | C | STAND MODEL | MYD BP APP-9 | 2000-02-05 | SOUTH INDIA SURGICALS CHENNAI | SOUTH INDIA SURGICALS CHENNAI | ORTHO WD | OTHERS | 78816/CPII/I/99 DT13/12/99 | 2000-02-05 | 2001-02-04 | 9720 | 680.4 | working
1525 | MAYILADUTHURAI | Diathermy Machine (Electric Cautery) | B | UNIPOLAR/BIPOLAR WITH ELECTRODES | MYD SL NO-1 | 2007-03-21 | Basco | SOLOCRAFTS INDUSTRIES CHENNAI | FPOT | TNMSC | RES03/TANSACS/TNMSC/SRM/2006/20.02..07 | 2007-04-21 | 2008-03-20 | 19600 | 1372 | working
1526 | MAYILADUTHURAI | Multi Para Monitor | B | Planet | T03W10228 | 2007-02-10 | Silicon Labs-XL MON | SILICAN LAB PVT LTD CHENNAI | FPOT | TNHSP | TNHSP/TNMSC/ |  | 2010-02-09 | 70000 | 4900 | WORKING
1527 | MAYILADUTHURAI | Infusion pump | C | AKAS | E05070615 | 2010-05-24 | AKAS-infu300 | AKAS MEDICAL EQUIPEMENT CHENNAI | OT | DMS | REF NO.103928/SSandamp;P/1/2006 DT 07/03/2007 | 2008-08-12 | 2010-05-23 | 25376 | 1776.32 | WORKING
1528 | MAYILADUTHURAI | Laproscope Double Puncture | C | KARL STRZ WITH ALL ACCESSORIES | 909692S | 2007-05-30 | STORZ GERMAN MAKE | VISHAL SURGICAL EQUIPE MENTS PVT LTD CHENNAI-2 | FPOT | TNHSP | TNHSP/TNMSC/ICB/CE2/2006 DT12/12/2006 | 2012-05-31 | 2008-05-29 | 226161 | 15831.27 | WORKING
1529 | MAYILADUTHURAI | Ventilators (Paediatrics) | B | ADVENT | ADSOX71515 | 2007-05-18 | Erkadi-Advent | M/s.Erkadi Systems | NB ICU | TNHSP | TNHSP/TNMSC/ENGG | 2007-05-18 | 2008-05-17 | 456888 | 31982.16 | NO AMC
1530 | MAYILADUTHURAI | Alpha Bed with motor | C | ORT123 | ORT123 | 2008-07-06 | Apex-Oasis 2000 | Jupiter MANUFACTURING WORKS KOIMBATORE | BURNS WARD | DMS | 35047/SEP/1/2007 DT24/04/2007 | 2012-04-09 | 2008-06-05 | 6600 | 462 | working
1531 | MAYILADUTHURAI | Alpha Bed with motor | C | ORT123 | ORT123A | 2007-07-06 | Apex-Oasis 2000 | Jupiter MANUFACTURING WORKS COIMBATORE | BURNS WARD | DMS | 35047/SEP/1/2007 DT.24/04/2007 | 2007-06-06 | 2008-07-05 | 6600 | 462 | working
1532 | MAYILADUTHURAI | Alpha Bed with motor | C | IRT123 | DRD123B | 2003-03-13 | Dynacare | Associated Surgicals | BURNS WD | DMS | 67990/CPII/I/96 | 2012-04-09 | 2003-03-12 | 7760 | 543.2 | working
1533 | MAYILADUTHURAI | Diathermy Machine (Electric Cautery) | B | MX250 | 5293 |  | MHS Medicare-Mx250 | Jupiter | Store | TNHSP |  |  |  | 18000 | 1260 | working
1534 | MAYILADUTHURAI | deep freezer |  | jadf-20 sr.no.df 112/2757777 ive sr.no1110663 |  | 2012-03-17 |  | pawar electric system pvt.ltd.satpur nasik~maharashtra | blood bank | RCH | 7146/2010 |  |  | 51750 | 3622.5 | working
1535 | MAYILADUTHURAI | ULTRA SOUND SCANNERSYSTEM |  |  |  | 2011-09-25 | WIPRO GE HEALTH CARE | TNMMSC CHENNAI |  | RCH |  |  |  | 20200 | 1414 | NO AMC
1536 | MAYILADUTHURAI | SUCTION APPARATUS |  |  |  | 2012-04-03 |  | VISHAL HOSPITAL FURNITURE MANUFATUIRING PRIVATE LIMITED CHENNAI 60012 |  | RCH |  |  |  | 4800 | 336 | NO AMC
1537 | MAYILADUTHURAI | RING LENS SYSTEM WITH ILLUMINATION |  |  |  | 2012-02-03 |  | SOLOKRAFTS INDUSTRICES PRIVATE LIMITED KODUGAIYUR CHENNAI 60018 | OPERATION THEATRE | TNHSP |  |  |  | 7337 | 513.59 | NO AMC
1538 | MAYILADUTHURAI | CRYO THERAPY UNIT |  |  |  | 2012-02-03 |  | SOLOKRAFT INDUSTRIES KUDUGAIYUR CHENNAI 60018 | OPERATION THEATRE | TNHSP |  |  |  | 24331 | 1703.17 | working
1539 | MAYILADUTHURAI | Autoclave Mini | B | ELECTRICALLY OPERATED HIGH PRESSURE 16X24 |  | 2009-03-02 | VISHAL HOSPITAL STEEL FURNITURE andamp;CO CHENNAI | VISHAL HOSPITAL STEEL FURNIURE MANUFACTURING CO CHENNAI | OPD | DMS | 51190/Sandamp;P/2008DT10/11/2008 | 2011-10-19 | 2010-03-02 | 13630 |  | CONDEMED
1540 | MAYILADUTHURAI | Operating Microscope(Eye) | B1 | ASM-930TG(EXCLUDING BULB) | 1103316 | 2012-03-05 | ASCON MEDICAL INSTRUMENTS PVT.LTD. CHENNAI | ASCAN MEDICAL INSTRUMENTS PVT.LTD CHENNAI | EYE O.T | TNMSC | 13413/TNMSC/ENGG/2001-2 | 2012-03-03 | 2015-03-10 | 310000 | 21700 | NO AMC
1541 | MAYILADUTHURAI | Shadowless Lamp stand model | B | HOSPITECH | MYD SH SL 3 | 2008-12-22 | JUPITER MANUFACTURING COIMBATORE | JUPITER MANUFACTURING COIMBATORE | FP.OT | TNHSP | TNHSP/TNMSC/P3E3/2008 DT29/08/2008 | 2008-12-22 | 2009-12-21 | 12700 | 889 | NO AMC
1542 | MAYILADUTHURAI | Shadowless Lamp stand model | B | ANISO9001.2000CO | MYD SH SL1 | 2009-03-28 | HOSPITECH INDUSTRIES BHIVANI | JUPITER MANUFACTURING COIMBATURE | FP OT | TNHSP | TNHSP/TNMSC/ENGG/ | 2008-08-21 | 2009-02-27 | 26000 | 1820 | NO AMC
1543 | MAYILADUTHURAI | Auto analyser | B | RX-50 | TN-01J055 | 2010-11-10 | MIICRO LAB INSTRUMENTS AHMADABAD | TNMSC EGMORE CHENNAI | CLINICAL LAB | RCH | RCHII/TNMSC/ENGG/E38 | 2010-11-10 | 2010-11-09 | 44400 | 3108 | working
1544 | MAYILADUTHURAI | Weighing machine paed | C | ELECTRONIC |  | 2012-06-07 | JUPITER MANUFACTURING COIMBATORE | JUPITER MANUFACTUERING COIMBATORE | NICU | TNMSC | RCH-II/TNMSC/ENGG/E46/2011-1~DT-21/11/2011 | 2012-06-06 | 2013-06-06 | 2460 | 172.2 | NO AMC
1545 | MAYILADUTHURAI | Shadowless Lamp stand model | B | STAND MODELWITH HOLEGEN BULB | MYD SH SL 2 | 2009-03-05 | JUPITUR MANUFACTURING COIMBATUR | JUPITER MANUFACTURING COIMBATUR | FP.OT | OTHERS | 47975/Sandamp;P/1/2008 DT 04/02/2008 | 2009-03-05 | 2010-03-04 | 40000 | 2800 | NO AMC
1546 | MAYILADUTHURAI | B.P.apparatus stand model | C | STAND MODEL | 149071/11-01 | 2008-12-15 | JUPITER MANUFACTURING COIMBATURE | JUPITER MANUFACTURING COIMBATORE | OPD | TNMSC |  |  | 2009-12-15 | 1090 | 76.3 | working
1547 | MAYILADUTHURAI | Generator | C |  |  | 2011-03-31 | ATUL GENARATOR PVT LTD | ATUL GENARATOR PVT LTD | EYE O.T | TNMSC | 6988/TNMSC/ENGG/2010 |  |  | 222122 | 15548.54 | working
1548 | MAYILADUTHURAI | Electric Calorimeter | C |  |  | 2010-11-16 | JUPITAR SCIENTIFIC COMPANY SALAM | JUPITER SCIENTFIC COMPANY SALAM | BLOOD BANK | TNMSC | RCH-11/TNMSC/ENGG/7146/2010-2 |  |  | 6057 | 423.99 | working
1549 | MAYILADUTHURAI | Multi Para Monitor | B2 | S61 | S61 | 2010-05-05 | BEING CHOICE ELECTRONIC TECHNOLOGYandamp;CO LTD CHINA | TRANS HEALTH CARE INDIA PVT LTD K.K.NAGAR CHENNAI | NICU | RCH | RCH.II/TNMSC/ENGG/E37/2010-4 DT.30/07/2010 | 2010-05-05 | 2011-05-04 | 49500 | 3465 | working
1550 | MAYILADUTHURAI | Infusion Pump/Infusion Syringe Pump/Insulin Syringe Pump | C | ST-1000 | MPIALH231 | 2010-10-05 | MAKE.SAMTRONIC IND.E.COM LTDa | HEALTH CARE INDIA PVT LTD K. K. NAGAR CHENNAI | L.WARDandamp;NICU | RCH | RCH-II/TNMSC/ENGG/E37/2010-1 DT.30/07/2010 | 2010-10-05 | 2011-10-04 | 26100 | 1827 | WORKING
1551 | MAYILADUTHURAI | Infusion Pump/Infusion Syringe Pump/Insulin Syringe Pump | C | EVADROP MP-1000 | 10103118~ | 2011-10-03 | CHILLER HEALTH CARE INDIA PVT LTDPANDICHERRY | CHILLER HEALTH CARE INDIA PVT LTD BALAJI NAGAR PANDICHERRY.10S | MAIN STOCK REGISTER | TNMSC | TNHSP/TNMSC/AG16/2010DT.01/07/2011 | 2011-10-03 | 2012-10-03 | 25900 | 1813 | WORKING
1552 | MAYILADUTHURAI | Electric Calorimeter | C | WITH COMPLETE SET OF ACCESSARIES | MYD ELECT CALO*1 | 2011-03-15 | JUPITER MANUFACTURING WORKS VADA VALLI COIMBATORE | JUPITER MANUFACTURING WORKS VADAVALLI COIMBATORE | CLINICAL LAB | TNMSC | RCH-11/TNMSC/ENGG/4538/2010-5 | 2011-03-16 | 2013-03-15 | 5300 | 371 | working
1553 | MAYILADUTHURAI | Auto Clave HP Horizontal-CYLINDRICAL | C | BDI82 | 10 | 2009-11-17 | SOLOCRAFT INDUSTRIES PADI CHENNAI | SOLOCRAFT INDUSTRIES PADI CHENNAI | MOT | RCH |  | 2009-11-17 | 2010-11-16 | 137280 | 9609.6 | working
1554 | MAYILADUTHURAI | Electri centrifuger | C | BD INSTRUMENTS-154 | 73831 | 2009-05-22 | UNILAB | SOLOCRAFT INDUSTRIES CHENNAI | clinical lab | TNMSC | TNHSP/TNMSC/ICB/P3E2/2009~28-01 | 2009-09-21 | 2010-05-21 | 10873 | 761.11 | working
1555 | MAYILADUTHURAI | Weighing machine paed | C | PAEO26 ELECTRONIC | SL NO-1 | 2009-02-24 | SURYA SURGICAL INDUSTRIES CHENNAI | SURYA SURGICAL INDUSTRIES CHENNAI | L.W | RCH | 51190/Sandamp;P/1/2008~10/11/08 | 2009-05-22 | 2010-03-24 | 10920 | 764.4 | NO AMC
1556 | MAYILADUTHURAI | Lab Incubator | C | BD INSTRUMENTS-54 LOBO TECH | 73872 | 2009-06-22 | SOLOCRAFT INDUSTRIES CHENNAI UNI LAB INDIA | SOLOCRAFT INDUSTRIES CHENNAI | CLINICAL LAB | TNHSP | TNHSP/TNMSC/ICB/P3E2/2008DT18/08/2008 | 2009-09-21 | 2010-06-21 | 11953 | 836.71 | working
1557 | MAYILADUTHURAI | Hot Air Oven/Hot Air Oven Digital/Digital Oven | C | BD INSTRUMENTS-50 | 76263 | 2009-06-22 | SOLOCRAFT INDUSTRIES CHENNAI.112 LOBOTECH | SOLOCRAFT INDUSTRIES CHENNAI.112 | CLINICAL LABORATORY | TNHSP | TNHSP/TNMSC/ICB/P3E2/2009~28.01 | 2009-06-22 | 2010-05-21 | 11953 | 836.71 | working
1558 | MAYILADUTHURAI | Binocular Mircroscope | B2 | BD INSTRUMENTS-13 | 22390 | 2009-06-22 | SOLCRAFT INDUSTRIES CHENNAI.112 | SLOCRAFT INDUSTRIES CHENNAI112 | CLINICAL LABARATORY | TNHSP | TNHSP/TNMSC /ICB/P3E2/2009~28.01 | 2009-09-21 | 2010-06-21 | 9393 | 657.51 | working
1559 | MAYILADUTHURAI | Suction Apparatus - Foot operated | C | FOOT OPERATED MODEL |  | 2009-03-02 | VISHAL HOSPITAL STEEL MANUFACTURING andamp;CO CHENNAI | VISHAL HOSPITAL STEEL FURNITURE MANUFACTURINGandamp;CO CHENNAI | FMandamp;FS.WARD | TNMSC |  | 2011-10-19 | 2010-03-01 | 850 | 59.5 | NO AMC
1560 | MAYILADUTHURAI | Semi auto analyser | B2 | RX-50 | ATO 250209 RBK | 2009-05-05 | ROBONIC INDIA PVT LTD | ROBONIK PVT LTD | CLINICAL LAB | OTHERS |  | 2009-05-06 | 2010-05-04 | 59500 | 4165 | NO AMC
1561 | MAYILADUTHURAI | Cardiac Monitor | C | MICROMON-NXT | X07T0130 | 2008-01-08 | LARSON andamp;TURBO LTD EGMORE CHENNAI | LARSON andamp; TURBO LTD EGMORE CHENNAI | FPOT | TNHSP | TNHSP/TNMSC/P2E9/2007DT11.09.2007 | 2008-01-09 | 2009-01-07 | 27000 | 1890 | WORKING
1562 | MAYILADUTHURAI | ECG machine computerized | B | EDANSE300 | SE300B5A0207C2603 | 2008-01-31 | MADRAS SURGICALS CHENNAI | MADRAS SURGICALS CHENNAI | OPD | TNHSP | TNHSP/TNMSC/P2E12/2007-2 | 2008-11-21 | 2009-01-30 | 45750 | 3202.5 | working
1563 | MAYILADUTHURAI | Cardiac Monitor | C | INTEGRA-IE | CI0811AL 99~AM18 | 2009-01-07 | COCEPT INTEGRATION PVT LTD PUNE | CONCEPT INTEGRATION PVT LTD BAWDHAN PUNE | ICCU(M.M) | TNHSP | TNHSP/TNMSC/P3E13/2008DT10/10/2008 | 2009-01-24 | 2010-01-06 | 24500 | 1715 | working
1564 | MAYILADUTHURAI | B.P.apparatus table model | C | TABLE MODULE |  | 2008-09-21 | VIBASH COIMBATORE SURGICALS PVT LTD | VIBASH COIMBATORE SURGICALS PVT LTD COIMBATORE | EYE OPD | TNHSP |  | 2008-09-21 | 2009-09-20 | 540 | 37.8 | working
1565 | MAYILADUTHURAI | Needle destroyer / Syringe Destroyer | C | REPROSPAARK -NSD | 9989 | 2008-10-20 | GO LIFE CARE EQIPEMENTS AMBATORE CHENNAI | GLO LIFE CARE EQIPEMENTS AMBATORE CHENNAI | M.M WARD | TNHSP | TNHSP/TNMSC /ENGGBMWM1/2008 DT 08/02/08 | 2008-10-23 | 2009-10-19 | 755 | 52.85 | NOT WORKING
1566 | MAYILADUTHURAI | Ventilators (Paediatrics) | B2 | ncap200 | 1060 | 2011-03-04 | PHONEX MEDICAL SYSTEM CHENNAI44 | PHONEX MEDICAL SYSTEMDP42 SIDCO ESTATE CHENNAI44 | NICU | RCH | RCH-II/TNMSC/ENGG/E37/2010-530/07/10 | 2011-03-04 | 2012-03-03 | 1249999 | 87499.93 | NO AMC
1567 | MAYILADUTHURAI | ECG machine computerized | B | SE300.EDAN | SE300B2AO20893889 | 2011-11-20 | MADRAS SURGICALS andamp;CHEMICALS VELACHERRY CENNAI MICRO-R | MADRAS SURGICALSandamp;CHEMICALS VELACHERRY CHENNAI | X-RAY DEPT | TNHSP | TNHSP/TNMSC/P3E12/2000DT 23/08/2008 | 2011-11-21 | 2009-11-19 | 45614 | 3192.98 | working
1568 | MAYILADUTHURAI | Ceiling Suspended Shadowless Lamp | B2 | ELFCTRIC | SL NO 2 | 2010-08-10 |  |  | MOT | OTHERS |  | 2010-08-10 |  | 0 |  | WRONG ENTRY
1569 | MAYILADUTHURAI | Ventilators (Paediatrics) | B2 | ERKADI | 6FS00317 | 2007-05-18 | TWISTER MEDICAL COMPRESSOR | ERKADI SYSTEM HOSUR ROAD BANGALORE | LABOUR WARD | TNHSP | TNHSP/TNMSC/ICB/CE3/2006 DT 29/12/2006 | 2008-09-26 | 2008-05-17 | 456888 | 31982.16 | NO AMC
1570 | MAYILADUTHURAI | B.P.apparatus table model | C |  | SL NO.1 | 2008-11-22 | MADRAS SURGICALandamp;CHEMICAL VELACHERRY CHENNAI | MADRAS SURGICAL andamp;CHEMICAL VELACHERRY CHERRY CHENNAI | LABOUR WARD | TNHSP |  | 2011-11-22 | 2008-11-22 | 1590 | 111.3 | working
1571 | MAYILADUTHURAI | Weighing Machine-Suspension | C | SUSPENTION MODELSAMSO |  | 2008-06-03 | JUPITER MANU FACTURING WORKS COIMBATORE | JUPITER MANUFACTURING WORKS COIMBATORE | OPD~PPandamp;L.W | TNHSP | TNHSP/TNMSC/ENGG/BMWM8/2008 | 2008-09-16 | 2009-06-02 | 1688 | 118.16 | NO AMC
1572 | MAYILADUTHURAI | Operation Table Hydraulic Major | B2 | JUPITER 205 | 146 | 2008-01-04 | JUPITER MANU FACTURING WORKS COIMBATORE | JUPITER MANUFACTURING WORKS COIMBATORE | F.P.OT | TNHSP | TNHSP/TNMSC/P2E6/2007DT13/06/2007 | 2008-01-09 | 2009-01-03 | 53000 | 3710 | NO AMC
1573 | MAYILADUTHURAI | Operation Table Hydraulic Major | B2 | JUPITER 205 | MYD OPER-TAB-1 | 2008-12-22 | JUPITER MANUFACTURING WORKS COIMBATORE | JUPITER MANUFACTURING WORKS COIMBATORE | FP.OT | TNHSP | TNHSP/TNMSC/P3E3/2008 DT29/08/2008 | 2009-03-19 | 2011-12-21 | 51400 | 3598 | NO AMC
1574 | MAYILADUTHURAI | Radiant Warmer | C | 2000B | 612392 | 2007-03-10 | MADRAS SURGICALS andamp;CHEMICALS CHENNAI | MADRAS SURGICALAandamp;CHEMICALS CHENNAI | FPOT- | TNHSP | TNHSP/TNMSC/ENGG/CE8/2006 | 2007-03-12 | 2010-03-09 | 20473 | 1433.11 | working
1575 | MAYILADUTHURAI | Multi Para Monitor | B2 | MMED6000DP~XLMon | 6046 | 2007-02-12 | SILICAN LAB PVT LTD CHENNAI | SLICON LAB PVT LTD CHENNAI | FP.OT | TNHSP | TNHSP/TNMSC/ENGG/CE9/2006DT25/10/06 | 2007-03-02 | 2008-02-11 | 7000 | 490 | working
1576 | MAYILADUTHURAI | Radiant Warmer | C | OCW-100 | OCW-SPC-1 | 2008-11-19 | DATEX OHMEDAINDIA PVT LTD T-NAGAR CHENNAI | DATEX OHMEDA INDIA PVT LTD T-NAGAR CHENNAI | LABOUR WARD | TNHSP | TNHSP/TNMSC/P3E9/2008 DT29/08/2008 | 2008-11-24 | 2011-11-18 | 18000 | 1260 | WORKING
1577 | MAYILADUTHURAI | Radiant Warmer | C | NICE 2007SD | MYD MARM SI1 | 2010-09-17 | MADRAS SURGICALS andamp;CHEMICALS VELACHERRY CHENNAI NEOTECH | MADRAS SURGICALS andamp;CHEMICALS VLACHERRY CHENNAI | NICU | RCH | RCH-II/TNMSC/ENGG/E37/2010-3 | 2010-12-12 | 2011-09-16 | 17478 | 1223.46 | WORKING
1578 | MAYILADUTHURAI | Washing Machine | B2 | 12201.S.NO113308229~113503703 | 113308229 | 2011-10-15 | WHIREPOOL | AMA MAYILADUTHURAI | P.P WARD113308229~L.W~113503703 | OTHERS | DONATED | 2011-10-17 | 2012-10-12 | 13500 | 945 | NO AMC
1579 | MAYILADUTHURAI | Pulse Oximeter with NIB.P | B2 |  | T8001081213 | 2009-01-07 | SOUTHERN MEDICAL SYSTEM TRICRAPALLI | SOUTHERN MEDICAL SYSTEM TRICHRAPALLI | MOT | TNHSP | TNHSP /TNMSC//P3E13/2008DT.10/10/2008 | 2009-01-20 | 2010-01-07 | 18450 | 1291.5 | NO AMC
1580 | MAYILADUTHURAI | Weighing Machine Electronic | C | PRESTIGE | ANISO9001 | 2012-02-07 | ALAN MEDICALandamp;LABORATORY PRODUCTS CHENNAI | ALAN MEDICAL andamp;LABOARATORY PRODUCTS CHENNAI | LABOUR WARD | TNHSP | TNHSP/TNMSC/ENGG/AG24/2011 | 2012-02-09 | 2013-02-07 | 627 | 43.89 | NO AMC
1581 | MAYILADUTHURAI | Anaesthesia Machine | B2 | Ecosafe | SL NO .1/myd | 2008-11-28 | SOLOCRFTS INDUSTRIES CHENNAI | SOLOCRAFTS INDUSTRIES CHENNAI | FPOT | TNHSP | TNHSP/TNMSC/P3E4/2008~29.08.08 | 2009-01-21 | 2011-11-27 | 85280 | 5969.6 | working
1582 | MAYILADUTHURAI | Operation Lamp -Mobile | B2 | MOBILE TYPE | MYD FOCUS-3 | 2011-01-24 | GENARAL SURGICAL COMPANY LTD CHENNAI | GENERAL SURGICAL COMPANY LTD CHENNAI | LABOUR WARD | RCH | RCH-II/TNMSC/ENGG/4538/2010-12DT.06/10/2010 | 2011-02-21 | 2012-01-24 | 4750 | 332.5 | NO AMC
1583 | MAYILADUTHURAI | Pulse Oximeter with NIB.P | B2 | TOP 800 | 80010812013 | 2007-02-12 | silican lab pvt ltd chennai | SILICAN LABS PVT LTD CHENNAI | FPOT | TNHSP | TNHSP/ TNMSC | 2007-03-02 | 2008-02-12 | 18500 | 1295 | NO AMC
1584 | MAYILADUTHURAI | Pulse Oximeter with NIB.P | B2 | FUBURA PLETH | 60110 | 2011-09-05 | SILICAN LAB PVT LTD | SILICAN LABS PVT LTD CHENNI | FPOT | TNHSP |  | 2011-09-05 | 2012-09-05 | 18500 | 1295 | NO AMC
1585 | MAYILADUTHURAI | Vacuum extractor metal | C |  |  | 2007-02-15 | MADRASSURGICALS AND CHEMICAL CHENNAI | MADRAS SURGIICALS AND CHEMICALS CHENNAI | LABOUR WARD | TNHSP |  | 2007-05-15 | 2008-02-27 | 4740 | 331.8 | NO AMC
1586 | MAYILADUTHURAI | Haemoglobinometer | C | BDI E55 | 20110701 | 2012-10-08 | LOBOTECH | SOLOCRAFTS INDUSTRIES CHENNAI | L.W | TNMSC | RCH-II/TNMSC/ENGG/4538/2010-0/06/10/10 | 2011-10-10 | 2012-10-08 | 4300 | 301 | working
1587 | MAYILADUTHURAI | Operation Lamp -Mobile | B2 | FLO803 | MYD FOC LAM-2 | 2012-06-07 | JUPITER MANUFACTURING WORKS COIMBATORE | JUPITER MANUFACTURING WORKS COIMBATORE | NICU | TNMSC | RCH-II/TNMSC/ENGG/E50/2011 | 2012-06-08 | 2013-06-07 | 6510 | 455.7 | NO AMC
1588 | MAYILADUTHURAI | Operation Lamp -Mobile | B2 |  |  | 2011-10-10 | GENERAL SURGICAL COMPANY LTD CHENNAI | GENERAL SURGICAL COMPANY LTD CHENNAI | LABOUR WARD | TNMSC | RCH-II/TNMSC/ENGG/4538/2010-6-08/10/10 |  | 2012-01-24 | 4300 | 301 | NO AMC
1589 | MAYILADUTHURAI | Magnavision Lamp | C | 8008 |  | 2012-06-07 | HARIDIK MEDI TECH | JUPITER MANUFACTURING WORKS COIMBATORE | NICU | TNMSC |  | 2012-07-08 | 2013-06-07 | 4576 | 320.32 | working
1590 | MAYILADUTHURAI | Weighing machine paed | C | ELECTONIC | 979 | 2011-01-31 | JUPITER MANUFACTURING WORKS COIMBATORE | JUPITER MANUFACTURING COIMBATORE | L.W | RCH | RCH-II/TNMSC/ENGG/4538/2010-3 DT06/10/2010 | 2011-02-21 | 2012-01-30 | 2300 | 161 | NO AMC
1591 | MAYILADUTHURAI | Pulse Oximeter | B2 | SELLAR | S07P24713 | 2009-05-08 |  | TNHSP NAGAI | FM.W | TNHSP |  | 2009-05-08 | 2010-05-07 | 0 | 0 | NO AMC
1592 | MAYILADUTHURAI | B.P.apparatus stand model | C | STAND MODEL | MYD BP.SL1 | 2011-04-18 | JAYAM ENTERPRISES CHENNAI | JAYAM~ ENTERPRISES CHENNAI | MOT | RCH | RCH-II/TNMSC/ENGG/4538/2011 DT.10/02/2011 | 2011-04-26 | 2011-04-17 | 1500 | 105 | working
1593 | MAYILADUTHURAI | Syringe Pump | B | W/C.NO31506TO31509 | 10103118~3119~3120~3121 | 2010-12-15 | SCHILLER HEATH CARE INDIA LTD PONDICHERRY | SCHILLER HEALTH CARE INDIA LTD PONDICHERRY | L.W | RCH | RCH-II/TNMSC/ENGG/E-37/2012-2 |  | 2013-12-15 | 26500 | 1855 | NO AMC
1594 | MAYILADUTHURAI | B.P.apparatus stand model | C | STAND MODEL | MYD BP SL 3 | 2011-04-18 | JAYAM ENTER PRISES CHENNAI | JAYAM ENTER PRISES CHENNAI | MOT | RCH | RCH-II/TNMSC/ENGG/4538/2011.DT.10/02/2011 | 2011-04-26 | 2011-04-18 | 1500 | 105 | working
1595 | MAYILADUTHURAI | B.P.apparatus stand model | C | STAND MODEL | 744 | 2011-04-18 | NMAL SHREE VINAYAK UDYOS 1/5 ROOP NAGAR DEIHI | JAYAM ENTER PRISES CHENNAI | MOT | TNMSC | RCH-II/TNMSC/ENGG/4538/2011.DT 10/02/2011 | 2011-04-26 | 2011-04-18 | 1500 | 105 | working
1596 | MAYILADUTHURAI | Laryngoscope(Adult) | C | LARINGPSCOPE ADULT | MYD LARING-2 | 2011-01-31 | JUPITER MANUFACTURING WORKS COIMBATORE | JUPITER MANUFACTURING WORKS COIMBATORE | OPD | RCH | RCH-II/TNMSC/ENGG/4538/2010-3 DT 06/10/2010 | 2011-07-18 | 2012-01-30 | 770 | 53.9 | working
1597 | MAYILADUTHURAI | Laryngoscope(Adult) | C | LARINGOSCOPE ADULT | MYD LARI -1 | 2011-01-31 | JUPITER MANUFACTURING WORKS COIMBATORE | JUPITER MANUFACTURING WORKS COIMBATORE | L.WARD | RCH | RCH-II/TNMSC/ENGG/4538/2010-3 DT06/10/2010 | 2011-10-20 | 2011-01-31 | 770 | 53.9 | working
1598 | MAYILADUTHURAI | Laryngoscope(Paediatric) | C | FIBROPTIC |  | 2012-07-13 | ASSOCIATED SURGICALS CHENNAI | ASSOCIETED SURGICALS INDIA CHENNAI | NICU | TNMSC | RCH-II/TNMSC/ENGG/E46(R)/2012-DT-08/05/2012 | 2012-07-24 | 2013-07-13 | 1875 | 131.25 | working
1599 | MAYILADUTHURAI | Weighing machine adult | C | PRESTIEGE |  | 2012-02-07 | ALAN MEDICAL CHENNAI | ALAN MEDICAL CHENNAI | L.W | TNMSC |  | 2012-02-07 | 2013-02-07 | 598 | 41.86 | NO AMC
1600 | MAYILADUTHURAI | Weighing machine paed | C | ELECTRONIC | 979A | 2011-01-31 | JUPITER MANUFACTURING WORKS COIMBATORE | JUPITER MANUFACTURING WORKS COIMBATORE | L.W | RCH | RCH-II/TNMSC/ENGG/4538/2010-3 DT.06/10/2010 | 2011-02-21 | 2012-01-30 | 2300 | 161 | NO AMC
1601 | MAYILADUTHURAI | Laryngoscope(Paediatric) | C | FIBRABTIC WITH TWO BLADES SISCO BATCH CULOLO |  | 2011-01-24 | OWN MAKE | SOUTH INDIA SURGICALS CO LTD CHENNAI | LABOUR WARD | RCH | RCH-II/10-111751/DT16/12/2010 | 2011-02-21 | 2012-01-24 | 2400 | 168 | WORKING
1602 | MAYILADUTHURAI | B.P.apparatus stand model | C | STANDMODEL | MYD BP. SL 2 | 2011-04-18 | JAYM ENTER PRISES CHENNAI | JAYAM ENTERPRISES CHENNAI | MOT | TNMSC | RCH-II/TNMSC/10-11 DT.28/03/11 | 2011-04-26 | 2012-04-17 | 1500 | 105 | working
1603 | MAYILADUTHURAI | Laryngoscope(Adult) | C | LARINGOSCOPE ADULT | MYD LARINGO-3 | 2008-09-21 | VIBASH COIMBATORE SURGICAL PVT LTD | VIBASH COIMBATORE SURGICAL PVT LTD | M.M.WARD | TNMSC | TNHSP/TNMSC/ENGG/P3E3 | 2008-12-22 | 2009-09-20 | 725 | 50.75 | working
1604 | MAYILADUTHURAI | Pulse Oximeter with NIB.P | B2 | OMEDA | FMUY00349 | 2009-05-08 |  | TNHSP/NAGAI | FP OT | TNHSP |  | 2009-11-12 | 2010-05-07 | 0 | 0 | NO AMC
1605 | MAYILADUTHURAI | Needle destroyer / Syringe Destroyer | C | REPROSPAARK -NSD 6/6 | 9987 | 2010-10-20 | GO LIFE CARE EQUIPEMENTS CHENNAI | GOLIFECAREEQUIPEMENTS CHENNAI | FS.WARD | TNHSP | TNHSP/TNMSC/ENGGBMWM1/2008DT08/02/08 | 2010-10-20 | 2010-10-19 | 755 | 52.85 | CONDEMED
1606 | MAYILADUTHURAI | Needle destroyer / Syringe Destroyer | C | REPROSPARK NSD 6/6 | 9988 | 2008-10-20 | GO LIFE CARE | GLO LIFE CARE | OPD | TNHSP | TNHSP/TNMSC/ENGG/BMWM1/2008DT08/02/08 | 2008-10-25 | 2009-10-19 | 755 | 52.85 | CONDEMED
1607 | MAYILADUTHURAI | Infusion Pump/Infusion Syringe Pump/Insulin Syringe Pump | C | ST670 | 3770/D/28 | 2010-10-05 | MAKE.SAMTRONIC IND.E.COM LTDa | TRANS HEALTHCARE INDIA PVT LTD | LABOUR WARD | RCH | RCH-II/TNMSC/ENGG/E38/2010-1DT.19/08/2010 | 2010-10-06 | 2011-04-04 | 21600 | 1512 | WORKING
1608 | MAYILADUTHURAI | Needle destroyer / Syringe Destroyer | C | REPROSPAARK -NSD 6/6 | 9986 | 2010-10-20 | GLO LIFE CARE EQUIPEMENT CHENNAI | GO LIFE CARE EQUIPEMENT CHENNAI | M.S WARD | TNHSP | TNHSP/TNMSC/ENGGBMWM1/2008DT 08/02/08 | 2010-10-25 | 2010-10-19 | 755 | 52.85 | CONDEMED
1609 | MAYILADUTHURAI | Sterilizer big (Instrument) | C | AS PER SPECIFICATION | MYD-STR-NO-1 | 2008-04-10 | SURYA SURGICALS INDUSTRIES | SURYA SURGICAL | L.W | TNHSP | TNHSP/TNMSC/P2E20/2007 DT30/10/2007 | 2008-05-12 | 2008-05-10 | 1630 | 114.1 | NO AMC
1610 | MAYILADUTHURAI | Infusion Pump/Infusion Syringe Pump/Insulin Syringe Pump | C | ST1000 | 900348T | 2010-05-05 | MAKE SAMTRONIC IND.COM.LTDa | TRANS HEALTH CARE INDIA PVT LTD CHENNAI | L.W/NICU | RCH | RCH-II/TNMSC/ENGG/E372010-1 | 2010-10-06 | 2010-04-04 | 26100 | 1827 | WORKING
1611 | MAYILADUTHURAI | Sterilizer big (Instrument) | C | AS PER SPECIFICATION | MYD. STER.2 | 2008-10-14 | JUPITER MANUFACTURING COIMBATORE | JUPITER MANUFACTURING COIMBATORE | BURNS WARD | TNMSC | TNHSP/TNMSC/ENGG/P3EE17/2008DT 11/08.2008 | 2008-11-24 | 2009-10-13 | 1400 | 98 | NO AMC
1612 | MAYILADUTHURAI | Auto Clave HP Vertical (2 bin) | C | 2BIN TYPE |  | 2008-03-13 | JUPITER MANUFACTURING WORKS | JUPITERMANUFACTURNG WORKS | L.W | TNMSC | TNHSP/TNMSC | 2008-05-12 | 2008-03-12 | 33280 | 2329.6 | working
1613 | MAYILADUTHURAI | Suction Apparatus - Electrical | C | ELECTRICAL | MYD S.E.2 | 2012-04-03 | VISHAL HOSPITAL FURNITURE 9P0LTD MANUFACTURING CHENNAI | VISHAL HOSPITAL FURNITURE MANUFACTURING (P0LTD CHENNAI | NICU | RCH | RCH-II/NMSC/ENGG/E46/2011-1 | 2012-04-04 | 2013-04-02 | 4800 | 336 | NO AMC
1614 | MAYILADUTHURAI | Suction Apparatus - Electrical | C | MYD .S.E.3 | MYD SE3 |  |  |  | LABOUR WARD | OTHERS |  |  |  | 0 | 0 | NO AMC
1615 | MAYILADUTHURAI | Sterilizer big (Instrument) | C | AS PER SPECIFICATION | MYD SR NO.I | 2008-10-14 | JUPITER MANUFACTURING COIMBATORE | JUPITER MANUFACTURING COIMBATORE | EYE WARD | TNHSP | TNHSP/TNMSC/ENGG/P3E17/2008 DT11/08/2008 | 2009-07-24 | 2009-10-10 | 1400 | 98 | NO AMC
1616 | MAYILADUTHURAI | Suction Apparatus - Electrical(Hivacuam) | B2 | CABINET TYPE HEAVY DUTY | MYD.SL 5 | 2009-03-02 | VISHAL HOSPITAL STEEL FURNITURE MFG.C0CHENNAI | VISHAL HOSPITAL STEEL FURNITURE MFGandamp;CO CHENNAI | FMandamp;F.S | TNHSP | TNHSP/TNMSC/ENGG/P3E19/08DT/09/07/2008 | 2011-10-19 | 2010-03-01 | 850 | 59.5 | NO AMC
1617 | MAYILADUTHURAI | Suction Apparatus - Electrical(Hivacuam) | B2 | HEAVY DUTY CABINET TYPE | SL.NO.5 | 2009-03-02 | VISHAL HOSPITAL STEELFUNITURE CO CHENNAI | VISHAL HOSPITAL STEEL FURNITURE CO CHENNAI | M.M.WD | TNHSP | TNHSP/TNMSC/P3E8/2008 DT16/06/2008 | 2009-05-04 | 2010-03-01 | 3900 | 273 | NO AMC
1618 | MAYILADUTHURAI | Radiant Warmer | C | NICE 2007 SD | 612426 | 2010-09-17 | MADRAS SURGICAL andamp;CHEMICAL CHENNAI | MADRAS SURGICAL andamp;CHEMICAL CHENNAI | NICU | RCH | RCH-II/TNMSC/ENGG/E37/2010-3 | 2010-11-12 | 2013-09-16 | 17472 | 1223.04 | working
1619 | MAYILADUTHURAI | Infusion Pump/Infusion Syringe Pump/Insulin Syringe Pump | C | ST-1000 | 9003047 | 2010-10-05 | MAKE SAMTRONIC IND.E.COM LTDa | TRANS HEALTH CARE INDIA PVT LTD CHENNAI | L.W/NICU | RCH | RCH-II/TNMSC/ENGG/E37/2010-1DT 30/07/2010 | 2010-10-05 | 2011-10-04 | 26100 | 1827 | WORKING
1620 | MAYILADUTHURAI | Infusion Pump/Infusion Syringe Pump/Insulin Syringe Pump | C | ST1000 | 900329T | 2010-10-05 | MAKE SAMTRONIC IND.E.COM LTDa | TRANS HEALTH CARE INDIA PVT LTD CHENNAI | L.W/NICU | RCH | RCH-II/TNMSC/ENGG/E37/2010-1DT30/07/2010 | 2010-10-05 | 2011-10-04 | 26100 | 1827 | WORKING
1621 | MAYILADUTHURAI | Suction Apparatus - Electrical(Hivacuam) | B2 | HEAVY DUTY CABINET TYPE | SL NO.3 | 2009-03-02 | VISHAL HOSPITALSTEEL FURNITURE MFG CO CHENNAI | VISHAL HOSPITAL STEEL FURNITURE MFG CO CHENNAI | M.S.WD | TNHSP | TNHSP/TNMSC/P3E8/2008DT16/06/2008 | 2009-05-04 | 2010-03-01 | 3900 | 273 | NO AMC
1622 | MAYILADUTHURAI | Suction Apparatus - Electrical(Hivacuam) | B2 | HEAVY DUTY CABINET TYPE | MYD SUC SL.3 | 2009-03-02 | VISHAL HOSPITALSTEEL FURNITURE CO CHENNAI | VISHAL HOSPITAL STEEL FURNITURE CO CHENNAI | M.M WARD | TNHSP | TNHSP /TNMSC/P3E8/2008DT16/06/2008 | 2009-05-04 | 2010-03-01 | 3900 | 273 | NO AMC
1623 | MAYILADUTHURAI | B.P.apparatus table model | C | TABLE MODEL | SL NO.3 | 2007-11-22 | MADRAS SURGICALSandlt;D CHENNAI | MADRAS SURGICAL andamp;CHEMICAL CHENNAI | M.M.WARD | TNHSP | TNHSP/TNMSC/P2E22/2007DT01/08/2007 | 2008-08-13 | 2008-11-21 | 530 | 37.1 | working
1624 | MAYILADUTHURAI | Radiant Warmer | C | NICE 2007SD | MYD/SL NO 8 | 2010-09-17 | MADRAS SURGICALS andamp;CHEMICALS CHENNAI | MADRAS SURGICALSandamp; CHEMICALS CHENNAI | NICU | RCH | RCH-II/TNMSC/ENGG/E37/2010-3 DT 30/07/2010 | 2010-11-12 | 2011-09-16 | 17472 | 1223.04 | working
1625 | MAYILADUTHURAI | Infusion Pump/Infusion Syringe Pump/Insulin Syringe Pump | C | ST-1000 | 900330T | 2010-10-05 | MAKE SAMTRONIC IND.E.COMLTDa | TRANANS HEALTH CARE INDIA PVT LTD CHENNAI | L.W/NICU | RCH | RCH-II/TNMSC/ENGG/E37/2010-1DT30/07/2010 | 2010-10-05 | 2010-10-04 | 26100 | 1827 | WORKING
1626 | MAYILADUTHURAI | Ceiling Suspended Shadowless Lamp | B2 | ELECTRIC |  | 2010-08-10 |  |  | MOT | OTHERS |  | 2010-08-10 |  | 0 |  | WRONG ENTRY
1627 | MAYILADUTHURAI | Ceiling Suspended Shadowless Lamp | B2 | ELECTRIC | SL NO 5 | 2010-08-10 |  |  | MOT | OTHERS |  | 2010-10-06 |  | 0 |  | WRONG ENTRY
1628 | MAYILADUTHURAI | Suction Apparatus - Electrical(Hivacuam) | B2 | CABINET TYPE | MYD SUC. APP. 2 | 2010-08-10 | ELECTRIC | TR IN FROM GH KUTTALAM | MOT | OTHERS |  | 2010-10-06 | 2011-09-09 | 0 | 0 | NO AMC
1629 | MAYILADUTHURAI | Operation Lamp -Mobile | B2 | MYD-MOD-3 | MYD MOD-3 | 2011-01-24 | GENERAL SURGICAL COMPANY LTD CHENNAI | GENERAL SURGICAL COMPANY | L.W | RCH | RCH-II/TNMSC/ENGG/4538/2010-2 DT06/10/2010 | 2011-02-21 | 2012-01-23 | 4750 | 332.5 | NO AMC
1630 | MAYILADUTHURAI | Radiant Warmer | C | NICE2007SD | 612394 | 2010-09-17 | MADRAS SURGICAL andamp; CHEMMICALS CHENNAI | MADRAS SURGIALSandamp;CHEMICAL CHENNAI | NICU | RCH | RCH-II/TNMSC/ENGG/E37//2010-3 | 2010-11-12 | 2013-09-16 | 17472 | 1223.04 | working
1631 | MAYILADUTHURAI | Weighing machine paed | C | ELECTRONIC | NO.2 | 2011-01-31 | JUPITER MANUFACTURING WORKS COIMBATORE | JUPITER MANUFACTURING WORKS COIMBATORE | LABOUR WARD | RCH |  | 2011-02-21 | 2012-01-30 | 2300 | 161 | NO AMC
1632 | MAYILADUTHURAI | Weighing machine paed | C | PAEDIATRIC | SL.NO.1 | 2007-11-22 | MADRAS SURGICALS andamp;CHEMICALS CHENNAI | MADRAS SURGICALandamp;CHEMICALS CHENNAI | CH.WARD | TNHSP | TNHSP/TNMSC/P2E28/2007DT01/08/2007 | 2008-02-26 | 2007-10-22 | 440 | 30.8 | NO AMC
1633 | MAYILADUTHURAI | Balance-Chemical | C | WEIGING 200GRMS | NO.1 | 2012-02-07 | JUPITER MANUFACTURING WORKS COIMBATORE | JUPITER MANUFACTURING WORKS COIMBATORE | BLOOD BANK | TNMSC | RCH-II/TNMSC/ENGG/7146/2010-2 DT.06/10/2010 | 2012-02-07 | 2015-02-06 | 1976 | 138.32 | working
1634 | MAYILADUTHURAI | Ultrasound scanner system B and W | B2 | L0giq C2 | 207081WX1 | 2011-09-25 | WIPRP GE HEALTH CARE BANGLORE | WIPRO GE HEALTH CARE BANGLORE | LABOUR WARD | TNMSC | RCH-II/TNMSC/ENGG/E44/2010DT 05/07/2011 | 2011-10-01 | 2012-09-24 | 323800 | 22666 | NO AMC
1635 | MAYILADUTHURAI | Auto Clave HP Vertical (2 bin) | C | VERTICAL 2BIN | MYD-SI NO2 | 2009-01-25 | SOLOCRAFTS INDUSTRIES CHENNAI | SOLOCRAFT INDUSTRIES CHENNAI | LABOUR WARD | TNHSP | TNHSP/TNMSC/P3E 10/2008DT10/09/2008 | 2009-02-12 | 2010-01-24 | 29800 | 2086 | working
1636 | MAYILADUTHURAI | Cardiac Output Monitor | B2 | Integra 1E | C10811AL | 2009-01-07 | M/S CONCEPT INTEGRATION(1)P LTDpune | CONCEPT INTEGRATION(1)pLTDNDA-PASHAN ROAD BAWDHAN PUNE-411021 | M.M. ICCU. | TNHSP | TNHSP/TNMSC/P3E13/2008DT16/06/2008 | 2009-01-07 | 2010-01-06 | 24500 | 1715 | working
1637 | MAYILADUTHURAI | Ceiling Suspended Shadowless Lamp | B2 |  | SL NO 3 | 2010-08-10 |  |  | MOT | OTHERS |  | 2010-10-06 |  | 0 |  | WRONG ENTRY
1638 | MAYILADUTHURAI | Operation Lamp -Mobile | B2 | MYD-MOD-2 | MYD-MOD-2 | 2011-01-24 | GENERAL SURGICAL COMPANY LTD CHENNAI | GENERAL SURGICAL COMPANY LTD CHENNAI | L.W | RCH | RCH-II/TNMSC/ENGG/4538/2010-2 | 2011-02-21 | 2012-01-23 | 4750 | 332.5 | NO AMC
1639 | MAYILADUTHURAI | Shadowless Lamp stand model | B | ELECTRIC | SL NO 6 | 2010-08-10 |  |  | MOT | OTHERS |  | 2010-10-06 |  | 0 | 0 | NO AMC
1640 | MAYILADUTHURAI | Infusion Pump/Infusion Syringe Pump/Insulin Syringe Pump | C | ST1000 | 900338T | 2010-10-05 | MAKE SAMTRONIC IND.E.COM LTDa | TRANS HEALTH CARE INDIA PVT LTD CHENNAI | L.W/NICU | RCH | RCH-II/TNMSC/ENGG/E37/2010-1DT30/07/2010 | 2010-10-06 | 2011-10-04 | 21261 | 1488.27 | WORKING
1641 | MAYILADUTHURAI | Suction Apparatus - Electrical | C | ELECTRICAL | MYD S.E.1 | 2012-04-03 | VISHAL HOSPITAL FURNITURE MANUFACTURING (P) LTD CHNNAI | VISHAL HOSPITAL FURNINITURE MANUFACTURING (P) LTD CHENNAI | NICU | RCH | RCH-11/TNMSC/ENGG/E46/2011-1 | 2012-04-04 | 2013-04-02 | 4800 | 336 | NO AMC
1642 | MAYILADUTHURAI | Operation Lamp -Mobile | B2 | ANGLE POISED | MYD-MOD-4 | 2011-01-24 | GENERAL SURGICAL COMPANY LTD CHENNAI | GENERAL SURGICALCOMPANY LTD CHENNAI | L.W | RCH | RCH-II/TNMSC/ENGG/4538/2010-2D DT 0/10/2010 | 2011-02-21 | 2012-01-23 | 4750 | 332.5 | NO AMC
1643 | MAYILADUTHURAI | Infusion Pump/Infusion Syringe Pump/Insulin Syringe Pump | C | ST670 | 37701D/28 | 2010-10-05 | MAKE.SAMTRONIC IND.E.COM LTDa | TRANS HEALTH CARE INDIA PRIVATE LTD CHENNAI | LABOUR WARD | RCH | RCH-II/TNMSC/ENGG/E38/2010-1DT19/08/2010 | 2010-10-06 | 2011-10-04 | 21600 | 1512 | WORKING
1644 | MAYILADUTHURAI | Ceiling Suspended Shadowless Lamp | B2 | ELECTRIC | SL NO 4 | 2010-08-10 |  |  | MOT | OTHERS |  | 2010-10-06 |  | 0 |  | WRONG ENTRY
1645 | MAYILADUTHURAI | Infusion Pump/Infusion Syringe Pump/Insulin Syringe Pump | C | ST.1000 | 900339T | 2010-10-05 | MAKE.SAMTRONIC.IND.E.COM LTDa | TRANS HEALTH CARE INDIA PVT LTD CHENNAI | L.W/NICU | RCH | RCH-II/TNMSC/ENGG/E37/2010-1DT30/07/2010 | 2010-10-06 | 2011-10-04 | 26100 | 1827 | WORKING
1646 | MAYILADUTHURAI | B.P.apparatus dial model | C | DIAL TYPE | SL NO.1/MYD | 2011-02-25 | SOUTH INDIA SURGICAL andamp;CO LTD CHENNAI | SOUTH INDIA SURGICAL andamp;CO LTD CHENNAI | L.WARD | TNHSP | TNHSP/TNMSC/ENGG | 2011-02-25 | 2012-02-24 | 295 |  | CONDEMED
1647 | MAYILADUTHURAI | Binocular Mircroscope | B2 | BINACULAR | 22374 | 2009-06-22 | LABOSCOPE | SOLOCRAFTS INDUSTRIES CHENNAI | CLINICAL LAB | TNHSP | TNHSP/TNMSC/ICB/P3E2/2009/28-1 | 2009-06-22 | 2010-06-21 | 9393 | 657.51 | working
1648 | MAYILADUTHURAI | Syringe Pump | B | EVADROPSP300 | 10103121 | 2010-10-05 | SANTRONIC | SCHILLER HEALTH CARE INDIA PVT LTD CHENNAI | L.W | RCH | RCHII/TNMSC/ENGG/E38/2010DT23/09/10 | 2011-01-05 | 2013-10-04 | 26500 | 1855 | NO AMC
1649 | MAYILADUTHURAI | B.P.apparatus stand model | C | STAND MODEL | 149071 | 2008-12-15 | JUPITER MANUFACTURING WORKS COIMBATORE | JUPITER MANUFACTURING WORKS COIMBATORE | OPD | TNHSP | TNHSP TNMSC | 2009-03-20 | 2009-12-14 | 1090 | 76.3 | working
1650 | MAYILADUTHURAI | Ventilators (Paediatrics) | B2 | ncap 200 | 1059 | 2011-04-04 | PHONIX MEDICAL SYSTEM CHENNAI | PHONIX MEDICAL SYSTEM CHENNAI | NICU | RCH | RCH-II/TNMSC/ENGG/E37/2010-5DT30/07/10 | 2011-03-04 | 2012-03-03 | 124999 | 8749.93 | NO AMC
1651 | MAYILADUTHURAI | Binocular Mircroscope | B2 | BDI-13 BINACULAR | 22373 | 2009-06-22 | LABOSCOPE | SOLOCRAFT INDUSTRIES CHENNAI | CLINICAL LABORATORY | TNHSP | TNHSP/TNMSC/ICB/P3E2/2009.28.01 | 2009-09-21 | 2010-06-21 | 9393 | 657.51 | working
1652 | MAYILADUTHURAI | Pulse Oximeter | B2 | FUTURA PLETH | 60102 | 2007-02-12 | SILICAN LAB PVT LTD CHENNAI | SILICAN LAB PVT LTD CHENNAI | FPOT | TNHSP | TNHSP/TNMSC/ENGG/CE9/2006/DT 25/10/06 | 2007-03-02 | 2008-02-11 | 18500 | 1295 | NO AMC
1653 | MAYILADUTHURAI | Haemoglobinometer | C | BD INSTRUMENTS-55 | 20110750 | 2008-02-08 | LOBOTECH | S.S CHEMICALS CHENNAI | CLINICAL LAB | OTHERS |  | 2008-07-01 | 2009-02-07 | 876 | 61.32 | working
1654 | MAYILADUTHURAI | Needle destroyer / Syringe Destroyer | C | REOROSPAARK -NSD 6/6 | 9990 | 2008-10-20 | GLO LIFE CARE EQUIPEMENTS CHENNAI | GLO LIFE CARE EQUIPEMENTS CHENNAI | P.P.WARD | TNHSP | TNHSP /TNMSC/ENGG/BMWM1/2008DT08/02/08 | 2008-12-22 | 2009-10-19 | 755 | 52.85 | CONDEMED
1655 | MAYILADUTHURAI | Needle destroyer / Syringe Destroyer | C | REPROSPAARK -NSD 6/6 | 9991 | 2008-10-20 | GLOW LIFECARE EQUIPEMENTS CHENNAI | GLO LIFE CARE EQUIPEMENTS CHENNAI | P.P WARD | TNHSP | TNHSP/TNMSC/ENGGBMWM1/2008 DT08/02/08 | 2009-02-16 | 2009-10-19 | 755 | 52.85 | CONDEMED
1656 | MAYILADUTHURAI | ECG Monitor With Pulse Oximeter | B2 | INTEGRA-JE | CI0812AM43 | 2010-08-09 | RD FROM JDHS NAGAI | RD.FROM JDHS NAGAI |  | OTHERS |  | 2010-09-10 | 2011-08-08 | 120000 | 8400 | working
1657 | MAYILADUTHURAI | Nebulizer baby | C | ARROWNEB CE CERTIFIED | 63008376 | 2008-10-14 | JUPITAR MANUFACTURIG WORKS COIAMBATORE | JUPITAR MANUFACTURING WORKS COIAMBATORE | OPD | TNHSP | TNHSP/TNMSC/ENGG/P3E21/08 DT.09.07.2008 | 2008-11-24 | 2009-10-13 | 1300 | 91 | WORKING
1658 | MAYILADUTHURAI | Haemoglobinometer | C | BDIE55 | 20110449 | 2008-02-08 | LOTECH | SS CHEMICALS CHENNAI | CLINICAL LABARATORY | OTHERS |  | 2008-07-01 | 2008-02-07 | 876 | 61.32 | working
1659 | MAYILADUTHURAI | Needle destroyer / Syringe Destroyer | C | REPROSPAARK-NSD 6/6 | 9992 | 2008-10-20 | GLO LIFE CARE EQUIPEMENTS CHENNAI | GLO LIFE CARE EQUIPEMENTS CHENNAI | EYE WARD | TNHSP | TNHSP/TNMSC/ENGGBMWM1/2008DT08.02.08 | 2009-07-24 | 2008-10-19 | 755 | 52.85 | CONDEMED
1660 | MAYILADUTHURAI | Deep Freezer | B2 | IC-328BD | 905022 | 2009-10-23 | SLOCRAFTS INDUSTRIES CHENNAI | SOLOCRAFTS INDUSTRIES CHENNAI | BLOOD BANK | TNMSC | EQPTS-CEMONC-09/TABSACS/TNMSC/2009.15/08/09 | 2009-11-26 | 2010-10-22 | 113880 | 7971.6 | TRANSFERRED TO GH-MANNARGUDI
1661 | MAYILADUTHURAI | Pulse Oximeter with NIB.P | B2 | TOP 800 | T80010812013 | 2009-01-07 | SOUTHERN MEDICAL SYSTEM TRICHRAPALLI | SOUTHERN MEDICAL SYSTEMS TRICHYRAPALLI | MOT | TNHSP | TNHSP/TNMSC/P3E 13/2006 DT10/10/2008 | 2009-01-21 | 2010-01-06 | 18450 | 1291.5 | NO AMC
1662 | MAYILADUTHURAI | Nebuliser Adult | C | ARROE NEB~CE CERTIFIED | 16206 | 2006-09-27 | SOUTH INDIA SURGICALS CHENNAI | SOUTH INDIA SURGICALS CO LTD CHENNAI | P.P WD | TNHSP |  | 2008-11-24 | 2007-09-26 | 3750 | 262.5 | working
1663 | MAYILADUTHURAI | Auto Clave HP Vertical (2 bin) | C | VERTICAL WITH 2 BIN B WITH ASBESTOS INSULATION | 409 | 2010-03-15 | SOLOCRAFTS INDUSTRIES CHENNAI | SOLOCRAFT INDUSTRIES CHOOLAI CHENNAI | L.W | TNHSP | TNHSP /TNMSC/P3E8/2008 | 2009-03-17 | 2012-03-14 | 29800 | 2086 | working
1664 | MAYILADUTHURAI | Needle destroyer / Syringe Destroyer | C | REPROSPAARK | 9985 | 2008-10-20 | GO LIFE CARE EQUIPEMENT CHENNAI | GO LIFE CARE EQUIPEMENTS AMBATORE CHENNAI | MOT | TNHSP | TNHSP/TNMSC/ENGG/BMWM1/2008DT08/02/08 | 2008-08-12 | 2009-10-19 | 755 | 52.85 | CONDEMED
1665 | MAYILADUTHURAI | Multi Channel Pressure Monitor | B2 | ML.XL | 6046 | 2009-12-05 | SILICAN LAB | TR IN FROM JDHS NAGAI | MOT | OTHERS |  |  |  | 105840 | 7408.8 | WORKING
1666 | MAYILADUTHURAI | Needle destroyer / Syringe Destroyer | C | REPROSPARK-NSD 6/6 | 9984 | 2008-10-20 | GLO LIFE CARE EQUIPEMENTS CHENNAI | GLO LIFE CARE EQUIPEMENTS CHENNAI | BLOOD BANK | TNHSP | TNHSP/TNMSC/ENGGBMWM1/2008DT08/02/08 | 2008-11-24 | 2008-10-19 | 755 | 52.85 | CONDEMED
1667 | MAYILADUTHURAI | Needle destroyer / Syringe Destroyer | C | REPROSPAARK-NSD 6/6 | 9983 | 2008-10-20 | GLO LIFE CARE EQUIPEMENTS CHENNAI | GLO LIFE CARE EQUIPEMENTS CHENNAI | OPD | TNHSP | TNHSP/TNMSC/ENGG/BMWM1/2008 DT08/02/08 | 2008-11-26 | 2008-10-19 | 755 | 52.85 | CONDEMED
1668 | MAYILADUTHURAI | ECG Monitor | B | MICRO PROCEESSAR SINGLE CHANNEL MI 1772A | CNC1514686 | 2006-06-13 | SLOCRAFTS INDUSTRIES CHENNAI | SOLOCRAFT INDUSTRIRES CHENNAI | X-RAY DEPT | DMS | DMS/10620/Sandamp;P/1/06-3 DT13/04/06 |  | 2007-06-12 | 23850 | 1669.5 | working
1669 | MAYILADUTHURAI | Deep Freezer | B2 | JADF-20 | DF1112/2757777~LVE SR NO 11106663 | 2012-03-17 | JOVE AUTO MOBILES | PAWAR ELECTRO SYSTEM PVT LTD SATPUR NASIK MAHARASHTRA INDIA | BLOOD BANK | RCH | RCH-II/TNMSC/ENGG/7146/2010 DT 10/02/11 | 2012-03-25 | 2013-03-16 | 51750 |  | MULTIPLE ENTRY
1670 | MAYILADUTHURAI | Refrigerator | C | BR-300 (BLOOD STRAGE CABINET) | RDIT-1066 | 2010-09-18 | REMI ELECTRO TECHNIC LTD GOLF LINKS NEW DELHI | REMI ELECTRO TECHNIC LTD INSTRUMENT DIVITION GOLF LINK NEW DELHI | BLOOD BANK | OTHERS |  | 2010-09-20 | 2011-09-17 | 145000 | 10150 | NO AMC
1671 | MAYILADUTHURAI | Needle destroyer / Syringe Destroyer | C | REPROSPAARK-NSD6/6 | 9994 | 2008-10-20 | GLO LIFE CARE EQUIPEMENTS | GLO LIFE CARE EQUIPEMENTS | EYE OT | TNHSP | TNHSP/TNMSC/ENGG/BMWM1/2008DT08/02/08 | 2009-05-30 | 2006-10-19 | 755 | 52.85 | CONDEMED
1672 | MAYILADUTHURAI | Refrigerator | C | BR-300 REMI BLOOD STORAGE CABINET WITH DIGITAL LED DISPLAY AND RECORDER | RDIT-1038 | 2010-09-18 | REMI ELECTRO TECHNIC LTD | REMI ELECTRO TECHNICH LTD NEW DELHI | BLOOD BANK | OTHERS |  | 2010-09-20 | 2011-09-17 | 145000 | 10150 | NO AMC
1673 | MAYILADUTHURAI | Radiant Warmer | C | 2000B | 612407 | 2007-03-10 | MADRAS SURGICALS andamp; CHEMICALS CHENNAI | MADRAS SURGICALSandamp;CHEMICALS CHENNAI | L.W | TNHSP | TNHSP/TNMSC/ENGG/CE8/2006 DT25/10/2006 | 2007-03-23 | 2010-03-09 | 20473 | 1433.11 | working
1674 | MAYILADUTHURAI | Auto Clave HP Vertical (2 bin) | C | MGHO4CSIO | A08111194 | 2009-05-23 | VISHAL HOSPITAL FURNITURE MANUFACTURING P. LTD | VISHAL HOSPITAL FURNITURE MANUFACTURING P. LTD CHENNAI | OT | TNHSP | TNHSP/TNMSC | 2009-03-17 | 2010-03-22 | 16300 | 1141 | working
1675 | MAYILADUTHURAI | Foetal Doppler | C | ULTRASONIC DOPPLER~cms+++ | DIGIDOP-2 BF23513 | 2007-02-16 | MADRAS SURGICAL AND CHEMICALS CHENNAIDIGITOP-2 NEOTOP | MADRAS SURGICALS AND CHEMICALS CHENNAI | L.W | TNHSP | tnhsp/tnmsc/engg/ce 10/2006dt 03.11.2006 | 2007-05-15 | 2010-02-15 | 7858 | 550.06 | working
1676 | MAYILADUTHURAI | Nebuliser Adult | C | ARROw neb~ce certified | 63002434 | 2008-10-14 | MIS MEDICARE | JUPITER MANUFACTURIMG WORKS COIMBATORE | L.W | TNHSP | TNHSP/TNMSC/ENGG/P3E21/08DT09/07/2008 | 2009-11-12 | 2009-10-13 | 1250 | 87.5 | working
1677 | MAYILADUTHURAI | Needle destroyer / Syringe Destroyer | C | REPROSPAARK-NSD6/6 | 9996 | 2008-10-20 | GLO LIFE CARE EQUPIMENTS CHENNAI | GLO LIFE CARE EQUPIMENTS CHENNAI | BURNS WARD | TNHSP | TNHSP/TNMSC/ENGG/BMWM1/2008 DT08.02.08 | 2010-01-29 | 2008-10-19 | 755 | 52.85 | CONDEMED
1678 | MAYILADUTHURAI | Weighing machine adult | C | ELECTRONIC | MYD/01 | 2006-12-23 | SOLOCRAFTS INDUSTRIES CHENNAI | SOLOCRAFTS INDUSTRIES CHENNAI | STD | OTHERS | RNS009/TANSAC/TNMSC/SRM/2006DT.08/11/2006 | 2007-04-05 | 2007-12-22 | 880 | 61.6 | NO AMC
1679 | MAYILADUTHURAI | Focus lamp Ordinary | C | ANGLE POISED | MYD/02 | 2006-12-23 | SOLOCRFTS INDUSTRIES CHENNAI | SOLOCRAFTS INDUSTRIES CHENNAI | STD OPD | OTHERS | RNSOO9/TANSAC/TNMSC/TNMSC/SRM/2006DT.08/11/2006 | 2007-01-15 | 2006-11-22 | 12450 | 871.5 | working
1680 | MAYILADUTHURAI | Needle destroyer / Syringe Destroyer | C | REPROSPAARK-NSD6/6 | 9995 | 2008-10-20 | GLO LIFE CARE EQUIPEMENTS CHENNAI | GLO LIFE CARE EQUIPEMENTS CHENNAI | LABOUR WARD | TNHSP | TNHSP/TNMSC/ENGG | 2009-11-12 | 2008-10-19 | 755 | 52.85 | CONDEMED
1681 | MAYILADUTHURAI | Needle destroyer / Syringe Destroyer | C | REPROSPAARK-NSD6/6 | 9997 | 2008-10-20 | GLO LIFE CARE EQUIPEMENTS CHENNAI | GLO LIFE CARE EQUIPEMENTS CHENNAI | CLINICAL LAB | TNHSP | TNHSP/TNMSC/ENGG/BMWM1/2008 DT.08.02.08 | 2010-08-26 | 2008-10-20 | 755 | 52.85 | CONDEMED
1682 | MAYILADUTHURAI | Defibrillator with Monitor | B2 | HEART STAT FRX OF PHILIPS MAKE | B12DE-00369 | 2012-08-17 | PHILIPS MAKE | PHILIPS ELECTRANICS INDIA LTD CHANDRA MADHAB~ KOLKATA | Injection op | TNHSP | TNHSP/TNMSC/ICB/AG17/2011 | 2012-10-07 | 2013-09-16 | 58696 | 4108.72 | working
1683 | MAYILADUTHURAI | Needle destroyer / Syringe Destroyer | C | rep-nsd 6/6 | 9999 | 2008-10-20 | GLOW LIFE CARE EQUIPEMENTS CHENNAI | glo life care equipements chennai | EYE WARD | TNHSP | TNHSP/TNMSC/ENGG/BMWM1/2008DT.08.02.08 | 2011-03-16 | 2009-10-19 | 755 | 52.85 | working
1684 | MAYILADUTHURAI | Ultra Centrifuge | B2 | CENTRIFUGE WITH 8 BUCKET | 73231 | 2009-05-22 | SOLOCRAFTS INDUSTRIES CHENNAI | SOLOCRAFTS INDUSTRIES CHENNAI | CLINICAL LAB | TNHSP | TNHSP/TNMSC/ICB/P3E2/2009~28-01 | 2009-09-21 | 2010-05-21 | 10873 | 761.11 | NO AMC
1685 | MAYILADUTHURAI | Needle destroyer / Syringe Destroyer | C | REPROSPAARK-NSD 6/6 | 1000 | 2008-10-20 | GLO LIFE CARE EQUIPEMENT CHENNAI | GLO LIFE CARE EQUIPEMENTS CHENNAI | OT | TNHSP | TNHSP/TNMSC/ENGG/BMWM1/2008 DT08/02/08 | 2011-03-15 | 2009-10-19 | 755 | 52.85 | working
1686 | MAYILADUTHURAI | Needle destroyer / Syringe Destroyer | C | REPROSPAARK-NSD 6/6 | 10001 | 2008-10-20 | GLO LIFE CARE EQUIPEMENTS CHENNAI | GLO LIFECARE EQUIPEMENTS CHENNAI | LABOUR WARD | TNHSP | TNHSP/TNMSC/ENGG/BMWM1/2008 DT.08/02/08 | 2011-10-24 | 2009-10-19 | 755 | 52.85 | working
1687 | MAYILADUTHURAI | Needle destroyer / Syringe Destroyer | C | REPROSPAARK NSD 6/6 | 10002 | 2008-10-20 | GLO LIFE CARE EQUIPEMENTS CHENNAI | GLO LIFE CARE EQUIPEMENTS CHENNAI | LABOUR WARD | TNHSP | TNMSC/ENGG/BMWM1/2008 DT.08.02.08 | 2011-10-24 | 2009-10-19 | 755 | 52.85 | WORKING
1688 | MAYILADUTHURAI | Computer | C | 48CM(19")HCL WIDELTD MONITOR | 0105BG0276251 | 2011-01-22 | HCL INFO SYSTEM LTD | HCL INFOSYSTEMLTDVILLIANUR COMMUNE PUDUCERRY | OP COUNTER | TNMSC | TNHSP/ELCOT/CB/COMP DT 07/12/2010 |  | 2014-01-22 | 26031 | 1822.17 | working
1689 | MAYILADUTHURAI | Nebulizer baby | C | ARROW NEB CE CERTIFIED | 97655 | 2008-10-14 | JUPITER MANUFACTURING WORKS COIMBATORE | JUPITER MANUFACTURING WORKS COIMBATORE | L.W | TNHSP | TNHSP/TNMSC/ENGG/P3E21/08 DT09/07/2008 | 2008-09-12 | 2008-10-13 | 1300 | 91 | WORKING
1690 | MAYILADUTHURAI | Hematology analyser | B1 | sysmexkx21 | F9544 | 2012-09-15 | SYSMEX JAPAN | Transasia bio medicalsLtd MUMBAI | CL.LAB | DMS | 52360/Sandamp;P/1/2011DT.13/09/2012 | 2012-09-20 | 2015-09-19 | 385319 | 26972.33 | working
1691 | MAYILADUTHURAI |  | C | 2STAR 2HW18RB2 | MYD SPLIT A/C -1 | 2012-11-06 | BLUE STAR MAKE | AIR TECH ENGINEERS 185B~GADHIJI ROAD MYLADUTHURAI PH.04364-222247~227676~MOBILE~9842936700 | WD NO 500.F-WD-1 | OTHERS | RC NO/2680/E2/2012/DT 30/10/2012 | 2012-10-30 | 2013-11-05 | 26637 | 1864.59 | NO AMC
1692 | MAYILADUTHURAI |  | C | 2HW18RB2 | MYD SPILIT A/C NO-2 | 2012-11-06 | BLUE STAR | AIR TECH ENGINEERS GADHIJI ROAD MYLADUTHURAI MOBILE.9842936700~04364-222247~227676 | WD NO 500 -M-1 | OTHERS | RC NO/2680/E2/2012 DT.30/10/2012 | 2012-11-06 | 2013-11-05 | 26637 | 1864.59 | NO AMC
1693 | MAYILADUTHURAI | Washing Machine | B2 | FULLY AUTOMATIC WITH STAND WHIREPOOL | 113503703 | 2011-10-15 | WHIREPOOL | AMA MYLADUTHURAI | L.WD | OTHERS | DONARED | 2011-10-24 | 2012-10-14 | 13500 | 945 | NO AMC
1694 | MAYILADUTHURAI | Pulse Oximeter | B2 | FUTURA PLETH | 6096 | 2007-03-12 | SILICON LAB PVT LTD CHENNAI | SILICON LAB PVT LTD CHENNAI | FPOT | TNHSP | TNHSP/TNMSC/ENGG/CE9/2006/DT10/02/2007 | 2007-03-02 | 2008-02-11 | 18500 | 1295 | NO AMC
1695 | MAYILADUTHURAI | Radiant Warmer | C | 2000B | 612390 | 2007-03-10 | MADRAS SURGICALSandamp;CHEMICALS CHENNAI | MADRAS SURGICALSandamp;CHEMICALS CHENNAI | P.P.WD | TNHSP | TNHSP/TNMSC/ENGG/CE8/2006/DT25/10/2006 | 2007-03-12 | 2010-03-09 | 20473 | 1433.11 | WORKING
1696 | MAYILADUTHURAI | Defibrillator with Monitor | B2 | TEC5521K | 3129 | 2007-02-08 | NIHON KOHDEN | TRIVITRON MEDICAL SYSTEM PVT LTD CHENNAI | M.M.WD | TNHSP | TNHSP/TNMSC/ENGG/CE7/2006DT15/25/10/2006 | 2008-11-24 | 2010-03-07 | 140000 |  | MULTIPLE ENTRY
1697 | MAYILADUTHURAI | Bipolar Coagulator(Diathermy) | B2 | OBS 026 | OBS026 | 2007-07-06 | JUPITER MANUFACTURING WORKS COIMBATORE | JUPITER MANUFACTURING WORKS COIMBATORE | MOT | DMS | 35047/SEP/1/2007 DT24/04/2007 | 2012-07-09 | 2008-07-05 | 18000 | 1260 | working
1698 | MAYILADUTHURAI | Sterilizer big (Instrument) | C | BIG SIZE ASPER SPECIFICATION | MYD-ST-SL-NO2 | 2008-10-14 | JUPITER MANUFACTURING WORKS COIMBATORE | JUPITER MANUFACTURING WORKS COIMBATORE | EYE WARD | TNHSP | TNHSP/TNMSC/ENGG/P3E17/2008DT11/08/2008 | 2009-07-24 | 2009-10-13 | 1400 | 98 | NO AMC
1699 | MAYILADUTHURAI | Sterilizer Medium (Instrument) | C | 12X9 | MYD STERI NO 2 | 2008-04-10 | SURYA SURGICAL CENNAI | SURYA SURGICAL INDUSTRIES CHOOLAI CHENNAI | MS.WD | TNHSP | TNHSP/TNMSC/P2E20//2007 DT30/10/2007 | 2008-04-10 | 2009-04-09 | 520 | 36.4 | NO AMC
1700 | MAYILADUTHURAI | Radiant Warmer | C | 200B | 612390 | 2007-03-10 | MADRAS SURGICALS AND CHEMICALS CENNAI | MADRAS SURGICALS AND CHEMMICALS VELACHERRY CHENNAI | L.W | TNHSP | TNHSP/TNMSC/ENGGCF8/2006 | 2007-03-26 | 2010-03-09 | 20473 | 1433.11 | working
1701 | MAYILADUTHURAI | Bipolar Coagulator(Diathermy) | B2 | OBS 026 BIPOLAR UNIPOLAR CAUTERY | OBS026 | 2007-07-06 | JUOITER MANUFACTURING WORKS COIMBATORE | JUPITER MANUFACTURING WORKS COIMBATORE | MOT | DMS | NO35047/Sandamp;P/1/2007 DT 24/04/2007 | 2007-07-06 | 2008-07-05 | 18000 | 1260 | Working
1702 | MAYILADUTHURAI | Computer | C | 48CM(19!!)HCL WIDE LID MONITOR | JBSV3FE002200 | 2011-01-22 | HCL INFO SYSTEM LTD | HCL INFO SYSTEM LTD VILLIANUR COMMUNE PUDUCHERRY | MAIN STORE | TNHSP | TNHSP/ ELCOT/ ICB/COMP DT 07/12/2010 | 2012-04-19 | 2014-01-22 | 26031 | 1822.17 | working
1703 | MAYILADUTHURAI | Computer | C | 48 CM (19!!) HCL WIDE LCD MONITOR | 0105BG0287991 | 2011-01-22 | HCL I INFO SYSTEM LTD | HCL INFO SYSTEM LTD VILLIANURE COMMUNE PUDUCHERRY | FEMALE INJECTION OPD | TNHSP | TNHSP/ELCOT/ICB/COMP DT 07/12/2010 | 2012-04-19 | 2014-01-22 | 26031 | 1822.17 | working
1704 | MAYILADUTHURAI | Computer | C | 48CM (19!!)HCL WIDE LCD MONITOR | 0105BG0279012 | 2011-01-22 | HCL INFO SYSTEM LTD | HCL INFO SYSTEM LTD VILLIANUR COMMUNE PUDUCHERRY | MALE INJECTION OPD | TNHSP | TNHSP/ELCOT/ICB/COMP DT 07/12/2010 | 2012-04-19 | 2014-01-21 | 26031 | 1822.17 | working
1705 | MAYILADUTHURAI | Generator | C | EXK28008 | 2125 | 2010-03-06 | HONDA | PREMIER ENGINEERS PVT LTD | NICU WD | OTHERS | 1BRNRHM/HSP/TNMSC/2010-GEN DT 12/02/2010 | 2010-03-06 | 2011-03-05 | 53088 | 3716.16 | working
1706 | MAYILADUTHURAI | Computer | C | 48cm(19)HCL WIDE LID MONITOR | 0105BG0278591 | 2011-01-22 | HCL INFO SYSTEM LTD | HCL INFO SYSTEM LTD VILLIANUR COMMUNE PUDUCHERRY | MM WARD | TNHSP | TNHSP/ELCOT/CB/COMP DT 07/12/2010 |  | 2014-01-22 | 26031 | 1822.17 | working
1707 | MAYILADUTHURAI | Computer | C | 48CM(19")HCL WIDE LID MONITOR | 010SBGO26301 | 2011-01-22 | HCL INFO SYSTEM LTD | HCL INFO SYSTEM LTD VILLIANUR COMMUNE PUDUCHERRY. | FMandamp;FS WARD | TNMSC | TNHSP/ELCOT/ICB/COMP DT 07/12/2010 |  | 2014-01-22 | 26031 | 1822.17 | working
1708 | MAYILADUTHURAI | Computer | C | 48CM(19")HCLWIDELTD MONITOR | BG0004584 | 2011-01-22 | HCL INFO SYSTEM LTD | HCL INFO SYSTEM LTD VILLIANUR COMMUNE PUDUCHERRY. | OPERATION THEATRE | TNHSP | TNHSP/ELCOT/CB/COMP DT 07/12/2010 |  | 2014-01-22 | 26031 | 1822.17 | working
1709 | MAYILADUTHURAI | Computer | C | 48CM(19")HCL WIDE LTD MONITOR | C101AA534323 | 2011-01-22 | HCL INFO SYSTEM LTD. | HCL INFO SYSTEM LTD VILLIANUR COMMUNE PUDUCHERRY. | MALE INJECTION OP | TNMSC | TNHSP/ELCOT/CB/COMP DT 07/12/2010 |  | 2014-01-22 | 26031 | 1822.17 | working
1710 | MAYILADUTHURAI | Computer | C | 48CM(19")HCL WIDELTD MONITOR | 0105BG0288321 | 2011-01-22 | HCL INFO SYSTEM LTD | HCL INFO SYSTEM LTD VILLIANUR COMMUNE PUDUCHERRY | OP COUNTER | TNMSC | TNHSP/ELCOT/ICB/COMP DT 07/12/2010 |  | 2014-01-22 | 26031 | 1822.17 | working
1711 | MAYILADUTHURAI | Computer | C | 48CM(19")HCL WIDE LID MONITOR | 0105BG0278971 | 2011-01-22 | HCL INFO SYSTEM LTD | HCL INFO SYSTEM LTD VILLIANUR COMMUNE PUDUCHERRY | OP COUNTER | TNHSP | TNHSP/ELCOT/ICB/COMP DT 07/12/2010. |  | 2014-01-22 | 26031 | 1822.17 | working
1712 | MAYILADUTHURAI | Pulse Oximeter with NIB.P | B2 | T061724 | T061724 | 2013-01-25 | GRACE MFG.andamp;TRADING CO. | GRACEMFG.andamp;TRADING CO. | NICCU | OTHERS | 33530541351 |  |  | 0 | 0 | NO AMC
1713 | MAYILADUTHURAI | Pulse Oximeter with NIB.P | B2 | T056055 | T056055 | 2013-01-24 | GRACE MFG.andamp;TRADING CO. | GRACE MFG.andamp;TRADING CO. | NICCU | OTHERS |  |  |  | 0 | 0 | NO AMC
1714 | MAYILADUTHURAI | Balance-Electronic/Digital | C | ~MK-8 484 | 484 | 2013-01-18 | LINCO INSTRUMENTS LTD | LINCO INSTRUMENTS andamp;CHEMICALSPVTLTD | BLOOD BANK | OTHERS | 5205/BB/TANSACS/TNMSC |  |  | 406 | 28.42 | NO AMC
1715 | MAYILADUTHURAI | Balance-Electronic/Digital | C | MK-8 478 | 478 | 2013-01-18 | LINCO SCIENTIFIC LTD | LINCO SCIENTIFIC INSTRUMENTS andamp;CHEMICALS PVT. LTD. | BLOOD BANK | OTHERS | 5205/BB/TANSACS/TNMSC |  |  | 406 | 28.42 | working
1716 | MAYILADUTHURAI | Balance-Electronic/Digital | C | MK-8 345 | 345 | 2013-01-18 | LINCO SCIENTIFIC LTD | LINCO SCIENTIFIC LTD | BLOOD BANK | OTHERS | 5205/BB/TANSACS/TNMSC |  |  | 406 | 28.42 | working
1717 | MAYILADUTHURAI | Balance-Electronic/Digital | C | MK-8 429 | 429 | 2013-01-18 | LINCO SCIENTIFIC LTD | LINCO SCIENTIFIC INSTRUMENTS andamp; CHEMICALS PVT. LTD. | BLOOD BANK | OTHERS | 5205/BB/TANSACS/TNMSC |  |  | 406 | 28.42 | working
1718 | MAYILADUTHURAI | Balance-Electronic/Digital | C | MK-8 301 | 301 | 2013-01-18 | LINCO SCIENTIFIC LTD | LINCO SCIENTIFIC INSTRUMENTSandamp;CHEMICALS PVT LTD. | BLOOD BANK | OTHERS | 5205/BB/TANSACS/TNMSC |  |  | 406 | 28.42 | working
1719 | MAYILADUTHURAI | Hematology analyser | B1 | POCH 100i | 12377 | 2013-01-29 | transacia bio medicals ltd | transasia bio medical ltd47/211 building no405 cuddalore road nainar mandabam puducherry | CLINICAL LABORATORY | TNMSC | 2630/TNMSC/ENGG/2012DT6/12/2012 | 2013-01-29 | 2016-01-28 | 385319 | 26972.33 | working
1720 | NAGAPATTINAM | Pulse Oximeter with NIB.P | B2 | INNOOVA 10CIR | LI/302 BJ31~LI/302 BJ32~LI/302 BJ33 | 2013-03-08 |  | CONCEPT INTEGRATIONS(I) PVT LTD SALUNKHE CRSTAL S.NO 1/8/1 NDA-PASHAN ROAD~BAWDHAN~PUNE | FPOT-2[5.4.13]+ICCU-1[16.4.13] | TNHSP | TNHSP/TNMSC/AG14/2012 21/11/2012 | 2013-03-08 | 2014-03-08 | 56000 | 3920 | NO AMC
1721 | NAGAPATTINAM | Stryker Frame | C | POWER SAW AND POWER DRILL~ STRYKER USA |  | 2014-09-17 | STRYKER USA | INDIAN ORTHOCARE SURGICALS~ CHENNAI | OPERATION THEATER | TNHSP | TNHSP/TNMSC/AG90h/2014 DT. 1.9.14 |  | 2019-09-16 | 934500 | 65415 | NO AMC
1722 | NAGAPATTINAM | Pulse Oximeter with NIB.P | B2 | INNOAVA 10 C/R | LI1302BJ 30 | 2013-03-08 | CON INTEG | CONCEPT INTEGRATION | LABOUR WARD | TNMSC | S/P/TNMSC/A.G.14/2012/21/11/12 | 2013-03-06 | 2014-03-05 | 56000 | 3920 | NO AMC
1723 | NAGAPATTINAM | Laparoscope operating major with accessories | B1 | KARL STORZ | 19471 TELESCOPE 26003 AA S NO 1205 | 2013-04-05 | KARL STORZ GERMAN MAKE | VISHAL SURGICAL EQUIPMENT | OPERATION THEATER | TNMSC | 9907/TNMSC/ENGG/2012/18/02/2013 | 2013-04-05 | 2016-04-30 | 1388153 | 97170.71 | working
1724 | NAGAPATTINAM | Bowl steriliser - Medium | C |  | 117/NGT/GH | 2013-02-27 |  |  | FP OT A BLOCK |  |  | 2013-03-06 | 2014-02-27 | 0 |  | CONDEMED
1725 | NAGAPATTINAM | Color Doppler | B1 | 118/NGT/GH | 56471 | 2012-07-26 |  | LOGIC P3 WIPRO HEALTH CARE | GYNAC OP | TNMSC |  | 2013-02-09 | 2013-07-25 | 674800 | 47236 | TRANSFERRED TO GH-THIRUKUVALAI
1726 | NAGAPATTINAM | Refrigerator | C | KCE2308R | 9.8021e+17 | 2013-04-12 | KELVINATOR | SRI KRISHNA SUPER MARKET | MAIN MEDICAL STORE | OTHERS | 23 | 2013-04-12 | 2019-04-30 | 9500 | 665 | NO AMC
1727 | NAGAPATTINAM | Video Endoscope system | B1 | video endoscopy machine with led light source | GIF-LV1GASTROSCOPE-1200260~CV-V1 VIDEO PROCESSOR-1300355~LMD-1530 SONY 15 LCD FLAT MONITOR 3101468-9 | 2013-04-30 | health ware hydrabath | health ware hydrabath | ms1 ward | TNMSC | 1549/TNMSC/ENGG/2012 | 2013-05-11 | 2014-04-30 | 727658 | 50936.06 | NO AMC
1728 | NAGAPATTINAM | B.P.apparatus table model | C |  | 170/GH/NGT | 2013-06-25 |  | APJ SURGICALS THIRUVARUR | NCD OP | OTHERS |  | 2013-06-26 | 2015-06-15 | 2010 | 140.7 | WORKING
1729 | NAGAPATTINAM | Stethoscope | C | RS501 | 171/GH/NGT | 2013-06-25 |  | APJ SURGICALS THIRUVARUR | NCD OP | OTHERS |  | 2013-06-26 | 2014-06-15 | 1050 | 73.5 | NO AMC
1730 | NAGAPATTINAM | Stethoscope | C | RS501 | 172/GH/NGT | 2013-06-25 |  | APJ SURGICALS THIRUVARUR | FM WARD | OTHERS |  | 2013-06-25 | 2014-06-15 | 1050 | 73.5 | NO AMC
1731 | NAGAPATTINAM | B.P.apparatus table model | C |  | 173/GH/NGT | 2013-06-25 |  | APJ SURGICALS THIRUVARUR | MOP | OTHERS |  | 2013-07-05 | 2013-06-15 | 2010 | 140.7 | WORKING
1732 | NAGAPATTINAM | Stethoscope | C | SR501 | 174/GH/NGT | 2013-06-25 |  | APJ SURGICALS | MOP | OTHERS |  | 2013-07-05 |  | 1050 | 73.5 | NO AMC
1733 | NAGAPATTINAM | Nebuliser Adult | C | NE-C25 | 175/GH/NGT | 2013-06-25 |  | APJ SURGICALS THIRUVARUR | LABOUR WARD | OTHERS |  | 2013-06-29 | 2014-06-15 | 2100 | 147 | working
1734 | NAGAPATTINAM | Stethoscope | C |  | 177/GH/NGT | 2013-06-04 |  | SRVEL PHARM THANJAVUR | PP WARD | OTHERS |  | 2013-06-05 | 2014-05-28 | 210 | 14.7 | NO AMC
1735 | NAGAPATTINAM | Stethoscope | C |  | 176/GH/NGT | 2013-06-04 |  | SRI VEL ~PHARM~THANJAVUR | LABOUR WARD | OTHERS |  | 2013-06-04 | 2014-06-04 | 210 | 14.7 | NO AMC
1736 | NAGAPATTINAM | Auto Clave HP Horizontal-CYLINDRICAL | C |  | 180/GH/NGT | 2006-11-01 |  |  | OT B BLOCK | TNMSC | REF NO23440/TNMSC/ENGG/2.2.06 | 2013-04-12 |  | 145600 | 10192 | WORKING
1737 | NAGAPATTINAM | Operating table non-hydraulic field type | B |  | 181/GH/NGT | 2008-04-19 |  | ASSOCIATED SURGICALS CHENNAI | EYE OT | TNMSC | 2394/NRHM/TNMSC/2008-8 DT-11.3.2008 | 2013-07-26 |  | 12450 | 871.5 | NO AMC
1738 | NAGAPATTINAM | Stethoscope | C |  | 178/GH/NGT | 2013-06-04 |  | SRIVEL PHARM THANJAVUR | GYNAC OP | OTHERS |  | 2013-07-08 | 2014-06-03 | 210 | 14.7 | NO AMC
1739 | NAGAPATTINAM | Stethoscope | C |  | 179/GH/NGT | 2013-06-04 |  | SRIVEL PHARM THANJAVUR | 30 WARD | OTHERS |  |  | 2014-06-03 | 210 | 14.7 | NO AMC
1740 | NAGAPATTINAM | Mortuary chamber | B2 | BMC 610 |  | 2014-09-25 |  | ASVA COOL SOLUTION PVT LTD CHENNAI |  | OTHERS |  |  | 2015-09-24 | 665600 | 46592 | working
1741 | NAGAPATTINAM | Slit Lamp | C | AIA11 | 1501130078 | 2013-02-19 | APPASAMY ASSOCIATES | APPASAMY ASSS | G.H.MAYILADUTHURAI | TNMSC | 13413 R /TNMSC/ENGG/2012 | 2013-02-19 | 2016-02-18 | 36632 | 2564.24 | NO AMC
1742 | NAGAPATTINAM | Printer | C | TVSE HD 250 GOLD DMP |  | 2013-10-31 | ELCOT | TNHSP/NRHM | M~STORE | TNHSP | P.O NO ELCOT/NW/TNHSP/NRHM | 2013-12-14 | 2015-10-30 | 8915 | 624.05 | NO AMC
1743 | NAGAPATTINAM | Ventilators (Paediatrics) | B2 | NEUMOVEMENT GRAPHNAL NEO MATE | 130910661082~ 130910671082 | 2013-10-16 | M/S TECME S.A ARGENTINA | SCHILLER COMPANY CHENNAI | NICCU WARD | TNMSC | PON/0489/13-14/04 | 2013-10-16 | 2015-10-16 | 1417500 | 99225 | NO AMC
1744 | NAGAPATTINAM | Printer | C | TVSE HD 250 GOLD DMP |  | 2013-10-31 | ELCOT | TNHSP/NRHM | M.STORE | TNHSP | T. VSE HD 250 GOLD DMP | 2013-12-14 | 2015-10-30 | 8915 | 624.05 | NO AMC
1745 | NAGAPATTINAM | Printer | C | TVSE HD 250 GOLD DMP |  | 2013-10-31 | ELCOT | TNHSP/NRHM | A.E.WARD | TNMSC | 519/2013-14 | 2013-12-14 | 2015-10-30 | 8915 | 624.05 | NO AMC
1746 | NAGAPATTINAM | Microscope - Mono Ocular(Self Illuminating) | C |  | DLN0/20 | 2014-06-25 | APJ | APJ SURGICALS THIRUVARUR | LAB | OTHERS | 12 | 2014-06-25 | 2015-06-25 | 12570 | 879.9 | working
1747 | NAGAPATTINAM | Printer | C | T VSE HD 250 GOLD DMP | T VSE HD 250 GOLD DMP | 2013-10-31 | ELCOT | TNHSP/NRHM | MEDICAL DISPENSARY | TNHSP | 519/2013-14 | 2013-12-14 | 2013-10-30 | 8915 | 624.05 | NO AMC
1748 | NAGAPATTINAM | Pulse Oximeter | B2 | RAD-8 | M71686 | 2014-03-25 | MASIMO | GRACE MANUFACTURING TRADING CO. DELHI | AE WARD | TNHSP |  | 2014-04-03 | 2019-04-02 | 70348 | 4924.36 | NO AMC
1749 | NAGAPATTINAM | Pulse Oximeter | B2 | RAD-8 | M71984 | 2014-03-25 | MASIMO | GRACE MANUFACTURING AND TRADING COMPANY DELHI | ISSUED MM1 WARD | TNHSP |  | 2014-04-05 | 2019-04-02 | 70348 | 4924.36 | NO AMC
1750 | NAGAPATTINAM | Pulse Oximeter | B2 | RAD-8 | 13 | 2014-03-25 | MASIMO | GRACE MANUFACTURING AND TRADING CO. DELHI | 30 WARD | TNHSP |  | 2014-04-03 | 2019-04-02 | 68968 | 4827.76 | NO AMC
1751 | NAGAPATTINAM | Suction Apparatus - Electrical | C | 1/2 HP |  | 2014-05-23 |  | THANJAI SURGICALS THANJAVUR | SURGICAL STORE | OTHERS |  |  | 2019-05-22 | 17325 | 1212.75 | NO AMC
1752 | NAGAPATTINAM | B.P.apparatus table model | C |  |  | 2014-03-07 | DIAMOND | THANJAI SURGICALS THANJAVUR | FM WARD | OTHERS |  |  | 2015-03-06 | 2112 | 147.84 | WORKING
1753 | NAGAPATTINAM | B.P.apparatus table model | C |  |  | 2014-03-07 | DIAMOND | THANJAI SURGICALS THANJAVUR | NCD OP | OTHERS |  | 2014-06-04 | 2015-03-06 | 2112 | 147.84 | WORKING
1754 | NAGAPATTINAM | Pulse Oximeter | B2 | RAD-6 | M71729 | 2014-03-25 | MASIMO | GRACE MANUFACTURING AND TRADING COMPANY DELHI | ISSUED LABOUR WARD | TNHSP |  | 2014-07-05 | 2014-04-02 | 70348 | 4924.36 | NO AMC
1755 | NAGAPATTINAM | Suction Apparatus - Electrical | C | 1/4 HP |  | 2014-05-23 |  | THANJAI SURGICALS THANJAI | SURGICAL STORE | OTHERS |  |  | 2019-05-22 | 12075 | 845.25 | NO AMC
1756 | NAGAPATTINAM | B.P.apparatus table model | C |  |  | 2014-03-07 | DIAMOND | THANJAI SURGICALS THANJAVUR | ICCU WARD | OTHERS |  | 2014-04-03 | 2015-03-06 | 2112 | 147.84 | WORKING
1757 | NAGAPATTINAM | B.P.apparatus table model | C |  |  | 2014-03-07 | DIAMOND | THANJAI SURGICALS THANJAVUR | LABOUR WARD | OTHERS |  |  | 2015-03-06 | 2112 | 147.84 | WORKING
1758 | NAGAPATTINAM | B.P.apparatus table model | C |  |  | 2014-03-07 | DIAMOND | THANJAI SURGICALS THANJAVUR | STORE | OTHERS |  |  | 2015-03-06 | 2112 | 147.84 | WORKING
1759 | NAGAPATTINAM | B.P.apparatus table model | C |  |  | 2014-03-07 | DIAMOND | THANJAI SURGICAL THANJAVUR | STORE | OTHERS |  |  | 2015-03-06 | 2112 | 147.84 | WORKING
1760 | NAGAPATTINAM | B.P.apparatus table model | C |  |  | 2014-03-07 | DIAMOND | THANJAI SURGICALS THANJAVUR | STORE | OTHERS |  |  | 2015-03-06 | 2112 | 147.84 | WORKING
1761 | NAGAPATTINAM | B.P.apparatus table model | C |  |  | 2014-03-07 | DIAMOND | THANJAI SURGICALS THANJAVUR | 30 WARD | OTHERS |  |  | 2015-03-06 | 2112 | 147.84 | WORKING
1762 | NAGAPATTINAM | B.P.apparatus table model | C |  |  | 2014-03-07 | DIAMOND | THANJAI SURGICALS THANJAVUR | STORE | OTHERS |  |  | 2015-03-06 | 2112 | 147.84 | WORKING
1763 | NAGAPATTINAM | B.P.apparatus table model | C |  |  | 2014-03-07 | DIAMOND | THANJAI SURGICALS THANJAVUR | STORE | OTHERS |  |  | 2015-03-06 | 2112 | 147.84 | WORKING
1764 | NAGAPATTINAM | B.P.apparatus table model | C |  |  | 2014-03-07 | DIAMOND | THANJAI SURGICALS THANJAVUR | STORE | OTHERS |  |  | 2014-03-06 | 2112 | 147.84 | WORKING
1765 | NAGAPATTINAM | B.P.apparatus table model | C |  |  | 2014-03-07 | DIAMOND | THANJAI SURGICALS THANJAVUR |  | OTHERS |  |  | 2015-03-06 | 2112 | 147.84 | WORKING
1766 | NAGAPATTINAM | B.P.apparatus table model | C |  |  | 2014-03-07 | DIAMOND | THAJAI SURGICALS THANJAVUR | STORE | OTHERS |  |  | 2015-03-06 | 2112 | 147.84 | WORKING
1767 | NAGAPATTINAM | B.P.apparatus table model | C |  |  | 2014-03-07 | DIAMOND | THANJAI SURGICALS THANJAVUR | STORE |  |  |  | 2015-03-06 | 2112 | 147.84 | WORKING
1768 | NAGAPATTINAM | B.P.apparatus table model | C |  |  | 2014-03-07 | DIAMOND | THANJAI SURGICALS THANJAVUR | STORE | OTHERS |  |  | 2015-03-06 | 2112 | 147.84 | WORKING
1769 | NAGAPATTINAM | B.P.apparatus table model | C |  |  | 2014-03-07 | DIAMOND | THANJAI SURGICALS THANJAVUR | STORE | OTHERS |  |  | 2015-03-06 | 2112 | 147.84 | WORKING
1770 | NAGAPATTINAM | Pulse Oximeter | B2 | RAD-6 | M71762 | 2014-03-25 | MASIMO | GRACE MANUFACTURING AND TRADING COMPANY DELHI | STORES | TNHSP |  |  | 2019-02-04 | 70348 | 4924.36 | NO AMC
1771 | NAGAPATTINAM | B.P.apparatus table model | C |  |  | 2014-03-07 | DIAMOND | THANJAI SURGICALS THANJAVUR | STORE | OTHERS |  |  | 2015-03-06 | 2112 | 147.84 | WORKING
1772 | NAGAPATTINAM | Pulse Oximeter | B2 | RAD-6 | M71711 | 2014-03-25 | MASIMO | GARCE MANUFACTURING AND TRADING COMPANY DELHI | STORES | TNHSP |  |  | 2019-04-02 | 70348 | 4924.36 | NO AMC
1773 | NAGAPATTINAM | B.P.apparatus table model | C |  |  | 2014-03-07 | DIAMOND | THANJAI SURGICALS THANJAVUR | STORE |  |  |  | 2015-03-06 | 2112 | 147.84 | WORKING
1774 | NAGAPATTINAM | B.P.apparatus table model | C |  |  | 2014-03-07 | DIAMOND | THANJAI SURGICALS THANJAVUR |  | OTHERS |  |  | 2015-03-06 | 2112 | 147.84 | WORKING
1775 | NAGAPATTINAM | B.P.apparatus table model | C |  |  | 2014-03-07 | DIAMOND | THANJAI SURGICALS THANJAVUR | STORE | OTHERS |  |  | 2015-03-06 | 2112 | 147.84 | WORKING
1776 | NAGAPATTINAM | Needle destroyer / Syringe Destroyer | C | HUB CUTTER~ NIL SHARPS |  | 2014-08-26 | SOLOKRAFTS INDUSTRIES CHENNAI | SOLOKRAFTS INDUSTRIES~ CHENNAI |  | TNHSP | 20533/ICWM/TNMSC/ENGG/2014-1~23.05.14 | 2014-08-26 | 2016-08-24 | 1707 | 119.49 | NO AMC
1777 | NAGAPATTINAM | Needle destroyer / Syringe Destroyer | C | HUB CUTTER ~ NIL SHARPS |  | 2014-08-26 | SOLOKRAFTS INDUSTRIES CHENNAI | SOLOKRAFTS INDUSTRIES CHENNAI |  | TNMSC | 20533/ICWM/TNMSC/ENGG/2014-1~23.05.14 |  | 2016-08-24 | 1707 | 119.49 | NO AMC
1778 | NAGAPATTINAM | Needle destroyer / Syringe Destroyer | C | HUB CUTTER NIL SHARPS |  | 2014-08-26 | SOLOKRAFTS INDUSTRIES | SOLOKRAFTS INDUSTRIES CHENNAI |  | TNMSC | 20533/ICWM/TNMSC/ENGG/2014-1~23.05.14 |  | 2016-09-24 | 1707 | 119.49 | NO AMC
1779 | NAGAPATTINAM | Needle destroyer / Syringe Destroyer | C | HUB CUTTER NIL SHARPS |  | 2014-08-26 | SOLOKRAFTS INDUSTRIES | SOLOKRAFTS INDUSTRIES CHENNAI | S.STORE | TNMSC | 20533/ICWM/TNMSC/ENGG/2014-1~23.05.14 |  | 2016-08-26 | 1707 | 119.49 | NO AMC
1780 | NAGAPATTINAM | Needle destroyer / Syringe Destroyer | C | HUB CUTTER NIL SHARPS |  | 2014-08-26 | SOLOKRAFTS | SOLOKRAFTS INDUSTRIES CHENNAI | S.STORE | TNMSC | 20533/ICWM/TNMSC/ENGG/2014-1. 23.05.14 |  | 2016-08-26 | 1707 | 119.49 | NO AMC
1781 | NAGAPATTINAM | Needle destroyer / Syringe Destroyer | C | HUB CUTTER NIL SHARPS |  | 2014-08-26 | SOLOKRAFTS INDUSTRIES CHEENAI | SOLOKRAFTS INDUSTRIES CHENNAI |  | TNMSC | 20533/ICWM/TNMSC/ENGG/2014-1~23.05.14 |  | 2016-08-24 | 1707 | 119.49 | NO AMC
1782 | NAGAPATTINAM | Needle destroyer / Syringe Destroyer | C | HUB CUTTER~ NIL SHARPS |  | 2014-08-26 | SOLOKRAFTS INDUSTRIES | SOLOKFRAFTS INDUSTRIES CHENNAI |  | TNMSC | 20533/ICWM/TNMSC/ENGG/2014-1~23.05.14 |  | 2016-08-24 | 1707 | 119.49 | NO AMC
1783 | NAGAPATTINAM | Needle destroyer / Syringe Destroyer | C | HUB CUTTER NIL SHARPS |  | 2014-08-26 | SOLOKRAFTS INDUSTRIES CHENNAI | SOLOKRAFTS INDUSTRIES CHENNAI |  | TNMSC | 20533/ICWM/TNMSC/ENGG/2014-1~23.05.14 |  | 2016-08-24 | 1707 | 119.49 | NO AMC
1784 | NAGAPATTINAM | Needle destroyer / Syringe Destroyer | C | HUB CUTTER~ NIL SHARPS |  | 2014-08-26 | SOLOKRAFTS INDUSTRIES CHENNAI | SOLOKRAFTS INDUSTRIES CHENNAI |  | TNMSC | 20533/ICWM/TNMSC/ENGG/2014-1~23.05.14 |  | 2016-08-24 | 1707 | 119.49 | NO AMC
1785 | NAGAPATTINAM | Needle destroyer / Syringe Destroyer | C | HUB CUTTER~ NIL SHARPS |  | 2014-08-26 | SOLOKRAFTS INDUSTRIES CHENNAI | SOLOKRAFTS INDUSTRIES CHENNAI |  | TNMSC | 20533/ICWM/TNMSC/ENGG/2014-1~23.05.14 |  | 2016-08-24 | 1707 | 119.49 | NO AMC
1786 | NAGAPATTINAM | Needle destroyer / Syringe Destroyer | C | HUB CUTTER~ NIL SHARPS |  | 2014-08-26 | SOLOKRAFTS INDUSTRIES CHENNAI | SOLOKRAFTS INDUSTRIES CHENNAI |  | TNMSC | 20533/ICWM/TNMSC/ENGG/2014-1~23.05.14 |  | 2016-08-24 | 1707 | 119.49 | NO AMC
1787 | NAGAPATTINAM | Needle destroyer / Syringe Destroyer | C | HUB CUTTER NIL SHARPS |  | 2014-08-26 | SOLOKRAFTS INDUSTRIES CHENNAI | SOLOKRAFTS INDUSTRIES CHENNAI |  | TNMSC | 20533/ICWM/TNMSC/ENGG/2014-1~23.05.14 |  | 2016-08-24 | 1707 | 119.49 | NO AMC
1788 | NAGAPATTINAM | Needle destroyer / Syringe Destroyer | C | HUB CUTTER NIL SHARPS |  | 2014-08-26 | SOLOKRAFTS INDUSTRIES CHENNAI | SOLOKRAFTS INDUSTRIES CHENNAI |  | TNMSC | 20533/ICWM/TNMSC/ENGG/2014-1~23.05.14 |  | 2016-08-24 | 1707 | 119.49 | NO AMC
1789 | NAGAPATTINAM | Needle destroyer / Syringe Destroyer | C | HUB CUTTER NIL SHARPS |  | 2014-08-26 | SOLOKRAFTS INDUSTRIES CHENNAI | SOLOKRAFTS INDUSTRIES CHENNAI |  | TNMSC | 20533/ICWM/TNMSC/ENGG/2014-1~23.05.14 |  | 2016-08-24 | 1707 | 119.49 | NO AMC
1790 | NAGAPATTINAM | Needle destroyer / Syringe Destroyer | C | HUB CUTTER NIL SHARPS |  | 2014-08-26 | SOLOKRAFTS INDUSTRIES CHENNAI | SOLOKRAFTS INDUSTRIES CHEMMAI |  | TNMSC | 20533/ICWM/TNMSC/ENGG/2014-1~23.05.14 |  | 2016-08-24 | 1707 | 119.49 | NO AMC
1791 | NAGAPATTINAM | Needle destroyer / Syringe Destroyer | C | HUB CUTTER~ NIL SHARPS |  | 2014-08-26 | SOLOKRAFTS INDUSTRIES CHENNAI | SOLOKRAFTS INDUSTRIES CHENNAI |  | TNMSC | 20533/ICWM/TNMSC/ENGG/2014-1~23.05.14 |  | 2016-08-24 | 1707 | 119.49 | NO AMC
1792 | NAGAPATTINAM | Needle destroyer / Syringe Destroyer | C | HUB CUTTER~ NIL SHARPS |  | 2014-08-26 | SOLOKRAFTS INDUSTRIES CHENNAI | SOLOKRAFTS INDUSTRIES CHENNAI |  | TNMSC | 20533/ICWM/TNMSC/ENGG/2014-1~23.05.14 |  | 2016-08-24 | 1707 | 119.49 | NO AMC
1793 | NAGAPATTINAM | Needle destroyer / Syringe Destroyer | C | HUB CUTTER~ NIL SHARPS |  | 2014-08-26 | SOLOKRAFTS INDUSRIES CHENNAI | SOLOKRAFTS INDUSTRIES CHENNAI |  | TNMSC | 20533/ICWM/TNMSC/ENGG/2014-1~23.05.14 |  | 2016-08-24 | 1707 | 119.49 | NO AMC
1794 | NAGAPATTINAM | Needle destroyer / Syringe Destroyer | C | HUB CUTTER~ NIL SHARPS |  | 2014-08-26 | SOLOKRAFTS INDUSTRIES CHENNAI | SOLOKRAFTS INDUSTRIES CHENNAI |  | TNMSC | 20533/ICWM/TNMSC/ENGG/2014-1~23.05.14 |  | 2014-08-26 | 1707 | 119.49 | NO AMC
1795 | NAGAPATTINAM | Needle destroyer / Syringe Destroyer | C | HUB CUTTER~ NIL SHARPS |  | 2014-08-26 | SOLOKRAFTS INDUSTRIES CHENNAI | SOLOKRAFTS INDUSTRIES CHENNAI |  | TNMSC | 20533/ICWM/TNMSC/ENGG/2014-1~23.05.14 |  | 2016-08-24 | 1707 | 119.49 | NO AMC
1796 | NAGAPATTINAM | Needle destroyer / Syringe Destroyer | C | HUB CUTTER NIL SHARPS |  | 2014-08-26 | SOLOKRAFTS INDUSTRIES CHENNAI | SOLOKRAFTS INDUSTRIES CHENNAI |  | TNMSC | 20533/ICWM/TNMSC/ENGG/2014-1~23.05.14 |  | 2016-08-24 | 1707 | 119.49 | NO AMC
1797 | NAGAPATTINAM | Needle destroyer / Syringe Destroyer | C | HUB CUTTER NIL SHARPS |  | 2014-08-26 | SOLOKRAFTS INDUSTRIES CHENNAI | SOLOKRAFTS INDUSTRIES CHENNAI |  | TNMSC | 20533/ICWM/TNMSC/ENGG/2014-1~23.05.14 |  | 2016-08-24 | 1707 | 119.49 | NO AMC
1798 | NAGAPATTINAM | Haemodialysis Machine | B1 | 4008-S FRESENIAS HAEMODIALYSIS MACHINE |  | 2014-09-23 | SHETH IMPEX VIVO SOLUTIONS P LTD. | SHETH IMPEX VIVO SOLUTIONS P LTD. | DIALYSIS ROOM | TNMSC | 4187/R.D11/2014 DATE 16.09.14 | 2014-09-23 |  | 682500 | 47775 | WORKING
1799 | NAGAPATTINAM | Needle destroyer / Syringe Destroyer | C | HUB CUTTER~ NIL SHARPS |  | 2014-08-26 | SOLOKRAFTS INDUSTRIES CHENNAI | SOLOKRAFTS INDUSTRIES CHENNAI |  | TNMSC | 20533/ICWM/TNMSC/ENGG/2014-1~23.05.14 |  | 2016-08-24 | 1707 | 119.49 | NO AMC
1800 | NAGAPATTINAM | Needle destroyer / Syringe Destroyer | C | HUB CUTTER NIL SHARPS |  | 2014-08-26 | SOLOKRAFTS INDUSTRIES CHENNAI | SOLOKFRAFTS INDUSTRIES CHENNAI |  | TNMSC | 20533/ICWM/TNMSC/ENGG/2014-1~23.05.14 |  | 2016-08-24 | 1707 | 119.49 | NO AMC
1801 | NAGAPATTINAM | Blood Mixer/Blood Shaker | B2 | SR 20A Sr.No. 6246 |  | 2014-10-15 | TRANSASIA BIO-MEDICAL | TRANSASIA BIO-MEDICAL LTD. | LABORATORY | TNMSC | 5859/TNMSC/ENGG/2014-3 DT. 24 SEP | 2014-10-15 | 2017-10-14 | 6000 | 420 | WORKING
1802 | NAGAPATTINAM | Needle destroyer / Syringe Destroyer | C | HUB CUTTER NIL SHARPS |  | 2014-08-26 | SOLOKRAFTS INDUSTRIES CHENNAI | SOLOKRAFTS INDUSTRIES CHENNAI |  | TNMSC | 20533/ICWM/TNMSC/ENGG/2014-1~23.05.14 |  | 2016-08-24 | 1707 | 119.49 | NO AMC
1803 | NAGAPATTINAM | Needle destroyer / Syringe Destroyer | C | HUB CUTTER~ NIL SHARPS |  | 2014-08-26 | SOLOKRAFTS INDUSTRIES CHENNAI | SOLOKRAFTS INDUSTRIES CHENNAI |  | TNMSC | 20533/ICWM/TNMSC/ENGG/2014-1~ 23.05.14 |  | 2016-08-24 | 1707 | 119.49 | NO AMC
1804 | NAGAPATTINAM | Needle destroyer / Syringe Destroyer | C | HUB CUTTER~ NIL SHARPS |  | 2014-08-26 | SOLOKRAFTS INDUTRIES | SOLOKRAFTS INDUSTRIES CHENNAI |  | TNMSC | 20533/ICWM/TNMSC/ENGG/2014-1~23.05.14 |  | 2016-08-24 | 1707 | 119.49 | NO AMC
1805 | NAGAPATTINAM | Needle destroyer / Syringe Destroyer | C | HUB CUTTER~ NIL SHARPS |  | 2014-08-26 | SOLOKRAFTS INDUSTRIES CHENNAI | SOLOKRAFTS INDUSTRIES CHENNAI |  | TNMSC | 20533/ICWM/TNMSC/ENGG/2014-1~23.05.14 |  | 2016-08-24 | 1707 | 119.49 | NO AMC
1806 | NAGAPATTINAM | Needle destroyer / Syringe Destroyer | C | HUB CUTTER ~ NIL SHARPS |  | 2014-08-26 | SOLOKRAFTS INDUSTRIES | SOLOKRAFTS INDUSTRIES CHENNAI |  | TNMSC | 20533/ICWM/TNMSC/ENGG/2014-1~23.05.14 |  | 2016-08-24 | 1707 | 119.49 | NO AMC
1807 | NAGAPATTINAM | Platelet Agitator / Platelet Incubator With Agitator | B2 | PI-10 PLUS WITH PR-10 PLUS | IHC-3688 | 2014-10-31 | REMI ELECTROTECHNIK LTD | REMI ELECTROTECHNIK LTD MUMBAI | BLOOD BANK | TNMSC | 5859/TNMSC/ENGG/2014-4 | 2014-10-31 | 2018-11-21 | 119136 | 8339.52 | NO AMC
1808 | NAGAPATTINAM | Operation Table Hydraulic Major | B2 | SECO-1000 |  | 2014-12-06 | SOUTH INDIA SURGICALS | SOUTH INDIA SURGICALS CHENNAI | OT | TNHSP | I/DC/14-15/1477 DT/6.12.14 |  | 2017-12-06 | 189000 | 13230 | NO AMC
1809 | NAGAPATTINAM | Deep Freezer | B2 | laptop | 14094576 | 2014-09-30 | HLL LIFE CARE LTD | HLL LIFE CARE LTD THIRUVANANTHAPURAM 80C | BLOOD BANK | TNMSC | 5959/TNMSC/ENGG/2014 | 2014-09-30 | 2017-09-30 | 828703 | 58009.21 | WORKING
1810 | NAGAPATTINAM | Deep Freezer | B2 | LAPTOP 40 C | 14094561 | 2014-09-30 | HLL LIFE CARE LTD | HLL LIFE CARE LTD THIRUVANANTHPURAM | BLOOD BANK | TNMSC | 5859/TNMSC/ENGG/2014 | 2014-09-30 | 2017-09-30 | 381112 | 26677.84 | WORKING
1811 | NAGAPATTINAM | Phototherapy Unit | C | 4000CFL | NGT/GH/PHTU3 | 2007-03-09 | Neotech | Madras Surgicals | Ch.Ward | TNHSP | 145 | 2007-05-08 | 2008-03-08 | 15000 | 1050 | WORKING
1812 | NAGAPATTINAM | Phototherapy Unit | C | 4000CFL | NGT/GH/PHTU002 | 2007-03-09 | Neotech | Madras Surgicals | Ch.Ward | TNHSP | 145 | 2007-03-13 | 2008-03-08 | 12062 | 844.34 | WORKING
1813 | NAGAPATTINAM | Phototherapy Unit | C | 4000CFL | NGT/GH/001/PHTU | 2007-03-07 | Neotech | Madras surgicals madras | Ch.Ward | TNHSP | 123 | 2007-05-09 | 2008-03-08 | 12062 | 844.34 | WORKING
1814 | NAGAPATTINAM | Cardiac Monitor with defibrillator | C |  |  | 2008-09-23 |  | Madras Surgicals andamp; Chemicals | Aandamp;E WARD | TANSAC |  | 2012-07-25 | 2009-09-23 | 169840 | 11888.8 | working
1815 | NAGAPATTINAM | Echocardiogram Color | B1 | DC-T6 | PM-19000455 | 2012-01-31 | MIINDRAY MEDICAL INDIA PRIVATE LTD | MIINDRAY MEDICAL INDIA PRIVATE LTD | ICCU | TNHSP | TNHSP/AG10 andamp;AG22/2011 | 2012-01-31 | 2013-01-30 | 434837 | 30438.59 | WORKING
1816 | NAGAPATTINAM | Ultrasound scanner system B and W | B2 | CHISON 600A[ULTRA SOUND SCANNER WITH PRINTERandamp;STABILISER | 6AP1112006 | 2012-03-26 | SURYA SURGICALS | SURYA SURGICALS INDUSTRIES CHENNAI-31 | OBSandamp;GYNACLABOUR WARD] | TNMSC | 2684/TNMSC/ENGG/2011 | 2012-05-04 | 2015-03-31 | 272950 | 19106.5 | NO AMC
1817 | NAGAPATTINAM | 100 M.A. X-ray machine Portable | B2 | DIAGNOX 100R | 26 | 2012-04-03 | PHILIPS | PHILIPS ELECTRONICS INDIA LTDKOLKANTA | NICU | RCH | RCH II/TNMSC/ENGG/E55 12/2011 | 2012-05-07 | 2013-05-06 | 153000 | 10710 | WORKING
1818 | NAGAPATTINAM | Semi auto analyser | B2 | RX50 TN 10JO56 | NGT/GH/034 | 2010-11-09 | MICRRO LAB AHMADABAD | MICRO LAB AHMADABAD | CLINICAL LAB | RCH | RCH-2/TNMSC/ENGG/E38/2010-2 DT;19.8.2010 | 2010-11-19 | 2013-08-23 | 44400 | 3108 | NO AMC
1819 | NAGAPATTINAM | Focus lamp Ordinary | C | NGT/GH/032 | NGT/GH/032 | 2011-01-22 | GENERAL SURGICAL COMPANYINDIA] | GENERAL SURGICAL COMPANY INDIA] CHENNAI | LABOUR WARD[4 NUMBERS] | RCH | RCH-2/TNMSC/ENGG/4538/2010-2 DT;6.10.2010 | 2011-01-26 |  | 12450 | 871.5 | working
1820 | NAGAPATTINAM | Laryngoscope(Paediatric) | C | [NGT/GH/33 | NGT/GH/033 | 2010-12-30 | SOUTH INDIA SURGICALS | SOUTH INDIA SURGICALS CHENNAI | MOT [2NUMBERS] | RCH | RCH/TNMSC/ENGG/4538/2010/DT;6.10.2010 | 2011-02-14 | 2011-12-30 | 2400 | 168 | WORKING
1821 | NAGAPATTINAM | Fumigator | C | NANO SURFACE SHIELD TECHNOLOGY | NGT/GH/021 | 2011-07-20 | SPP ENTER PRISES | S.P.P ENTER PRISES MADURAI | EYE OT | TNMSC | 2125/TNMSC/ENGG/2011 DT-26.7.11 | 2011-10-17 | 2014-10-16 | 28000 | 1960 | WORKING
1822 | NAGAPATTINAM | Weighing Machine Electronic | C | NGT/GH/028[BABY WEIGHING MACHINE [ELECTRONIC]] | NGT/GH/028 | 2012-06-07 | JUPITER MANUFACTURING WORKS COIMBATORE | JUPITER MANUFACTURING WORKS COIMBATORE | NICUandamp;[;MOT16/8/12] | RCH | RCH-2/TNMSC/ENGG/E46/2011 DT;21.11.11 | 2012-06-13 | 2013-06-06 | 4920 | 344.4 | NO AMC
1823 | NAGAPATTINAM | Magnavision Lamp | C | RINGLENS SYSTEM WITH ILLUMINATION | NGT/GH/024 | 2012-02-03 | SOLOCRAFT INDUSTRIES | SOLOCRAFTS INDUSTRIES | MOP[NCD] | TNHSP | TNHSP/TNMSC/ICB/AG31/2011 DT;19.10.2011 | 2012-03-15 | 2013-01-13 | 6987 | 489.09 | WORKING
1824 | NAGAPATTINAM | Weighing machine paed | C | INFANTOMETER[NGT/GH/023 | NGT/GH/023 | 2012-04-18 | SOUTH INDIA SURGICALS | SOUTH INDIA SURGICAL CHENNAI | NICU | RCH | RCH2/TNMSC/ENGG/E46/2011.6 DT-26.12.2011 | 2012-04-21 | 2013-04-17 | 1250 | 87.5 | NO AMC
1825 | NAGAPATTINAM | Focus lamp Ordinary | C | NGT/GH/027MOBILE LIGHT EXAMINATION] | NGT/GH/027 | 2012-06-07 | JUPITER MANUFACTURING WORKS COIMBATORE | JUPITER MANUFACTURING WORKS COIMBATORE | PEADIATRIC WARD | RCH | RCH-2/TNMSC/ENGG/E50/2011 DT;26.12.11 | 2012-11-03 | 2013-06-06 | 6510 | 455.7 | WORKING
1826 | NAGAPATTINAM | CT Gamma Camera | A | NGT/GH/025[SONY DIGITAL CAMERA] | NGT/GH/025 | 2012-06-13 | CCCAC NAGAI | CELCOM CELLPHONE COMPUTERS AIR CONDITIONER NAGAPPATTINAM | 500 WARD | OTHERS | CMCHIS | 2012-06-23 | 2013-06-12 | 8990 | 629.3 | WORKING
1827 | NAGAPATTINAM | Suction Apparatus - Electrical | C | NGT/GH/022 | NGT/GH/022 | 2012-04-03 | VISHAL FURNITURE CHENNAI | VISHAL FURNITURE CHENNAI CHENNAI-12 | NICUandamp;F.S WARD[21/4/12+25/5/12] | RCH | RCH2/TNMSC/ENGG/E46/2011-1 DT-21.11.11 | 2012-04-21 |  | 9600 | 672 | NO AMC
1828 | NAGAPATTINAM | Emergency Resuscitation Kit-Baby | C | NGT/GH/029 | NGT/GH/029 | 2012-06-07 | JUPITER MANUFACTURING WORKS COIMBATORE | JUPITER MANUFACTURING WORKS COIMBATORE | CH WARD -2~ CH WARD-2[3.11.12] | RCH | RCH-2/TNMSC/ENGG/E46/2011-1 DT;21.11.11 | 2012-09-15 | 2012-06-06 | 1640 | 114.8 | WORKING
1829 | NAGAPATTINAM | Laryngoscope fibreoptic ENT | B2 | NGT/GH/030 | NGT/GH/030 | 2012-06-22 | ASSOCIATED SURGICAL INDIA~CHENNAI | ASSOCIATED SURGICAL INDIA~CHENNAI | NICU-1[5.7.12]~CH WARD-2[15.9.12] | RCH | RCH-2/TNMSC/ENGG/E46(R)/2012 DT;13.3.12 | 2012-07-05 | 2012-06-17 | 5625 | 393.75 | working
1830 | NAGAPATTINAM | Elisa Reader cum washer | B2 | NGT/GH/008 | NGT/GH/008 | 2011-01-20 |  | ROBONIK MIDC INDUSTRIAL AREA MUMBAI | BLOOD BANK | RCH | P-O RCH-2/TNMSC/ENGG/842 10-11 | 2011-02-02 | 2012-01-20 | 200000 | 14000 | WORKING
1831 | NAGAPATTINAM | Multi Channel Pressure Monitor | B2 | NGT/GH/011MULTI CHANNEL MONITOR] | NGT/GH/011 | 2010-10-13 |  | TRANS HEALTH CARE INDIA PRIVATE LTD 15TH SECTOR 95TH ST KK NAGAR CHENNAI | CH WARD | RCH | RCH-2/TNMSC/ENGG/E37/2010-4 DT;30.7.2010 | 2010-10-15 | 2011-10-13 | 105840 | 7408.8 | WORKING
1832 | NAGAPATTINAM | Tumble Dryer / Laundry Dryer | B2 | NGT/GH/003[RTD50KG] | NGT/GH/003/LUN | 2010-09-15 |  | RAMSON GARMENTS FINISHING EQUIPMENTS BANGALORE | LAUNDRY | TNHSP | ICB/P3/A44 | 2011-07-01 | 2011-09-15 | 147495 | 10324.65 | NO AMC
1833 | NAGAPATTINAM | Blood Bank Refrigerator | B2 | NGT/GH/009[BLOOD STORAGE CABINET]T | NGT/GH/009 | 2010-12-11 |  | REMII ELECTRO TECNIC LTD MAHARASTERA | BLOOD BANK | OTHERS | NACX/MRBE/23/2009/15.4.10 R1-0106/11/21.4.10 | 2011-02-02 | 2011-12-11 | 145000 | 10150 | WORKING
1834 | NAGAPATTINAM | Flatwork Ironer | B2 | NGT/GH/004 | NGT/GH/004 | 2010-09-15 |  | RAMSON GARMENTS FINISHING EQUIPMENTS BANGALORE | LAUNDRY | TNHSP | P3A 44/2009 | 2011-07-01 | 2011-09-15 | 277661 | 19436.27 | WORKING
1835 | NAGAPATTINAM | Washing Machine | B2 | RHW 100MG[HEAVY DUTY WASHING MACHINE] | NGT/GH/006 | 2010-09-15 |  | RAMSON GARMENTS FINISHING EQUIPMENTS BANGALORE | LAUNDRY | TNHSP | TNHSP/TNMSC/ICB/P3 44/2009 | 2011-07-01 | 2011-09-15 | 299172 | 20942.04 | NO AMC
1836 | NAGAPATTINAM | Hydro Extractor | B2 | RNC-50 | NGT/GH/007 | 2010-09-15 |  | RAMSONS GARMENTS FINISHING EQUIPMENTS BANGALORE | LAUNDRY | TNHSP | TNHSP/TNMSC/ICB/P3 44/2009 | 2011-07-01 | 2011-09-15 | 225599 | 15791.93 | WORKING
1837 | NAGAPATTINAM | Wet trolley | B2 | NGT/GH/005 | GH/NGT/005/LAUN | 2010-09-15 |  | RAMSONS GARMENTS FINISHING EQUIPMENTS BANGALORE | LAUNDRY | TNHSP | P3A44 | 2011-07-01 | 2011-09-15 | 12146 | 850.22 | NO AMC
1838 | NAGAPATTINAM | Wet trolley | B2 | GH/NGT/005 | NGT/GH/005 | 2010-09-15 |  | RAMSON GARMENTS FINISHING EQUIPMENTS BANGALORE | LAUNDRY | TNHSP | P3A44 | 2011-07-01 | 2011-09-15 | 12146 | 850.22 | NO AMC
1839 | PORAYARU | Alpha Bed with motor | C | MODEL-G | 28356 | 2003-12-08 | Dynacare | Associated Surgicals | Ward | DMS |  | 2003-12-08 | 2004-12-07 | 7760 | 543.2 | WORKING
1840 | NAGAPATTINAM | Blood Bank Refrigerator | B2 | NGT/GH/009[BLOOD STORAGE CABINET] | NGT/GH/010 | 2010-12-11 |  | REMI ELECTRO TECHNIC LTD THANE MAHARASTERA | BLOOD BANK | OTHERS | NACX /MRBE/23/2009 DT15.4.10 R1-0106/11 DT 21.4.10 | 2011-02-02 | 2011-12-11 | 145000 | 10150 | WORKING
1841 | NAGAPATTINAM | Electric Calorimeter | C | NGT/GH/001 | NGT/GH/001 | 2010-03-16 |  | JUPITER MANUFACTURING WORKS COIMBATORE | GH KUTHALAM | RCH | 4538/2010/RCH2 | 2012-08-16 | 2011-03-16 | 5300 | 371 | WORKING
1842 | NAGAPATTINAM | Nebuliser Adult | C | NGT/GH/002 | NGT/GH/002 | 2012-07-25 |  | MANI MEDICALS THIRUARUR | AE WARD | JDHS | NGT/001 | 2012-07-25 | 2013-07-24 | 2550 | 178.5 | WORKING
1843 | NAGAPATTINAM | Weighing machine adult | C | NGT/GH/20 | NGT/GH/020 | 2012-02-28 | ALAN MEDICALandamp;LABORATORY PRODUCT CHENNAI | ALAN MEDICAL andamp;LABORATORY PRODUCT CHENNAI | MOP[NCD] | TNHSP | TNHSP/TNMSC/ENGG/AG24/2011 DT9.12.11 | 2012-04-05 | 2013-02-28 | 598 | 41.86 | NO AMC
1844 | NAGAPATTINAM | Radiant Warmer | C | NGT/GH/014 | NGT/GH/014 | 2011-09-13 |  | GH KUTHALAM | CH WARD[3 NUMBERS] | OTHERS |  | 2011-09-13 | 2012-09-13 | 17680 | 1237.6 | WORKING
1845 | NAGAPATTINAM | Radiant Warmer | C | NGT/GH/037 | NGT/GH/037 | 2011-06-21 |  | GH VEDHARANYAM | CH WARD[4 NUMBERS] | OTHERS |  | 2011-06-21 | 2014-06-21 | 17680 | 1237.6 | WORKING
1846 | NAGAPATTINAM | Mannual Colposcope | C | ARI 11-1D | NGT/GH/036 | 2012-09-10 |  | SOUTH INDIA SURGICALS CHENNAI | GYNAC OP | TNHSP | TNHSP/TNMSC/ENGG/AG30/2011DT;21.4.2012 | 2012-09-10 | 2013-09-10 | 130000 | 9100 | WORKING
1847 | NAGAPATTINAM | Diagnostic Audiometer | B2 | GS 139AUTO TYMP | NGT/GH/041 | 2010-04-08 |  | ALLIANCE BIO MEDICA CHENNAI | MOP | TNMSC | 10979/TNMSC/ENGG/2010 | 2011-01-19 | 2011-04-08 | 223600 | 15652 | WORKING
1848 | NAGAPATTINAM | Hematology analyser | B1 | SYSMEXKX21 | F9542 | 2012-09-14 |  | TRANSASIA BIOMEDICAL LTD PUDHUCHERRY | CLINICAL LABORATORY | DMS | 52360/Sandamp;P/1/2011/ | 2012-09-14 | 2013-09-14 | 385319 | 26972.33 | WORKING
1849 | NAGAPATTINAM | Hematology analyser | B1 | SYSMEXKX21 | F9543 | 2012-09-14 |  | TRANSASIA BIOMEDICALSLTD PUDHUCHERRY | CLINICAL LABORATORY | DMS | 52360/Sandamp;P/1/2011/DT13.9.12 | 2012-09-14 | 2013-09-14 | 385319 | 26972.33 | WORKING
1850 | NAGAPATTINAM | ECG machine computerized | B | CARDIAC TOUCH 3000 | T2LO 900051 | 2011-11-11 |  | JK MEDICAL SYSTEM CHENNAI | Aandamp;E WARD | TNHSP | TNHSP/TNMSC/ENGG/AG21/2010 | 2011-11-19 | 2012-11-11 | 69023 | 4831.61 | WORKING
1851 | NAGAPATTINAM | Suction Apparatus - Electrical | C | NGT/GH/047 | NGT/GH/047 | 2011-10-11 |  | GH KILVELORE | CH WARD=2 NUMBERS | OTHERS |  | 2011-10-11 | 2012-10-11 | 0 | 0 | NO AMC
1852 | NAGAPATTINAM | Wet trolley | B2 | NGT/GH/049[DRY TROLLY] | NGT/GH/049[DRY TROLLY] | 2010-09-15 |  | RAMSON GARMENTS BAGALORE | DOBY ROOM=2 NUMBERS | TNHSP | TNHSP/TNMSC/ICB/P3A 44 DT;23.9.2010 | 2011-07-01 | 2011-09-15 | 12146 | 850.22 | NO AMC
1853 | NAGAPATTINAM | Laryngoscope(Adult) | C | NGT/GH/044 | NGT/GH/044 | 2011-02-02 |  | JUPIETER MANUFACTURER COIMBATORE | MM1=1[22.9.11[~LABOUR WARD=1[27.10.11] | RCH | RCH2/TNMSC/ENGG/4538/2011-3 DT-6.10.201 | 2011-02-02 | 2012-02-02 | 770 | 53.9 | working
1854 | NAGAPATTINAM | Emergency Resuscitation Kit-Baby | C | NGT/GH/045 | NGT/GH/045 | 2012-03-29 |  | SOUTH INDIA SURGICALSCHENNAI | NICU-1~STORE-1 | RCH | RCH2/TNMSC/ENGG/E46/2011-1 DT;21.11.11 | 2012-04-10 | 2013-03-29 | 740 | 51.8 | WORKING
1855 | NAGAPATTINAM | Suction Apparatus - Electrical | C | NGT/GH/048 | NGT/GH/048 | 2011-12-02 |  | GH NAGOORE | ICCU -1 NUMBER ~STORE -1[REPAIR] | OTHERS |  | 2011-12-03 | 2012-12-02 | 0 | 0 | NO AMC
1856 | NAGAPATTINAM | Diagnostic Audiometer | B2 | NGT/GH/040 | 333 | 2010-03-18 |  | ARPHI ELECTRONICS PVT LTD CHENNAI | MOP | TNMSC | 10979/TNMSC/ENGG/2010 | 2010-03-30 | 2011-03-18 | 62400 |  | CONDEMED
1857 | NAGAPATTINAM | Auto Clave HP Horizontal-CYLINDRICAL | C | HZ512 | NGT/GH/042 | 2012-06-27 |  | SOLOCRAFT INDUSTRIES CHENNAI | A BLOCK OT GYNAC OT | TNMSC | 2396/TNMSC/ENGG/2010/DT;23.2.2011 | 2011-09-13 | 2012-06-27 | 145000 | 10150 | WORKING
1858 | NAGAPATTINAM | Operating Microscope (ENT) | B2 | ZENTI[SURGICAL OPERATING MICROSCOPE] | NGT/GH/042 | 2010-08-04 |  | ALAN MEDICAL CHENNAI | MOT | TNMSC | 10979/TNMSC/ENGG/2010 DT 21.1.2010 | 2011-09-06 | 2011-08-04 | 133966 | 9377.62 | NO AMC
1859 | NAGAPATTINAM | Suction Apparatus - Electrical | C | NGT/GH/046 | NGT/GH/046 | 2011-09-13 |  | GH KUTHALAM | 22.9.11-MM1~18.10.11-Aandamp;E WARD | OTHERS |  | 2011-09-13 | 2012-09-13 | 0 | 0 | NO AMC
1860 | NAGAPATTINAM | Needle destroyer / Syringe Destroyer | C | NGT/GH/051 | NGT/GH/051 | 2012-07-25 |  | MANI MEDICALS THIRUVARUR | MOP-1~MM1-1~30WARD-1~AEWARD-1~FSWARD-1 | JDHS |  | 2012-07-26 | 2013-07-25 | 1475 | 103.25 | NO AMC
1861 | NAGAPATTINAM | Operation Table Hydraulic Major | B2 | NGT/GH/052 | NGT/GH/052 |  |  |  | NEW MOT | OTHERS |  | 2011-12-08 |  | 0 | 0 | NO AMC
1862 | NAGAPATTINAM | Needle destroyer / Syringe Destroyer | C | NGT/GH/053 | NGT/GH/53 | 2012-06-13 |  | GH VAITHEESVARAN KOVIL | NICU | OTHERS |  | 2012-06-13 | 2013-06-13 | 0 | 0 | NO AMC
1863 | NAGAPATTINAM | Binocular Mircroscope | B2 | NGT/GH/054[BM-8BI] | NGT/GH/054 | 2012-04-12 |  | SS CHEMICALS PERAMBUR CHENNAI | STD CLINIC | DRHM | RESO2/TANSAC/TNMSC/SRM/06/DT 10.2.2007 | 2012-07-11 |  | 8100 | 567 | WORKING
1864 | NAGAPATTINAM | Alpha Bed with motor | C | NGT/GH/55 | NGT/GH/55 | 2012-05-10 |  | GH KILVELUR | 13.7-MM1-1~FS-1~18.7.12-FM-1 | OTHERS | 2381/2012/K1 O/O GH NAGAI | 2012-07-13 | 2013-10-18 | 6050 | 423.5 | WORKING
1865 | NAGAPATTINAM | Pulse Oximeter | B2 | NGT/GH/56 FINGER PULSE OXY METER | NGT/GH/56FINGER PULSE OXY METER] | 2012-09-21 |  | ENKEY MEDICAL THIRUVARUR | MOP-1~12.10.12-Aandamp;E WARD-1 | JDHS |  | 2012-09-22 | 2013-09-21 | 6100 | 427 | NO AMC
1866 | NAGAPATTINAM | Defibrillator with Monitor | B2 | HEART STAT FRX OF PHILIPSA.E.D DEFIBRILATOR] | A.E.D DEFIBRILATOR-B12D 000694~ | 2012-10-09 |  | M/S PHILIPS ELECTRONICS INDIA LTD HARYANA | FM-B12 D 00694 | TNHSP | TNMSC/TNHSP/ICB/AG17/2012 DT-12/3/12 | 2012-10-09 | 2013-10-09 | 58696 | 4108.72 | NOT WORKING
1867 | NAGAPATTINAM | Defibrillator with Monitor | B2 | heartstart frx philips/A.E.D.DEFIBRILLATOR | B12C06086/A.E.D.DEFIBRILATOR | 2012-10-09 | philips electronics india ltd | philips electronics india ltd | ICCU | TNHSP | TNHSP/TNMSC/ICB/AG17/2012 | 2012-10-09 | 2013-10-08 | 58696 | 4108.72 | NOT WORKING
1868 | NAGAPATTINAM | Defibrillator with Monitor | B2 | heart startfrx philips/A.E.D.DEFIBRILLATOR | B12B02408/A.E.D.DEFIBRILATOR | 2012-10-09 | philips electronics india ltd | philips electronics india ltd | MM | TNHSP | TNHSP/TNMSC/ICB/AG17/2012 |  | 2012-10-08 | 58696 | 4108.72 | NOT WORKING
1869 | NAGAPATTINAM | Defibrillator with Monitor | B2 | HEART START FRX PHILIPS A.E.D.DEFIBRILLATOR | B12C05980/A.E.D.DEFIBRILATOR | 2012-10-09 | PHILIPS ELECTRONICS INDIA LTD | PHILIPS ELECTRONICS INDIA LTD | A.E WARD | TNHSP | TNHSP/TNMSC/ICB/AG17/2012 |  | 2013-10-08 | 58696 | 4108.72 | NOT WORKING
1870 | NAGAPATTINAM | Defibrillator with Monitor | B2 | HEART STARTFRX PHILIPS A.E.D DEFIBRILLATOR | B12D00646/A.E.D.DEFIBRILLATOR | 2012-10-09 | PHILIPS ELECTRONICS INDIA LTD | PHILIPS ELECTRONICS INDIA LTD | OPERATION THEATER | TNHSP | TNHSP/TNMSC/ICB/AG17/2012 | 2012-10-09 | 2013-10-08 | 58696 | 4108.72 | NOT WORKING
1871 | NAGAPATTINAM | B.P.apparatus stand model | C | NGT/GH/57 | NGT/GH/57 | 2011-04-20 |  | JAYAM ENTERPRISES CHENNAI | 14.6.11-MOP-1~22.6.11-FM-1~LABOUR WARD -1~5.7.11-MM1-1 | RCH | RCH2/TNMSC/ENGG/4538/2011 DT;10/2/2011 | 2011-06-14 | 2012-04-20 | 1500 | 105 | WORKING
1872 | NAGAPATTINAM | B.P.apparatus table model | C | NGT/GH/060 | NGT/GH/061 | 2012-07-25 |  | MANI MEDICAL THIRUVARUR | ~PPWARD-1~30WARD-1~FS WARD-1~LA BOUR WARD -1 | JDHS |  | 2012-07-26 | 2013-07-25 | 2150 | 150.5 | WORKING
1873 | NAGAPATTINAM | Stethoscope | C | NGT/GH/062 | NGT/GH/062 | 2012-09-21 |  | ENKAY AGENCY THIRUVARUR | PEADIATRIC WARD-2 | JDHS |  | 2012-09-21 | 2013-09-21 | 0 | 0 | NO AMC
1874 | NAGAPATTINAM | Stethoscope | C | NGT/GH/063 | NGT/GH/063 | 2012-09-21 |  | ENKAY MEDICAL THIRUVARUR | ICCU-1~30 WARD-1[20.10.12] | JDHS |  | 2012-10-18 | 2013-09-21 | 0 | 0 | NO AMC
1875 | NAGAPATTINAM | Stethoscope | C | NGT/GH/064 | NGT/GH/064 PEADIATRIC STETHOSCOPE | 2012-09-21 |  | ENKAY ME DICAL THIRUVARUR | PEADIATRIC WARD-3~NICU-1[24.9.12] | JDHS |  | 2012-09-21 | 2013-09-21 | 0 | 0 | NO AMC
1876 | NAGAPATTINAM | Nebulizer baby | C | NGT/GH/065 | NGT/GH/065 | 2012-09-21 |  | ENKAY MEDICAL | ICCU-1~peadiadric ward-1[5.11.12] | JDHS |  | 2012-10-21 | 2013-09-21 | 1300 | 91 | WORKING
1877 | NAGAPATTINAM | B.P.apparatus table model | C | NGT/GH/065 | NGT/GH/066 | 2012-09-21 |  | ENKAY MEDICAL | PEADIATRIC WARD -2~ICCU-1[18.10.12] | JDHS |  | 2012-09-21 | 2013-09-20 | 2150 | 150.5 | WORKING
1878 | NAGAPATTINAM | Weighing machine adult | C | NGT/GH/067 | NGT/GH/067 | 2012-09-21 |  | ENKAY MEDICAL | PEADIATRIC WARD-2~FS WARD-1[22.10.12]~STORE-2 | JDHS |  | 2012-09-21 | 2011-09-21 | 0 | 0 | NO AMC
1879 | NAGAPATTINAM | B.P.apparatus table model | C | NGT/GH/068 | NGT/GH/068 | 2012-09-21 |  | ENKAY MEDICAL | FM WARD-1~30WARD-1[20.10.12] | JDHS |  | 2012-10-18 | 2013-09-20 | 2150 | 150.5 | WORKING
1880 | NAGAPATTINAM | Weighing Machine Electronic | C | NGT/GH/069[ELECTRONIC BABY WEIGHING MACHINE] | NGT/GH/069[BABY ELECTRONIC WEIGHING MACHINE] | 2012-10-05 |  | ENKAY MEDICAL | PEADIATRIC WARD | JDHS |  | 2012-10-05 | 2013-10-05 | 4900 | 343 | NO AMC
1881 | NAGAPATTINAM | B.P.apparatus stand model | C | 70/NGT | 70/GH/NGT | 2012-11-06 |  | APJ SURGICAL THIRUARUR | PEADIATRIC WARD | JDHS |  | 2012-11-20 | 2013-11-06 | 6800 | 476 | WORKING
1882 | NAGAPATTINAM | Stethoscope | C | 71/GH/NGT | 71/GH/NGT | 2011-10-20 |  | ENKAY AGENCY THIRUVARUR | ICCU-1~MM1-1~FM-1~ID-1~MOP-1 23~24~24~24~24/10/2011 VISE VERSA] | JDHS |  | 2011-10-23 | 2012-10-20 | 12000 | 840 | NO AMC
1883 | NAGAPATTINAM | Stethoscope | C | 72/GH/NGT | 72/GH/NGT | 2011-10-20 |  | ENKAY AGENCY THIRUVARUR | AE WARD-1~B.BANK-1~MS1-1~BURNS-1 LABOUR WARD-1[25~25~27~27~27/10/11VISE VERSA] | JDHS |  | 2011-10-25 | 2012-10-20 | 12000 | 840 | NO AMC
1884 | NAGAPATTINAM | Stethoscope | C | 73/GH/NGT | 73/GH/NGT | 2011-10-20 |  | ENKAY AGENCY THIRUVARUR | EYE OT-1~30WARD-1~F.S WARD-1~500 WARD-1~Aandamp;E WARD-1[16/11/11~14~15/2/12~19/4/12~8/5/12 VISE VERSA] | JDHS |  | 2011-11-16 | 2012-10-20 | 12000 | 840 | NO AMC
1885 | NAGAPATTINAM | Stethoscope | C | 74/GH/NGT | 74/GH/NGT | 2011-10-20 |  | ENKAY AGENCY THIRUVARUR | ART-1~LABOURWARD-1~MOP[NCD]-1~ PPWARD-1~FMWARD-1~ MM1-1 [8/5~9/6~9/6~11/6~25/6~25/7/12 VISEVERSA] | JDHS |  | 2012-05-08 | 2012-10-20 | 12000 | 840 | NO AMC
1886 | NAGAPATTINAM | B.P.apparatus table model | C | 75/GH/NGT | 75/GH/NGT | 2011-10-20 |  | ENKAY AGENCY THIRUVARUR | CHWARD-1~PPWARD-1~ICCU-1~ AEWARD-1~B.BANK-1 [22/10~22/10~23/10~25/10~25/10/11 VISE VERSA] | JDHS |  | 2011-10-22 | 2012-10-20 | 2150 | 150.5 | WORKING
1887 | NAGAPATTINAM | B.P.apparatus table model | C | GH/NGT/76 | GH/NGT/76 | 2011-10-20 |  | ENKAY AGENCY THIRUVARUR | MM1-1~30WARD-1~FMWARD-1~I/DWARD-1 MOP-2 | JDHS |  | 2011-10-24 | 2012-10-20 | 2150 | 150.5 | WORKING
1888 | NAGOOR | Weighing machine adult | C | 492904 | 492904 | 2012-06-28 | doctor beli ram new delhi | jdhs | pharmacy | TNHSP |  |  | 2020-03-31 | 0 | 0 | NO AMC
1889 | NAGAPATTINAM | B.P.apparatus table model | C | GH/NGT/77 | GH/NGT/77 | 2011-10-20 |  | ENKAY AGENCY THIRUVARUR | MS1-1~FS-1~LABOURWARD-1~ 30WARD-1~EYEOT-1[27/10~27/10~27/10~9/12~22/12/12 VISE VERSA] | JDHS |  | 2011-10-27 | 2012-10-20 | 2150 | 150.5 | WORKING
1890 | NAGAPATTINAM | B.P.apparatus table model | C | GH/NGT/78 | GH/NGT/78 | 2011-10-20 |  | ENKAY AGENCY THIRUVARUR | AEWARD-1~ICCU-1~MM1-1~ 500WARD-1[27/1~19/3~23/3~19/4/12 VISE VERSA] | JDHS |  | 2012-01-27 | 2012-10-20 | 2150 | 150.5 | WORKING
1891 | NAGAPATTINAM | B.P.apparatus table model | C | GH/NGT/76 | GH/NGT/76 | 2011-10-20 |  | ENKAY AGENCY THIRUVARUR | MM1-1~30WARD-1~FMWARD-1~I/DWARD-1 MOP-2 | JDHS |  | 2011-10-24 | 2012-10-20 | 2150 | 150.5 | WORKING
1892 | NAGAPATTINAM | Cell Counter | B2 | SYSMEX POCH-1001 3PARTDIFFERENTIAL HAEMATOLOGYANALYSER05323718] | F2377 | 2013-01-01 | tTRANSASIA | transasia | TRANSFER TO MAYILADUDURAI GH | TNMSC | 2630/TNMSC/ENGG/2012 | 2013-01-29 | 2015-01-02 | 404584 | 28320.88 | WORKING
1893 | NAGAPATTINAM | Computer | C |  | 99/GH/NGT | 2011-10-28 | HCL INFOSYSTEM | HCL INFOSYSTEM LTD PUDUCHERRY | PHARMACY-7~MAIN STORE-2~ AE PHARMACY-1 | TNHSP | TNHSP/ELCOT/ICB/COMP/7/12/10 7000398980 | 2011-10-28 | 2013-12-23 | 26031 | 1822.17 | working
1894 | NAGAPATTINAM | Computer | C |  | 100/GH/NGT | 2011-10-28 | HCL INFOSYSTEM LTD PUDUCHERRY | HCL INFOSYSTEM | EYEOP-1~EYE WARD-1~TBOP-1~TB WARD-1 | TNHSP | TNHSP/ELCOT/ICB/COMP/7/12/10 7000398980 | 2011-10-28 | 2013-12-23 | 26031 | 1822.17 | working
1895 | NAGAPATTINAM | Computer | C |  | 101/GH/NGT | 2011-10-28 | HCL INFOSYSTEM | HCL INFOSYSTEM~PUDUCHERRY | HSP OFF-1~SUPERINDENTENT-1~RMO-1 | TNHSP | TNHSP/ELCOT/ICB/COMP/7/12/10 7000398980 | 2011-10-28 | 2013-12-23 | 26031 | 1822.17 | working
1896 | NAGAPATTINAM | Computer | C |  | 104/GH/NGT | 2011-10-28 | HCL INFOSYSTEM | HCL INFOSYSTEM PUDUCHERRY | MSWARD-1~FSWARD-1~PPWARD-1 ~30WARD-1~OT-1NICU-1 | TNHSP | TNHSP/ELCOT/ICB/COMP/7/12/10 7000398980 | 2011-10-28 | 2013-12-23 | 26031 | 1822.17 | working
1897 | NAGAPATTINAM | Computer | C |  | 105/GH/NGT | 2011-10-28 | HCL INFOSYSTEM | HCL INFOSYSTEM PUDUCHERRY | INSURANCE WARD-1~ NURSING SUPRENT-1 PHYCHATICOP-2 ENT-2 | TNHSP | TNHSP/ELCOT/ICB/COMP/7/12/10 7000398980 | 2011-10-28 | 2013-12-23 | 26031 | 1822.17 | working
1898 | NAGAPATTINAM | Computer | C |  | 106/GH/NGT | 2011-10-28 |  | HCL INFOSYSTEMS LTD PUDUCHERRY | CHILDOP-2~ INJOP-2~ORTHO OP-3~ SURGICALOP-3 | TNHSP | TNHSP/ELCOT/ICB/COMP/7/12/10 7000398980 | 2011-10-28 | 2013-12-23 | 26031 | 1822.17 | working
1899 | NAGAPATTINAM | Computer | C |  | 107/GH/NGT | 2011-10-28 |  | HCL INFOSYSTEMS LTD PUDUCHERRY | OP COUNTER-4~ORTHOWARD-1~ MMWARD-1FMWARD-1 | TNHSP | TNHSP/ELCOT/ICB/COMP/7/12/10 7000398980 | 2011-10-28 | 2013-12-23 | 26031 | 1822.17 | working
1900 | NAGAPATTINAM | Computer | C |  | 108/GH/NGT | 2011-10-28 |  | HCL INFOSYSTEMS LTD PUDUCHERRY | RESTROOM-1~ICCU-1~DENTALOP-1~ PHYSIOTHERAPY-1 | TNHSP | TNHSP/ELCOT/ICB/COMP/7/12/10 7000398980 | 2011-10-28 | 2013-12-23 | 26031 | 1822.17 | working
1901 | NAGAPATTINAM | Printer | C | TVSE HD 250 GOLD PRINTER/110/NGT/GH | 110/NGT/GH | 2011-10-28 |  | HCL INFOSYSTEMS LTD PUDUCHERRY | SUPERIN OFF-1~CASUALITY-1 IPREG-2 | TNHSP | 2000058156/1000042960/TNHSP/ELCOT/ICB/COMP | 2011-10-28 | 2013-12-23 | 0 | 0 | NO AMC
1902 | NAGAPATTINAM | Pulse Oximeter | B2 | TYPE -II PULSEOXYMETER-MASIMO RADICAL7 NGT/GH/110 | MAINUNIT-T057522 DOCSTATION-174307 | 2013-01-30 |  | GRACE MFGandamp;TRADING CO | NICU | RCH | RCH II/TNMSC/ENGG/E49/2012 DT/26/12/12 | 2013-01-30 | 2016-01-29 | 86500 | 6055 | NO AMC
1903 | NAGAPATTINAM | Pulse Oximeter | B2 | TYPE-II PULSE OXIMETER MASIMO RADICAL 7 | MAINUNIT-T061544 DOCST-174412 | 2013-01-30 |  | GRACE MFGandamp;TRADING CO | NICU | RCH | RCH II/TNMSC/ENGG/E49/2012 DT26/12/12 | 2013-01-30 | 2016-01-29 | 86500 | 6055 | NO AMC
1904 | NAGAPATTINAM | Pulse Oximeter | B2 | TYPE-II PULSE OXIMETER MASIMO RADICAL7 | MAINUNIT-T061711 DOCST-174283 | 2013-01-30 |  | GRACE MFGandamp;TRADING CO | NICU | RCH | RCH-II/TNMSC/ENGG/E49/2012 DT 26.12.2012 | 2013-01-30 | 2016-01-29 | 86500 | 6055 | NO AMC
1905 | NAGAPATTINAM | Pulse Oximeter | B2 | TYPE-II PULSE OXIMETER MASIMO RADICAL 7 | MAINUNIT-T061597 DOCST-174495 | 2013-01-30 |  | GRACE MFGandamp;TRADING CO | NICU | RCH | RCH-II/TNMSC/ENGG/E49/2012 DT26.12.2012 | 2013-01-30 | 2016-01-29 | 86500 | 6055 | NO AMC
1906 | NAGAPATTINAM | Printer | C | TVSE HD 250 GOLD PRINTER | 111/NGT/GH | 2011-10-28 |  | HCL INFOSYSTEMS LTD PUDUCHERRY | LABOURWARD-1~PHARMACY-3~ GYNACOP-1 | TNHSP | 2000058156/1000042960/TNHSP/ELCOT/ICB/COMP | 2011-10-28 | 2013-12-23 | 0 | 0 | NO AMC
1907 | NAGAPATTINAM | Printer | C | TVSE HD 250 GOLD PRINTER | 112/NGT/GH | 2011-10-28 |  | HCL INFOSYSTEMS LTD PUDUCHERRY | CLINICAL LAB-1~MEDICAL STORE-1~ SURGICAL STORE-1 | TNHSP | 2000058156/1000042960/TNHSP/ELCOT/COMP/DT-7.12.2010 | 2011-10-28 | 2013-12-23 | 0 | 0 | NO AMC
1908 | NAGAPATTINAM | Printer | C | TVSE HD 250 GOLD PRINTER | 113/NGT/GH | 2011-10-28 |  | HCLINFOSYSTEMS LTD | MS-1~FS-1~PP-1~30WARD-1 | TNHSP | 2000058156/1000042960/TNHSP/ELCOT/ICB/COMP DT-7.12.2010 | 2011-10-28 | 2013-12-23 | 0 | 0 | NO AMC
1909 | NAGAPATTINAM | Printer | C | TVSE HD 250 GOLD PRINTER | 114/NGT/GH | 2011-10-28 |  | HCLINFOSYSTEMS LTD | NICU-1~NUR SUPER-1~OPCOUNTER-4~ ORTHO-1 | TNHSP | 2000058156/1000042960/TNHSP/ELCOT/ICB/COMP/DT-7.12.2010 | 2011-10-28 | 2013-12-23 | 0 | 0 | NO AMC
1910 | NAGAPATTINAM | Printer | C | TVSE HD 250 GOLD PRINTER | 115/NGT/GH | 2011-10-28 |  | HCLINFOSYSTEMS PUDUCHERRY | MMI1-1FM-1~RESTROOM-1~ICCU-1 | TNHSP | 2000058156/1000042960/TNHSP/ELCOT/ICB/COMP DT-7.12.2010 | 2011-10-28 | 2013-12-23 | 0 | 0 | NO AMC
1911 | NAGAPATTINAM | Printer | C | TVSE HD 250 GOLD PRINTER | 116/NGT/GH | 2011-10-28 |  | HCLINFOSYSTEM LTD PUDUCHERRY | AE PHARMACY -1~JDOFFICE-1 | TNHSP | 2000058156/1000042960/TNHSP/ELCOT/ICB/COMP DT-7.12.2010 | 2011-10-28 | 2013-12-23 | 0 | 0 | NO AMC
1912 | NAGOOR | Foetal Doppler | C | A100H | H11053898 | 2014-11-25 | M/S.AEON TECHNOLOGY PVT LTD | M/S.MEDI WAVES INC~DELHI | STORE | TNMSC | 17240/TNMSC/ENG/2014-1 DT 16.05.2014 | 2014-11-25 | 2015-11-24 | 4650 | 325.5 | WORKING
1913 | NAGOOR | Needle destroyer / Syringe Destroyer | C | nulife dots | ngm20069 | 2013-09-11 | nulife global medical devices mumbai | logic biomedical trichy | injection op | OTHERS | 175 | 2013-09-11 | 2020-03-01 | 2725 | 190.75 | NO AMC
1914 | NAGOOR | B.P.apparatus dial model | C | 4875/2011/12 | 4875 | 2014-02-28 | delux | madhusudhanan chennai | ncd | TNHSP | 45 | 2014-02-28 | 2020-03-31 | 1251 |  | WRONG ENTRY
1915 | NAGOOR | Weighing machine infant | C | PAE026 | EWWM1245 | 2009-01-16 | SURYA SURGICAL INDUS CHENNAI | SURYA SURGICAL INDUS CHENNAI | STORE | DMS | 51190/S/P/1/2008.10.11.08 | 2009-01-22 | 2010-01-22 | 10500 | 735 | NO AMC
1916 | NAGOOR | Auto Clave HP Vertical (2 bin) | C | LAB724 | achv1111 | 1981-10-03 | SOLOKRAFT CHENNAI | JDHS-NAGAI | OP | Hqr-Nagai | 51190/S/P/1/2008/10.11.08 | 1981-10-03 | 1982-10-03 | 29800 | 2086 | WORKING
1917 | NAGOOR | Binocular Mircroscope | B2 | MB111 | MB111 | 2009-06-10 | SOLOKRAFT CHENNAI | SOLOKRAFT CHENNAI | Lab | DD-TB | TNHSP/TNMSC/ICB/P3E2/2009/28/01/2009 | 2009-05-22 | 2010-05-24 | 9393 | 657.51 | working
1918 | NAGOOR | Suction Apparatus - Foot operated | B | CABINET | SAEP111 | 2009-02-23 | VISHAL HOSPITAL MFG CHENNAI | VISHAL HOSPITAL MFG CHENNAI | OPD | DMS | 51190/S/P/12008-2 | 2009-03-04 | 2010-02-26 | 4410 | 308.7 | NO AMC
1919 | NAGOOR | Suction Apparatus - Foot operated | B | DEN308 | DEN308 | 2009-03-16 | JUPITER MFG WORKS COIMBATORE | JUPITER MFG WORKS COIMBATORE | WARD | DMS | 47975/S/P/1/2008/DT/04/02/2009 | 2009-02-20 | 2010-02-16 | 5500 | 385 | NO AMC
1920 | NAGOOR | Refrigerator | C | RA/18F/RA/20F | 01504ZAL202C524 | 2008-01-31 | Samsung | SAMSUNG | Store | HMF | TNHSP/TNMSC | 2008-01-31 | 2008-01-31 | 0 | 0 | NO AMC
1921 | PORAYARU | Printer | C | HD250GOLD | JBS3FD003718 | 2010-12-23 | TVS | HCL | MALE WARD | TNHSP | TNHSP/ELCOT/ICB/COMP07/12/10 | 2011-10-21 | 2012-04-01 | 9672 | 677.04 | NO AMC
1922 | NAGOOR | Generator | C | FODB961882 | BY007 | 1996-05-14 | Birla Yamaha | Birla Yamaha | Ward | IPPV | 40/32/2/SB/3/95 | 1996-05-14 | 1997-05-14 | 19800 | 1386 | WORKING
1923 | NAGOOR | Ultra Sonogram -MOBILE | B | UF-4500N | 12151499 | 1996-06-17 | Fukuda Denshi co | Kody Elcot Ltd | Scan Room | IPPV | 8334/S1/06 | 1996-06-17 | 1997-06-17 | 0 | 0 | NO AMC
1924 | NAGOOR | Laryngoscope(Adult) | C | LG001 | LG007 | 1997-05-05 | ASSOCIATED SURGICAL CHENNAI | ASSOCIATED SURGICAL CHENNAI | Store | DMS | 67990/CPII/1/96 | 1997-05-05 | 1998-05-05 | 770 | 53.9 | working
1925 | NAGOOR | Electri centrifuger | C | C F E 007 | 67990 | 1997-05-05 | ASSOCIATED SURGICAL CHENNAI | Associated Surgicals | Store | DMS | 67990/CPII/1/96 | 1997-05-05 | 1998-05-05 | 10873 | 761.11 | working
1926 | NAGOOR | Alpha Bed with motor | C |  | 1111 | 1988-04-27 | Huntleigh | Sisco | Ward | DMS | 4947/CP/II/11/88 | 1988-04-27 | 1989-04-27 | 7760 | 543.2 | WORKING
1927 | NAGOOR | Nebuliser Adult | C | AIR JOLIE 2 DELUX | AMTA7BA300 | 1999-05-31 | BPL-Air Jolie 2 Deluxe | TNHSP | OP | HMF | TNHSP/31/05/1999 | 1999-05-31 | 2000-05-31 | 2200 | 154 | WORKING
1928 | NAGOOR | Nebuliser Adult | C | 2211ND | 1111 | 1999-05-31 | BPL | Associated Surgicals | Hqr-Nagai | DMS | 111/31/05/1999 | 1999-05-31 | 2000-05-31 | 2200 | 154 | WORKING
1929 | NAGOOR | Needle destroyer / Syringe Destroyer | C | MICROSIL | C0037 | 2003-04-07 | LINCO SCIENTIFIC INSTRUMENTS CO | LINCO SCIENTIFIC INSTRUMENTS | ICTC | DMS | TNHSP/ | 2003-04-07 | 2004-04-07 | 0 | 0 | NO AMC
1930 | NAGOOR | Needle destroyer / Syringe Destroyer | C | MICROSIL | 1111 | 2003-04-07 | LINCO SCIENTIFIC INSTRUMENTS CO | LINCO SCIENTIFIC INSTRUMENTS | ALL ROOMS | DMS | 194/4/6/2003 | 2003-04-07 | 2004-04-07 | 2350 | 164.5 | NO AMC
1931 | NAGOOR | Needle destroyer / Syringe Destroyer | C | MICROSIL | 42147/1/2003 | 2003-04-07 | LINCO SCIENTIFIC INSTRUMENTS CO | LINCO SCIENTIFIC INSTRUMENTS | STORE/OPD/F WARS | DMS | 194/4/6/2003 | 2003-04-07 | 2004-04-07 | 16450 | 1151.5 | NO AMC
1932 | NAGOOR | Electric Calorimeter | C | 194 |  | 2004-07-10 | Systronics | linco scentific industrial chemicals chennai | Lab | GH-Tharangambadi |  | 2004-07-10 | 2005-07-10 | 9500 | 665 | WORKING
1933 | NAGOOR | Formaline dispenser | C | 1111 | 1111 | 2004-07-10 | SOLOKRAFT | GH THARANGAMBADI | Store | GH-Tharangambadi | FD222 | 2004-07-10 | 2005-07-10 | 5450 | 381.5 | working
1934 | NAGOOR | Color Doppler | A | LOGIQ P3 | 537897 | 2009-10-28 | WIPRO GE HEALTH CARE | WIPRO GE HEALTH CARE | SCAN ROOM | TNHSP | ICB/P3E24/2009 | 2009-10-28 | 2010-10-27 | 674800 | 47236 | working
1935 | NAGOOR | Infusion pump | C | 220VAC | 220VAC | 2007-05-25 | AKAS MEDICAL EQUIPMENTS | AKAS MEDICAL EQUIPMENTS | Store | DMS | 1111 | 2007-05-25 | 2008-05-25 | 0 | 0 | WORKING
1936 | NAGOOR | Electri centrifuger | C | 2548 | 2548 | 1997-05-05 | ASSO.SURGICAL | ASSOCIATED SURGICAL | ICTC | DMS | 67990/CPII/118 | 1997-05-05 | 1998-05-04 | 2330 | 163.1 | WORKING
1937 | NAGOOR | Inverter | C | upseb600 | upseb600 | 2011-01-21 | Microtek-Tiruvarur | Microtek-Tiruvarur | OP | HMF | 7fganx139252 | 2011-01-31 | 2012-01-23 | 17500 | 1225 | WORKING
1938 | NAGOOR | Inverter | C | upseb600 | 7FGANX139252 | 2011-01-21 | Microtek-Tiruvarur | Microtek-Tiruvarur | OP | OTHERS | 111 | 2011-01-21 | 2012-01-21 | 17500 | 1225 | WORKING
1939 | NAGOOR | Foetal Doppler | C | 9173 | DQTA1H2838 | 2011-11-24 | BPL | SRI KRISHNA HEALTH CARE~TVR | LABOUR WARD | OTHERS | PWS/25/10/2011 | 2011-11-24 | 2012-11-23 | 14250 | 997.5 | WORKING
1940 | NAGOOR | Weighing machine adult | C | prestige | WM/AT/1 | 2012-01-02 | Hardik meditech~Delhi-110009 | M/s.Alan Medical andamp; Laboratory Products~810~Annasalai~Vummidiars shopping center~Chennai-2 | NCD OP | TNHSP | TNHSP/TNMSC/ENGG/AG24/2011 | 2012-01-02 | 2013-01-01 | 598 | 41.86 | NO AMC
1941 | NAGOOR | Hot Air Oven/Hot Air Oven Digital/Digital Oven | C | hto111 | HOA111 | 2009-06-10 | solokraft chennai | solokraft chennai | LAB | TNMSC | TNHSP/TNMSC/ICB/P3E2/2009/28/01/2009 | 2009-06-10 | 2010-06-10 | 11953 | 836.71 | WORKING
1942 | NAGOOR | Ceiling Suspended Shadowless Lamp | B2 | NES271 | SLML111 | 2009-03-09 | JUPITER MFG COIMBATORE | JMW JUPITER MFG COIMBATORE | LABOUR WARD | DMS | 47975/S/P/1/2008DT/04/02/2009 | 2009-03-02 | 2009-03-09 | 41600 | 2912 | WORKING
1943 | NAGOOR | Electrolyte Analyser | B2 | AT02602092BK | ATO260209RBK | 2009-03-30 | ROBONIK INDIA LTD MUMBAI | ROBONIK INDIA PVT LTD MUMBAI | LAB | DMS | TNHSP/TMSC/1/ICBP3F22009 | 2009-03-30 | 2010-03-30 | 59500 |  | WRONG ENTRY
1944 | NAGOOR | Printer | C | HL5250DN | G8J705540 | 2009-02-27 | LIPI SYSTEMS CHENNAI | LIPI DATA SYSTEMS | SCAN ROOM | TNMSC | TNHSP/TNMSC/PIH7/2009 | 2009-03-23 | 2010-02-26 | 8500 | 595 | NO AMC
1945 | NAGOOR | Printer | C | HD250GO | JBS3FD003963 | 2010-12-22 | HCL INFOSYSTEMS | HCL INFOSYSTEMS | ALL OP WARD PHARMACY | TNHSP | TNHSP/ELCOT/ICB/COMP | 2011-08-08 | 2011-12-22 | 54588 | 3821.16 | NO AMC
1946 | NAGOOR | Magnavision Lamp | C | RLS1465 | 1111 | 2012-02-13 | SOLOKRAFTS CHENNAI | SOLOKRAFTS CHENNAI | NCD ROOM | TNMSC | TNHSP/TNMSC/ICB/AG31/2011/19.10.11 | 2012-02-13 | 2013-01-13 | 7337 | 513.59 | working
1947 | NAGOOR | Cyto-Centrifuge | B2 | BDI152 | 152 | 2012-02-13 | SOLOKRAFTS INDUSTRIES | SOLOKRAFTS INDUSTRIES CHENNAI | LABARATORY | TNHSP | TNHSP/TNMSC/AG29E/2011 .04.10.2011 | 2012-02-13 | 2013-02-12 | 5090 | 356.3 | NO AMC
1948 | NAGOOR | Computer | C | DISKTOP | CNOMO006B~0013~FG101211~SG151288~166~176~281~289~CHCPCO50 | 2011-01-18 | HCL | HCL INFOCES SYSTEM | ALL OP BLOCK | TNHSP | ELCOT/IT-INFRA/TNSWA | 2011-10-25 | 2012-10-22 | 26031 | 1822.17 | working
1949 | NAGOOR | Lab Incubator | C | BDI-54 | 73895 | 2009-05-22 | SOLOKRAFT CHENNAI | T.N.GOVT | LAB | TNMSC | TNHSP/TNMSC/ICB/P32/2009/20/01/ | 2009-06-10 | 2010-05-22 | 11953 | 836.71 | working
1950 | NAGOOR | Micro Centrifuge/Microliter Centrifuge | C | CF111 | CBB111 | 2009-06-10 | SOLOKRAFT CHENNAI | SOLOKRAFT CHENNAI | LAB | TNMSC | TNHSP/TNMSC/ICB/P3E2/2009/28.01/2009 | 2009-06-10 | 2010-06-22 | 10873 | 761.11 | working
1951 | NAGOOR | Operation Theatre Table - Electrical - All Type | B2 | OTT11 | OTT111 | 2009-02-23 | VIBASH COIMBATORE | VIBASH COIMBATORE SURGICAL | OPERATION THEATER | DMS | 51190/S/P/1/2008 | 2009-03-16 | 2010-02-22 | 157950 | 11056.5 | NO AMC
1952 | NAGOOR | Shadowless Lamp stand model | B | ANS034 | 1256 | 2009-03-16 | JUPITER MFG WORKS COIMBATORE | JUPITER MFG WORKS COIMBATORE | WARD | DMS | 47975/S/P/1/2008 | 2009-03-23 | 2010-03-16 | 26000 | 1820 | NO AMC
1953 | NAGOOR | Computer | C | V193HQ | ETLEPOCD16909121F14000 | 2009-03-30 | BROADLINECOMPUTERSYSTEMS NUNGAMBAKKAM CHENNAI | BROADLINE COMPUTER SYSTEM NUNGAMBAKKAM CHENNAI | SCAN ROOM | TNHSP | TNHSP/TNMSC/P1H1/2009 | 2009-03-30 | 2010-03-24 | 24890 | 1742.3 | WORKING
1954 | NAGOOR | Computer | C | VW19G2 | 0105BG0281761 | 2010-10-22 | HCL INFOSYSTEMS LTD PUDUCHERY | HCL INFOSYSTEMS LTD PUDUCHERY | DR OP ROOM | TNHSP | TNHSP/ELCOT/ICB/COMP/07/12/10/ | 2011-10-01 | 2011-12-31 | 26031 | 1822.17 | working
1955 | NAGOOR | Computer | C | VW19G2 | 0105BG0264241 | 2010-12-22 | HCL INFOSYSTEMS PUDUCHERY | HCL INFOSYSTEMS PUDUCHERY | X RAY ROOM | TNHSP | TNHSP/ELCOT/ICB/COMB/07/02/10/ | 2011-10-03 | 2012-12-31 | 26031 | 1822.17 | working
1956 | NAGOOR | Printer | C | BH000610 | JBS3FD003808 | 2010-12-22 | HCL INFOSYSTEMS PUDUCHERY | HCL INFOSYSTEMS PUDUCHERY | OPD ROOM | TNHSP | TNHSP/ELCOT/ICB/COMB/07/12/10 | 2011-10-03 | 2012-12-31 | 9098 | 636.86 | NO AMC
1957 | NAGOOR | Computer | C | VW19G2 | 0105BG0282001 | 2010-12-22 | HCL INFOSYSTEMS PUDUCHERY | HCL INFOSYSTEMS PUDUCHERY | INJECTION OP | TNHSP | TNHSP/ELCOT/ICB/COMP/07/12/10/ | 2011-10-01 | 2011-12-31 | 26031 | 1822.17 | working
1958 | NAGOOR | Computer | C | VW19G2 | 0105BG0264641 | 2010-12-22 | HCL INFOSYSTEMS PUDUCHERY | HCL INFO SYSTEMS PUDUCHERY | PHARMACY DISPENSARY | TNHSP | TNHSP/ELCOT/ICB/COMB/07/12/10/ | 2011-10-03 | 2011-12-31 | 26031 | 1822.17 | working
1959 | NAGOOR | Computer | C | VW19G2 | 0105BG0283631 | 2010-12-22 | HCL INFOSYSTEMS PUDUCHERY | HCL INFOSYSTEMS PUDUCHERY | PHARMACY MAIN STORE | TNHSP | TNHSP/ELCOT/ICB/COMB/07/12/10 | 2011-10-03 | 2011-12-31 | 26031 | 1822.17 | working
1960 | NAGOOR | Computer | C | VW19G2 | 0105BG0283051 | 2010-12-22 | HCL INFOSYSTEMS PUDUCHERY | HCL INFOSYSTEMS PUDUCHERY | LAB | TNHSP | TNHSP/ELCOT/ICB/COMB/07/12/10 | 2011-10-03 | 2011-12-31 | 26031 | 1822.17 | working
1961 | NAGOOR | Computer | C | VW19G2 | 0105BG0273151 | 2010-12-22 | HCL INFOSYSTEMS PUDUCHERY | HCL INFOSYSTEMS PUDUCHERY | FEMALE/MALE/MEDICAL WARD | TNHSP | TNHSP/ELCOT/ICB/COMB/07/12/10 | 2011-10-03 | 2012-12-31 | 26031 | 1822.17 | working
1962 | NAGOOR | Printer | C | BH000610 | JBV3FE002169 | 2010-12-22 | HCL INFOSYSTEMS PUDUCHERY | HCL INFOSYSTEMS PUDUCHERY | PHARMACY DISPENSARY | TNHSP | TNHSP/ELCOT/ICB/COMB/07/12/10 | 2011-10-03 | 2012-12-31 | 9098 | 636.86 | NO AMC
1963 | NAGOOR | Printer | C | BH000610 | JBS3FD003925 | 2010-12-23 | HCL INFOSYSTEMS PUDUCHERY | HCL INFOSYSTE | PHARMACY MAIN STORE | TNHSP | TNHSP/ELCOT/ICB/COMB/07/12/10 | 2011-10-03 | 2012-12-31 | 9098 | 636.86 | NO AMC
1964 | NAGOOR | Ultra Sound Scanner - Colour | B2 | LOGIQP3 | 56970WS7 | 2009-09-15 | WIPRO | WIPROGEHEALTH CAREBANGALORE INDIA | SCAN ROOM | TNHSP | TNHSP/TNMSC/ICB/P3E24/2009 | 2009-09-15 | 2012-09-15 | 674800 | 47236 | NO AMC
1965 | NAGOOR | Printer | C | BH000610 | JBS3FD003779 | 2010-10-22 | HCL INFOSYSTEMS P | HCL INFOSYSTEMS PUDUCHERY | FEMALE/MALE WARD | TNHSP | TNHSP/ELCOT/ICB/COMB/07/12/10 | 2011-10-03 | 2012-12-31 | 9098 | 636.86 | NO AMC
1966 | NAGOOR | Printer | C | BH000610 | JBS3FD003717 | 2010-12-23 | HCL INFOSYSTEMS PUDUCHERY | HCL INFOSYSTEMS PUDUCHERY | LAB | TNHSP | TNHSP/ELCOT/ICB/COMB/07/12/10 | 2011-10-03 | 2012-12-31 | 9098 | 636.86 | NO AMC
1967 | NAGOOR | X-ray Machine 100 mA | B2 | X RAY 111 |  |  |  | MEDFORD MEDICAL SYSTEM PVT LTDJAIPUR INDIA | [5 empty] | 0 | 0 | BLACK LISTED
1968 | NAGOOR | Water Drum with Heater | C | SEE15 | BS7082277 |  | BAJAJ MAJESTY ELECTRICAL LTD | BAJAJ MAJESTY ELECTRICAL LTD | LABOUR WARD | DMS |  |  |  | 0 | 0 | NO AMC
1969 | NAGOOR | Computer | C | Vw19G2 | 0105BG0282011 | 2010-12-22 | HCL INFOSYS LTD PUDUCHERY | HCL INFOSYSTEMS LTD | OP COUNTER | TNHSP | TNHSP/ELCOT/ICB/COMP/07/12/10/ | 2011-10-01 | 2011-12-31 | 26031 | 1822.17 | working
1970 | NAGOOR | Computer | C | VW19G2 | 010SBGO282091 | 2010-12-22 | HCL INFOTECH PUDUCHERY | HCL INFOTECH PUDUCHERY | DR ROOM | TNHSP | TNHSP/ELCOT/ICB/COMP/07/12/10 | 2011-10-01 | 2011-12-31 | 26031 | 1822.17 | working
1971 | NAGOOR | Printer | C | HL-52 | E64609G8J705540 | 2010-02-26 | LIPI DATA SYSTEMS CHENNAI | LIPI DATA SYSTEMS CHENNAI | SCAN ROOM | TNHSP | TNHSP/TNMSC/PIH7/2009 | 2009-02-27 | 2010-02-26 | 8500 | 595 | NO AMC
1972 | PORAYARU | Infusion pump | C | .INFA300 | E05070619 | 2007-05-19 | AKAS MEDICAL SYSTEM | AKAS MEDICAL SYSTEM | Ward | DMS | 103928/Sandamp;p | 2007-05-19 | 2008-05-18 | 25376 | 1776.32 | WORKING
1973 | PORAYARU | Foetal Doppler | C | NEOSTAR-1 | 301FQ333725 | 2013-03-14 | VIN BIOTECH SYSTEMS LTD. NO-2 II CROSS STREET .M.E.S ROAD. TAMBARAM 600059 TEL. 044-65462737 | micro care-trichy | LABOUR WARD | OTHERS | 132/S/1-DATE-05/03/2013-MEDICAL OFFICER GOVT.HOSPITAL -PORAIYAR | 2013-03-14 | 2014-03-13 | 7500 | 525 | working
1974 | PORAYARU | Refrigerator | C | 195mp 4 g hc/14284 | inc130732296 | 2013-03-30 | whirlpool | ama enterprises-karaikal | main store | OTHERS | 162/13/s-dt10/03/2013-mo~gh-poraiyar | 2013-03-30 | 2014-03-29 | 12000 | 840 | NO AMC
1975 | PORAYARU | Refrigerator | C | GL-195CL4 AIGZEBN | 308nrye060202 | 2014-03-24 | LG Electronics India Pvt.Ltd | AMA-KARAIKAL | main store | OTHERS | 198/mo~govt hospital poraiyar | 2014-04-30 | 2015-03-23 | 13000 | 910 | NO AMC
1976 | PORAYARU | Pulse Oximeter | B2 | RAD-8 | M73880 | 2014-07-16 | MASIMO CARPORATION | GRACE MFG.andamp;TRADING CO.308~311 ORIENTAL HOSUE NEW DELHI-110049 | CASUALTY | RCH | RCH-2/TNMSC/ENGG/E67/2014.DT.05.03.14 | 2014-07-16 | 2019-07-15 | 68968 | 4827.76 | NO AMC
1977 | PORAYARU | Pulse Oximeter | B2 | RAD-8 | M73881 | 2014-07-16 | MASIMO CARPORATION | GRACE MFG.andamp;TRADING CO.308~311 ORIENTAL HOUSE NEW DELHI-110049 | INJECTION OP | RCH | RCH-2/TNMSC/ENGG/E67/2014.DT.05.03.14 | 2014-07-16 | 2019-07-15 | 68968 | 4827.76 | NO AMC
1978 | PORAYARU | Foetal Doppler | C | NEODOP | FMPYR01 | 1997-04-06 | BET MEDICAL P LT | DMS | Labr.Room | DMS | 18198/CP2/ | 1997-04-06 | 1998-04-05 | 6000 | 420 | WORKING
1979 | PORAYARU | Foetal Doppler | C | PHONEXIX | MWI-99 | 2003-08-22 | ASSOCIATED | Associated Surgicals | Ward | DMS |  | 2003-08-22 | 2004-08-21 | 5150 | 360.5 | WORKING
1980 | PORAYARU | Weighing machine infant | C | DOMASTIC | WMBPYR02 | 1997-02-26 | ASSOCIATED | Associated Surgicals | Ward | DMS | 67990/08 | 1997-02-26 | 1998-02-25 | 510 | 35.7 | NO AMC
1981 | PORAYARU | Weighing machine infant | C | BOLDEL | WMBPYR01 | 1992-06-23 | ASSOCIATED | Associated Surgicals | Ward | DMS | 14/92-93 | 1992-06-23 | 1993-06-22 | 448 | 31.36 | NO AMC
1982 | PORAYARU | Radiant Warmer | C | 1999-01-01 | RW LCB-2 | 1996-03-30 | PHOENIX MEDICAL SYSTEM | PHOENIX MEDICAL SYSTEM | Labr.Ward | IPPV |  | 1996-03-30 | 1997-03-30 | 14208 | 994.56 | WORKING
1983 | PORAYARU | Phototherapy Unit | C | CE61H/M5 | 1134 | 1996-03-26 | MEDITRIN INSTRUMENTS | Bet Medical | Labr.Ward | IPPV | 40/S2/LCB/1/95 | 1996-03-26 | 1997-03-25 | 12062 | 844.34 | working
1984 | PORAYARU | Radiant Warmer | C | OCW100 | 2994 | 2008-12-17 | PHOENIX MEDICAL SYSTEM | Datex Ohmeda | L.WARD | TNHSP | TNHSP/P3E9/2008 | 2008-12-17 | 2009-12-17 | 18720 | 1310.4 | NO AMC
1985 | PORAYARU | Suction Apparatus - Foot operated | B | FOOT TYPE | SAFPYR08 | 1996-05-28 | SABERWAL | SABERWAL BROS | Labr.Room | IPPV | 40/S2/ICB2/95.13/12/95 | 1996-05-28 | 1997-05-27 | 0 | 0 | NO AMC
1986 | PORAYARU | Suction Apparatus - Electrical | C | CABINET | SAPYR07 | 2007-01-23 | VISHAL | VISHAL | LAB WARD | TNMSC | 12238/TNMSC/2-1-2007 | 2007-01-23 | 2008-01-22 | 4410 | 308.7 | NO AMC
1987 | PORAYARU | Suction Apparatus - Electrical | C | ELEC. OPE | SAPYR06 | 1996-05-19 | LEADING | LEADING INDIA SURG | LAB.WARD | IPPV | 40/S2/(2)/ICB/3/95 | 1996-05-19 | 1997-05-18 | 0 | 0 | NO AMC
1988 | PORAYARU | B.P.apparatus table model | C | BOX | 10506 | 2010-10-11 | diamont | GURU AGEN MYD | WARD | OTHERS | 48/10~MO GH PORAIYAR | 2010-10-11 | 2011-10-10 | 1192 | 83.44 | working
1989 | PORAYARU | B.P.apparatus table model | C | BOXTYPE | BPABPYR05 | 2007-03-06 | diamont | associated surgical | Labr.Ward | TNMSC | 12238 | 2007-03-06 | 2008-03-05 | 520 | 36.4 | working
1990 | PORAYARU | B.P.apparatus table model | C | BOX TYPE | BPAB-PYR04 | 2007-03-06 | DIAMOND | ASSOCIATED | OP | TNMSC | 12238/TNMSC | 2007-03-06 | 2008-03-05 | 520 | 36.4 | working
1991 | PORAYARU | Laryngoscope(Adult) | C | LC ADULT 2 BLADE | LC PYR 03 | 1993-08-10 | ASSOCIATED | JDHS NAGAI | OP | JDHS |  | 1993-08-10 | 1994-08-09 | 770 | 53.9 | working
1992 | PORAYARU | Laryngoscope(Adult) | C | LC ADULT 3 BLADE | LCPYR/01 | 1997-05-05 | ASSOCIATED | ASSOCIATED SURGICAL | OP | DMS | 67990/082/1/96/DMS | 1997-05-05 | 1998-05-04 | 562 | 39.34 | working
1993 | PORAYARU | Laryngoscope(Paediatric) | C | LC PED SINGLE | LC PYR 03(P) | 2007-02-06 | M.C.DALAL | M.C.DALAL | OP | TNMSC | 12238/TNMSC/06-07 | 2007-02-06 | 2008-02-05 | 513 | 35.91 | working
1994 | PORAYARU | ECG machine ordinary | B | MICRO R | 3514 | 2006-09-06 | Solocrafts | SOLOKRAFT INDUSTRIES | Ward | DMS | 266910006 | 2006-09-06 | 2007-09-06 | 23850 | 1669.5 | working
1995 | PORAYARU | Autoclave Mini | B | MINI AUTO CLOVE | PYR ACM/3 | 1995-03-17 |  | MEENA | OP | IPPV |  | 1995-03-17 | 1996-03-16 | 4888 |  | CONDEMNED
1996 | PORAYARU | Autoclave Mini | B | MINI AC | PYR AC/M-1 | 1996-01-31 | MEENA | MEENA SURGICAL | Ward | IPPV | 40/S2/ICB/3/95 | 1996-03-17 | 1997-03-16 | 4888 | 342.16 | NO AMC
1997 | PORAYARU | Auto Clave HP Vertical (2 bin) | C | VERTICAL AUTO 2BIN | PYR.AC/04 | 2009-03-03 | VISHAL | VISHAL | Ward | DMS | 51190/Sandamp;P/1/2008 | 2009-03-03 | 2010-03-02 | 16300 | 1141 | working
1998 | PORAYARU | Auto Clave HP Vertical (2 bin) | C | VERTICAL AUTO 2BIN | PYR.AC/03 | 2007-05-04 | SOLOKRAFT | SOLOKRAFT INDUSTRIES | Ward | TNMSC | 12238/TNMSC/ENGG/06 | 2007-05-04 | 2008-04-04 | 29800 | 2086 | working
1999 | PORAYARU | Alpha Bed with motor | C | 9p-047040 | N-1506000536 | 2007-07-07 | APEX | JUPITER MANUFACTURING WORKS | OP | DMS | 35047/Sandamp;/1/07 | 2007-07-07 | 2008-07-06 | 6600 | 462 | working
2000 | PORAYARU | Shadowless Lamp stand model | B | MOBILE | SDLPYR01 | 2007-07-21 | ASSOCIATED | ASSOCIATED | OT | TNMSC | 12238/TNMSC/ENGG/06-07 | 2007-07-21 | 2008-07-20 | 10750 | 752.5 | NO AMC
2001 | PORAYARU | Operation Table Hydraulic Major | B2 | MANUAL TYPE | OTPYR 01 | 2008-01-11 |  | RECEIVED FROM GH. MAILADUTURAI | OT | OTHERS |  | 2008-01-11 |  | 0 | 0 | NO AMC
2002 | PORAYARU | Formaline dispenser | C | FORMAL | ASDIS PYR.2 | 1997-03-10 | SOURTHEN | SISCO | Ward | DMS | 67990/Sandamp;P/1/96/ | 1997-03-10 | 1998-03-09 | 3210 | 224.7 | WORKING
2003 | PORAYARU | Binocular Mircroscope | B2 | MLW LAB/ JPMIA | 320008-980715 | 1998-11-18 | Unilab | DD MED TB TNJ | Lab | OTHERS |  | 1998-11-18 | 1999-11-18 | 0 | 0 | working
2004 | PORAYARU | Nebuliser Adult | C | FLOWNEB | 122535 | 2003-08-22 | ASSOCIATE | ASSOCIATE | OP | OTHERS |  | 2003-08-22 | 2004-08-21 | 2200 | 154 | working
2005 | PORAYARU | Nebuliser Adult | C | NEBU | NABUPYR 02 | 1996-03-30 | ASSOCIATED | Associated Surgicals | OP | IPPV | 40/S2/LCB/295 | 1996-03-30 | 1997-03-29 | 4010 | 280.7 | working
2006 | PORAYARU | Dental X ray machine | C | X-RAY HEAD KV 70 | BG15002 | 1999-04-12 | NEW LIFE RADIOLOGY | CONFIDENT | Dental OP | DMS | 106314/1/1998 | 1999-04-12 | 2000-04-11 | 52262 | 3658.34 | working
2007 | PORAYARU | Water Drum with Heater | C | WDEPYR03 | WDEPYR 03 | 1997-08-12 | GENTLET | GENT LET LMT | Hqr-Nagai | DMS | JDHS NAGAI | 1997-08-12 | 1998-08-12 | 936 | 65.52 | NO AMC
2008 | PORAYARU | Water Drum with Heater | C | DRU HEATER | WDEPYR02 | 1997-02-21 | MODERN | MODERN | OP | DMS | 37308/T1/3/95 | 1997-02-21 | 1998-02-20 | 936 | 65.52 | NO AMC
2009 | PORAYARU | Water Drum with Heater | C | DRU-HEATER | WDEPYR01 | 1997-02-21 | MODERN | MODERN | OP | DMS | 37308/T1/3/95 | 1997-02-21 | 1998-02-20 | 936 | 65.52 | NO AMC
2010 | PORAYARU | Refrigerator | C | 165LTS | 3380726 | 1996-03-21 | Godrej | MRS | Store | DMS | 89434/95 |  | 1997-03-20 | 8200 | 574 | NO AMC
2011 | PORAYARU | Refrigerator | C | 165LTS | 3250555 | 1996-03-21 | Godrej | MRS | OP | DMS | 89434/95 | 1997-03-21 | 1997-03-20 | 8200 | 574 | NO AMC
2012 | PORAYARU | Generator | C | YAM AHA PORTABLE | GEN PYR.01 | 1996-03-29 | Birla Yamaha | SUBASREE ELECT | Female Ward | DMS | 40/S2/ICB3 | 1996-02-29 | 1997-02-28 | 0 |  | CONDEMNED
2013 | PORAYARU | Generator | C | EXL2000 | C0701143 | 2007-08-03 | Honda | WELCOME | Female Ward | OTHERS | 727/06-N1 | 2007-08-03 | 2009-08-02 | 44450 | 3111.5 | working
2014 | PORAYARU | Ultra Sonogram -MOBILE | B | UF4500N | 12151488 | 1996-06-17 | FUKUDA DENSHI CO | Kody Elcot | Scan Room | IPPV | 4540/S1/I/ICB/IV/95 | 1996-06-17 | 1997-06-17 | 318049 | 22263.43 | NO AMC
2015 | PORAYARU | Ultra Sonogram -MOBILE | B | SONATA | N-0346339 | 2003-03-28 | Landamp;T | Landamp;T | Scan Room | DMS | 7014/SPS/1/2003 | 2003-03-28 | 2004-03-28 | 299999 | 20999.93 | NO AMC
2016 | PORAYARU | Nebuliser Adult | C | RTACTION MAKE | NABPYR 01 | 1999-05-13 | ASSOCIATE | ASSOCIATE | WARD | DMS | 29550/CB-2 | 1999-05-13 | 2000-05-12 | 4420 | 309.4 | working
2017 | PORAYARU | Needle destroyer / Syringe Destroyer | C | REPROSPAARK | 10050 | 2008-10-18 | Glo Life Care | Glo Life Care | WARD | TNHSP | BMWM/1/08 | 2008-10-18 | 2009-05-11 | 755 | 52.85 | working
2018 | PORAYARU | Needle destroyer / Syringe Destroyer | C | REPROSPAARK | 10049 | 2008-10-18 | Glo Life Care | Glo Life Care | WARD | TNHSP | BMWM/1/08 | 2008-10-18 | 2009-05-11 | 755 | 52.85 | working
2019 | PORAYARU | Needle destroyer / Syringe Destroyer | C | REPROSPAARK | 10048 | 2008-10-18 | Glo Life Care | Glo Life Care | WARD | TNHSP | BMWMI/1/08 | 2008-10-18 | 2009-05-11 | 755 | 52.85 | working
2020 | PORAYARU | Needle destroyer / Syringe Destroyer | C | REPROSPAARK | 10047 | 2008-10-18 | Glo Life Care | Glo Life Care | WARD | TNHSP | BMWM//1/08 | 2008-10-18 | 2009-05-11 | 755 | 52.85 | working
2021 | PORAYARU | Needle destroyer / Syringe Destroyer | C | REPROSPAARK | 10046 | 2008-10-18 | Glo Life Care | Glo Life Care | LAB | TNHSP | TNHSP/ENGG/BMWM/08 | 2008-05-11 | 2009-05-11 | 755 | 52.85 | WORKING
2022 | PORAYARU | Needle destroyer / Syringe Destroyer | C | REPROSPAARK | 10045 | 2008-10-18 | Glo Life Care | Glo Life Care | OP | TNHSP | TNHSP/ENGG/BMWM/08 | 2008-10-18 | 2009-05-11 | 755 | 52.85 | WORKING
2023 | PORAYARU | Electri centrifuger | C | MICRO-HEMATOCRIT | PYR CF-01 | 1996-04-04 | UNI PHARMA | Uni Pharma | LAB | IPP V | 40/S2C2/ICB3/95 | 1996-04-04 | 1997-04-04 | 10873 | 761.11 | working
2024 | PORAYARU | X.ray lobby single | C |  | 36 | 2007-04-05 | SOLOKRAFT INDUSTRIES | SOLOKRAFT INDUSTRIES | OP | TNMSC | 12238/TNMSC/ENGG/06 | 2007-04-05 | 2007-04-05 | 2850 | 199.5 | NO AMC
2025 | PORAYARU | Operation Table Hydraulic Major | B2 | HYDRAULIC MAJOR | 4007 | 2009-03-05 | VIBASH | VIBASH-COIMBATORE | OT | DMS | 51190/Sandamp;P | 2009-03-05 | 2010-03-04 | 164268 | 11498.76 | NO AMC
2026 | PORAYARU | Weighing Machine Electronic | C | PAE026 | 252-S | 2009-01-23 | SURYA | SURYA SURGICAL | L.WARD | DMS | 51190/Sandamp;P/1/08 | 2009-01-23 | 2010-01-23 | 10500 | 735 | NO AMC
2027 | PORAYARU | Auto Clave HP Vertical (2 bin) | C | VERTICAL AUTO 2BIN | PYR. AC/2 | 2009-03-14 | SOLOKRAFT INS | SOLOKRAFT INDUSTRIES | OP | IPPV | 51190/Sandamp;P/1/2008 | 2009-03-14 | 2010-03-13 | 18500 | 1295 | working
2028 | PORAYARU | Suction Apparatus - Electrical | C | CABINET | SAPYR05 | 2007-01-23 | VISHAL | VISHAL HOSPITAL STEEL FURNITURE | OP | TNMSC | 12238/TNMSC | 2007-01-23 | 2008-01-22 | 4410 | 308.7 | NO AMC
2029 | PORAYARU | Suction Apparatus - Electrical | C | CABINET2 | SAPYR04 | 2009-03-03 | VISHAL | VISHAL HOSPITAL STEEL FURNITURE | OT | TNHSP | TNHSP/TNMSC/P3E8/2008 | 2009-03-03 | 2010-03-02 | 3900 | 273 | NO AMC
2030 | PORAYARU | Suction Apparatus - Electrical | C | CABINET-2 | SAPYR03 | 2009-03-03 | VISHAL | JUPITER MANUFACTURING WORKS | WARD | TNHSP | TNHSP/TNMSC/P3E8/2008 | 2009-03-03 | 2010-03-02 | 3900 | 273 | NO AMC
2031 | PORAYARU | Auto Clave HP Vertical (2 bin) | C | VERTICAL AUTO 2BIN | PYR. AC /01 | 2009-03-03 | VISHAL | VISHAL HOSPITAL STEEL FURNITURE | OP | DMS | 51190/Sandamp;P/1/2008 | 2009-03-03 | 2010-03-02 | 16300 | 1141 | working
2032 | PORAYARU | Printer | C | HL5250DN | E64609G8J705452 | 2009-03-12 | BROTHER | LIPI DATA SYSTEM | OFFICE | TNHSP | TNHSP/C/P1HE1/08 | 2009-03-12 | 2010-03-11 | 8840 | 618.8 | NO AMC
2033 | PORAYARU | Computer | C | DESKTOP | ETLEPOCOI6909111FDC4000~AWP24G23209082116LE | 2009-03-31 | ACER | BROADLINE COMPUTOR | OFFICE | TNHSP | TNHSP/PIH1/2009 | 2009-03-31 | 2010-03-31 | 24890 | 1742.3 | WORKING
2034 | PORAYARU | UPS | C |  | MKP12548 | 2009-10-04 | R.K.TECH | R.K TECH HARD andamp;SOFT PVT LTD | OFFICE | TNHSP | TNHSP/P146/08 | 2009-10-04 | 2010-10-04 | 7900 | 553 | NO AMC
2035 | PORAYARU | Suction Apparatus - Electrical | C | CABINET | SAPYR02 | 2009-03-18 | JUPITER | GENERAL SURGICAL | OP | DMS | 47975/Sandamp;P/1/2008 | 2009-03-18 | 2010-03-17 | 5500 | 385 | NO AMC
2036 | PORAYARU | Binocular Mircroscope | B2 | BDI-13 | 22360 | 2009-06-09 | BD.INS | SOLOKRAFT INDUSTRIES | LAB | TNHSP | TNHSP/ICE/P3E2/2009 | 2009-09-06 | 2010-06-10 | 9393 | 657.51 | working
2037 | PORAYARU | Binocular Mircroscope | B2 | BDI-13 | 22148 | 2009-06-09 | B.D.INS | SOLOKRAFT INDUSTRIES | LAB | TNHSP | TNHSP/ICE/P3E2/2009 | 2009-06-09 | 2010-06-08 | 9393 | 657.51 | working
2038 | PORAYARU | Electri centrifuger | C | REMI | CDLC1064 | 2009-06-09 | SOLOKRAFT | SOLOKRAFT INDUSTRIES | LAB | TNHSP | ICE/P3E4/2009/TNHSP | 2009-06-09 | 2010-06-08 | 10873 | 761.11 | working
2039 | PORAYARU | Hot Air oven | C | BDI-50 LOBATECH | 76294 | 2009-06-09 | B.D.INS | SOLOKRAFT INDUSTRIES | LAB | TNHSP | TNHSP/TNMSC/ICE/P3E2 | 2009-09-06 | 2010-06-08 | 11953 | 836.71 | working
2040 | PORAYARU | Lab Incubator | C | BDI54LOBOTECH | 93759 | 2009-09-06 | B.D INSTRUMANTON | SOLOKRAFT INDUSTRIES | LAB | TNHSP | TNHSP/TNMSC/ICE/P3E2/2009 | 2009-09-06 | 2010-09-05 | 11953 | 836.71 | working
2041 | PORAYARU | Stethoscope | C | DELUXE | SC.PYR 04 | 2009-07-22 | MICRO-TONE | MAHALAKSHMI AGENCY | OP | OTHERS | 156/09 | 2009-07-22 | 2010-07-22 | 442 | 30.94 | NO AMC
2042 | PORAYARU | Stethoscope | C | DELUXE | SC.PYR 03 | 2009-07-22 | MICRO-TONE | MAHALAKSHMI AGENCY | OP | OTHERS | 156/09 | 2009-07-22 | 2010-07-22 | 442 | 30.94 | NO AMC
2043 | PORAYARU | Suction Apparatus - Electrical | C | CABINET | SAPYR 01 | 2009-03-03 | vishal hospital | VISHAL HOSPITAL STEEL FURNITURE | casuvalty | DMS | 51190/Sandamp;P/1/2008-2 | 2009-03-03 | 2010-03-03 | 4410 | 308.7 | NO AMC
2044 | PORAYARU | Auto Clave HP Vertical (2 bin) | C | VERTICAL AUTO 2BIN | 466 | 2009-08-19 | solokrafts | JDHS-NAGAI | theater | NRHM | - | 2009-08-19 | 2010-08-19 | 18500 | 1295 | working
2045 | PORAYARU | Magnavision Lamp | C |  |  | 2012-02-02 | M/S.SOLOKRAFT iNDUSTRIES~ CHENNAI | M/S.SOLOKRAFT iNDUSTRIES~ CHENNAI | STORE | TNHSP | TNHSP/TNMSC/ICB/AG31/2011 DT.19.10.2011 | 2012-02-02 | 2013-02-01 | 6987 | 489.09 | working
2046 | PORAYARU | Electri centrifuger | C | BDI 152 | 20111934 | 2012-01-12 | SOLOKRAFTS | SOLOKRAFTS INDUSTRIES NO~27 K.M.A GARDEN INDUSTRIAL ESTATE KODUNGAIYUR CHENNAI | NCD | TNHSP | TNHSP/TNMSC/AG29E/2011DT04/10/2011 | 2012-02-02 | 2012-02-01 | 10873 | 761.11 | working
2047 | PORAYARU | Needle destroyer / Syringe Destroyer | C | MCP H/D | ENT PYR 02 | 2012-07-26 | MEDICARE PRODUCTS LTD | ENKAY AGENGIES TVR | INJ OP | OTHERS | 21/2012/MO GH.PORAIYAR | 2012-07-26 | 2013-07-25 | 1475 | 103.25 | NO AMC
2048 | PORAYARU | Magnavision Lamp | C | MAGNSCOPE | RLI PYR 01 | 2012-02-02 | SOLAKRAFTS | SOLAKRAFTS | NCD | TNHSP | TNHSP/TNMSC/ICB/AG31/2011 | 2012-02-02 | 2013-02-01 | 7337 | 513.59 | working
2049 | PORAYARU | Needle destroyer / Syringe Destroyer | C | HEAVY DUTY | 103 | 2011-10-20 | DUCK | MAHALAKSHMI | OP | OTHERS | 152/12/MO GH | 2011-10-20 | 2012-10-19 | 1942 | 135.94 | NO AMC
2050 | PORAYARU | Needle destroyer / Syringe Destroyer | C | HEAVY DUTY | 101 | 2011-10-20 | DUCK | MAHALAKSHMI | OP | OTHERS | 152/11 MO GH PORAIYAR | 2011-10-20 | 2011-10-19 | 1942 | 135.94 | NO AMC
2051 | PORAYARU | Needle destroyer / Syringe Destroyer | C | HEAVY DUTY | 102 | 2011-10-20 | DUCK | MAHALAKSHMI | OP | OTHERS | 152/11/MO GH | 2011-10-20 | 2012-10-19 | 1942 | 135.94 | NO AMC
2052 | PORAYARU | Needle destroyer / Syringe Destroyer | C | IPEC | 105 | 2012-07-25 | MCP | ENKEY | OP | OTHERS | 152/12/MO GH | 2012-07-25 | 2013-07-24 | 1475 | 103.25 | NO AMC
2053 | PORAYARU | Needle destroyer / Syringe Destroyer | C | HEAVYDUTY | 104 | 2011-10-20 | DUCK | MAHALAKSHMI | OP | OTHERS | 152/11/MO GH.PYR | 2011-10-20 | 2012-10-19 | 1942 | 135.94 | NO AMC
2054 | PORAYARU | Binocular Mircroscope | B2 | BDI13B | 21826 | 2012-06-23 |  | DEPUTY DIRECTOR TB | LAB | JDHS |  | 2012-06-23 |  | 9393 | 657.51 | working
2055 | PORAYARU | Cyto-Centrifuge | B2 | BDI-154 | 73787 | 2012-01-02 | SOLAKRAFTS | SOLAKRAFTS | LAB | TNHSP | TNHSP/TNMSC/AG29E/2011 | 2012-02-02 | 2013-02-01 | 5090 | 356.3 | working
2056 | PORAYARU | Needle destroyer / Syringe Destroyer | C | MCP H/D | END PYR 05 | 2012-07-26 | MCP | ENKEY TVR | OP | OTHERS | 21/2012.MO GH PYR | 2012-07-26 | 2013-07-25 | 1475 | 103.25 | NO AMC
2057 | PORAYARU | B.P.apparatus table model | C | BOX | 51998 | 2010-10-11 | DIAMOND | GURU AGEN MYD | WARD | OTHERS | 48/10MO GH PORAIYAR | 2010-10-11 | 2011-10-10 | 1192 | 83.44 | working
2058 | PORAYARU | Computer | C | LX INFINITI PRO BL 1350 | 0105BG027701~C101AA533615 | 2010-12-23 | HCL | HCL | FM WARD | TNHSP | TNHSP/ELCOT/ICB/COMP 07/12/10 | 2011-10-21 | 2012-04-01 | 26031 | 1822.17 | working
2059 | PORAYARU | Computer | C | LX INFINITI PRO BL 1350 | 0105BG0278881~C101AA534305 | 2010-12-23 | HCL | HCL | OP-REG | TNHSP | TNHSP/ELCOT/ICB/COMP/07/12/10 | 2011-10-21 | 2012-04-01 | 26031 | 1822.17 | working
2060 | PORAYARU | Computer | C | LX INFINITI PRO BL 1350 | 0105BG0264021~C101AA533869 | 2010-12-23 | HCL | HCL | MAIN STORE | TNHSP | TNHSP/ELCOT/ICB/COMP 07/12/10 | 2010-10-23 | 2012-04-01 | 26031 | 1822.17 | working
2061 | PORAYARU | Computer | C | LX INFINITI PRO BL 1350 | 0105BG264551~C101AA534279 | 2010-12-23 | HCL | HCL | INJ OP -FM | TNHSP | TNHSP/ELCOT/ICB/COMP 07/12/10 | 2011-10-21 | 2012-04-01 | 26031 | 1822.17 | working
2062 | PORAYARU | Computer | C | LX NIFINITI PRO BL 1350 | 0105BG0279361~C101AA533872 | 2010-12-23 | HCL | HCL | GEN. OP | TNHSP | TNHSP/ELCOT/ICB/COMP/07/12/10 | 2011-10-21 | 2012-04-01 | 26031 | 1822.17 | working
2063 | PORAYARU | Needle destroyer / Syringe Destroyer | C | MCP H/D | END PYR 06 | 2012-07-26 | MCP | ENKEY TVR | OP | OTHERS | 21/2012.MO GH PYR | 2012-07-26 | 2013-07-25 | 1475 | 103.25 | NO AMC
2064 | PORAYARU | B.P.apparatus table model | C | BOX | 29212 | 2010-10-11 | DIAMOND | GURU AGEN MYD | OP | OTHERS | 48/10-MO GH PYR | 2010-10-11 | 2011-10-10 | 1270 | 88.9 | working
2065 | PORAYARU | B.P.apparatus table model | C | BOX | 29211 | 2010-10-11 | DIOMOND | GURU AGEN MYD | MAIN-STORE | OTHERS | 48/10 MO/GH-PYR | 2010-10-11 | 2011-10-10 | 1270 | 88.9 | working
2066 | PORAYARU | Computer | C | LX INFINITI PRO BL 1350 | 0105BG0276261/C101AA534948 | 2010-12-23 | HCL | HCL | PHARMACY-1 | TNHSP | TNHSP/ELCOT/ICB/COMP.07/12/10 | 2011-10-21 | 2012-04-01 | 26031 | 1822.17 | working
2067 | PORAYARU | Washing Machine | B2 | RVWE8 | RVWE8/1001 | 2011-11-10 | RAMSAN | GH.VEDARANIYAM | WASING ROOM | OTHERS |  | 2011-11-10 | 2011-11-09 | 0 | 0 | NO AMC
2068 | PORAYARU | B.P.apparatus table model | C | BOX | 29213 | 2010-10-11 | DIAMOND | GURU AGEN MYD | MAIN-STORE | OTHERS | 48/10~MO/GH -PYR | 2010-10-11 | 2011-10-10 | 1270 | 88.9 | working
2069 | PORAYARU | Computer | C | LX INFINITI PRO BL 1350 | 0105BG0263531~C101AA533407 | 2010-12-23 | HCL | HCL | OP FM | TNHSP | TNHSP/ELCOT/ICB/COMP/07/12/10 | 2011-10-21 | 2012-04-01 | 26031 | 1822.17 | working
2070 | PORAYARU | Computer | C | LX INFINITI PRO BL 1350 | 0105BG0276261~C101AA534948 | 2010-12-23 | HCL | HCL | PHARM -1 | TNHSP | TNHSP/ELCOT/ICB/COMP 07/12/10 | 2011-10-21 | 2012-04-01 | 26031 | 1822.17 | working
2071 | PORAYARU | Computer | C | LX INFINITI PRO BL 1350 | 0105BG0288161~C101AA534331 | 2010-12-23 | HCL | HCL | INJ OP -M | TNHSP | TNHSP/ELCOT/ICB/COMP | 2011-10-21 | 2012-04-01 | 26031 | 1822.17 | working
2072 | PORAYARU | Computer | C | LX INFINITI PRO BL 1350 | 0105BG0264111~C101AA534994 | 2010-12-23 | HCL | HCL | MALE OP | TNHSP | TNHSP/ELCOT/ ICB/COMP 07/12/10 | 2011-10-21 | 2012-04-01 | 26031 | 1822.17 | working
2073 | PORAYARU | Computer | C | LX INFINITI PRO BL1350 | 0105BG00278681/C101AA534336 | 2010-12-23 | HCL | HCL | STORE | TNHSP | TNHSP/ELCOT/ICB/COMP..07/12/10 | 2011-10-21 | 2012-04-01 | 26031 | 1822.17 | working
2074 | PORAYARU | Printer | C | TVSE HD250 GOLD | JBS3FDOO3740 | 2010-12-23 | TVS | HCL | MAIN STORE | TNHSP | TNHSP/ELCOT/ICB/.07/12/10 | 2010-10-21 | 2012-04-01 | 9671 | 676.97 | NO AMC
2075 | PORAYARU | Printer | C | HD250GOLD | JBS3F0003895 | 2010-12-23 | TVS | HCL | INJ OP-FM | TNHSP | TNHSP/ELCOT/ICB/COMP | 2011-10-21 | 2012-04-01 | 9671 | 676.97 | NO AMC
2076 | PORAYARU | Computer | C | LX INFINITI PRO BL 1350 | 0105BG0272681~C101AA533810 | 2010-12-23 | HCL | HCL | PHARM-2 | TNHSP | TNHSP/ELCOT/ICB/COMP 07/12/10 | 2011-10-21 | 2012-04-01 | 26031 | 1822.17 | working
2077 | PORAYARU | Computer | C | LX INFINITI PRO BL1350 | 0105BG023771/C101AA533796 | 2010-12-23 | HCL | HCL | LAB | TNHSP | TNHSP/ELCOT/ICB/COMP/07/12/10 | 2011-10-21 | 2012-04-01 | 26031 | 1822.17 | working
2078 | PORAYARU | Computer | C | LX INFINITI PRO BL 1350 | 0105BG0288841/C101AA534996 | 2010-12-23 | HCL | HCL | STORE | TNHSP | TNHSP/ELCOT/ICB/COMP..07/12/10 | 2011-10-21 | 2012-04-01 | 26031 | 1822.17 | working
2079 | PORAYARU | Printer | C | TVSE HD250 GOLD | JBJ3FD002808 | 2009-12-23 | TVS | HCL | PHARM-1 | TNHSP | TNHSP/ELCOT/ICB/COMP. 07/12/10 | 2011-10-21 | 2012-04-01 | 9671 | 676.97 | NO AMC
2080 | PORAYARU | Printer | C | HD250GOLD | JB03FD003320 | 2010-12-23 | TVS | HCL | OP-REG | TNHSP | TNHSP/ELCOT/ICB/07/12/10 | 2011-10-01 | 2012-04-01 | 9671 | 676.97 | NO AMC
2081 | PORAYARU | Computer | C | LX INFINITI PRO BL 1350 | 0105BG0288591/C101AA533574 | 2010-12-23 | HCL | HCL | DENTAL OP | TNHSP | TNHSP/ELCOT/ICB/COMP/07/12/10 | 2011-10-21 | 2012-04-01 | 26031 | 1822.17 | working
2082 | PORAYARU | Computer | C | LX INFINITI PRO BL1350 | 0105BG00288771/C101AA533575 | 2010-12-23 | HCL | HCL | STORE | TNHSP | TNHSP/ELCOT/ICB/COMP..07/12/10 | 2011-10-21 | 2012-04-02 | 26031 | 1822.17 | working
2083 | PORAYARU | Printer | C | HD250GOLD | JBS3FD003972 | 2010-12-23 | TVS | HCL | FM WARD | TNHSP | TNHSP/ELCOT/ICB/07/12/10 | 2011-10-21 | 2012-04-01 | 9671 | 676.97 | NO AMC
2084 | PORAYARU | Computer | C | LX INFINITI PRO BL1350 | 0105BG0288781/C101AA533576 | 2010-12-23 | HCL | HCL | MALE WARD | TNHSP | TNHSP/ELCOT/ICB/COMP.07/12/10 | 2011-10-21 | 2012-04-01 | 26031 | 1822.17 | working
2085 | PORAYARU | Printer | C | HD250 GOLD | JBI3F0002435 | 2010-12-23 | TVS | HCL | LABARATORY | TNHSP | TNHSP/ELCOT/ICB/COMP07/12/10 | 2011-10-21 | 2012-04-01 | 9671 | 676.97 | NO AMC
2086 | PORAYARU | Needle destroyer / Syringe Destroyer | C | MCP H/D | ENT PYR 03 | 2012-07-26 | MCP | ENKEY TVR | INJ OP | OTHERS | 21/2012.MO GH PYR | 2012-07-26 | 2013-07-25 | 1475 | 103.25 | NO AMC
2087 | PORAYARU | Needle destroyer / Syringe Destroyer | C | MCP H/D | ENT PYR 04 | 2012-07-26 | MCP | ENKEY TVR | INJOP | OTHERS | 21/2012.MO GH PORAIYAR | 2012-07-26 | 2013-07-25 | 1475 | 103.25 | NO AMC
2088 | PORAYARU | Printer | C | TVSE HD250 GOLD | JBS3FD003923 | 2010-12-23 | TVS | HCL | PHARM-2 | TNHSP | TNHSP/ELCOT/ICB/COMP. 07/12/2010 | 2011-10-21 | 2012-04-01 | 9671 | 676.97 | NO AMC
2089 | PORAYARU | Printer | C | HD250GOLD | JBO3FD003288 | 2010-12-23 | TVS | HCL | INJ OP-MALE | TNHSP | TNHSP/ELCOT/ICB/COMP | 2011-10-21 | 2012-04-01 | 9671 | 676.97 | NO AMC
2090 | PORAYARU | Printer | C | HD250GOLD | JBS3FD003975 | 2010-12-23 | TVS | HCL | STORE | TNHSP | TNHSP/ELCOT/ICB/COMP07/12/10 | 2011-10-21 | 2012-04-01 | 9671 | 676.97 | NO AMC
2091 | PORAYARU | Weighing machine adult | C | BOTH TYPE | WMAPYR06 | 2012-02-04 | ALAN | ALEN | NCD | TNHSP | TNHSP/TNMSC/AG24 | 2012-02-04 | 2013-02-03 | 627 | 43.89 | NO AMC
2092 | PORAYARU | Mannual Colposcope | C | ARI 11 -ID | COL PYR 01 | 2012-09-01 | ARI TECHNOLGY GROUP CO.LTD.~ CHINA | SOUTH INDIA SURGICAL CO.LTD .117/65 WALLAJA ROAD CHENNAI 600002PH. 044-42195555 | NCD ROOM | TNHSP | TNHSP/TNMSC/ENGG/AG30/2011 | 2012-09-24 | 2013-09-23 | 136500 | 9555 | working
2093 | PORAYARU | Defibrillator with Monitor | B2 | HEART STAT FRx phillps | B12C06095 | 2012-06-05 | PHILLPS | PHILLPS ELECTRONICS INDIA LTD. 188/3 VAZHUDAVUR ROAD MUTHIRAYARPALAYAM PONDI 605009 | op | TNHSP | TNHSP/TNMSC/ICB/AG17/2012 | 2012-10-09 | 2013-10-08 | 58696 | 4108.72 | working
2094 | SIRKAZHI | Foetal Doppler | C | A100H |  | 2014-11-24 | M/S.AEON TECHNOLOGY PVT LTD | M/S.MDEI WAVES INC~DELHI |  | TNMSC | 7240/TNMSC/ENGG/2014-1 DT.16.05.2014 | 2014-11-24 | 2015-11-23 | 4650 | 325.5 | working
2095 | SIRKAZHI | Nebuliser Adult | C | MINI | 783 |  | LIFE LINE MEDICAL MOVICES GURGAON HARYYANA | GLN SURGICALS CUDDALORE |  |  |  |  | 2015-01-07 | 2200 | 154 | working
2096 | SIRKAZHI | B.P.apparatus table model | C | DELUXE 120 | 12283 | 2013-07-23 | INDUSTRIAL ELECTRONICSandamp;ALLIED PRODUCTS -PUNE | GLN SURGICALS | STORE | OTHERS | 416/E1/2013 | 2013-07-24 | 2014-07-23 | 2462 | 172.34 | working
2097 | SIRKAZHI | Infant Warmer / Neonatal Warmer/Infant Open Care system | B2 | NICE2007S | 91009000166 | 2013-02-14 | NICE NEOTECH | KUTTHALAM GH | NBSU | OTHERS | 416/E1 | 2013-02-14 | 2014-02-02 | 18387 | 1287.09 | working
2098 | SIRKAZHI | Infant Warmer / Neonatal Warmer/Infant Open Care system | B2 | NICE2007S | 121308000785 | 2013-02-14 | NICE NEOTECH | KUTTHALAM GH | NBSU | JDHS | 416/E1 | 2013-02-14 | 2014-02-14 | 18387 | 1287.09 | working
2099 | SIRKAZHI | Infant Warmer / Neonatal Warmer/Infant Open Care system | B2 | NICE4000CP | 7111040 | 2013-09-04 | NICE NEOTECH MEDICAL SYSTEM /PVT/INDIA | URBAN CENTRE SIRKALI | NBSU | OTHERS | 416/E1 | 2013-09-04 | 2014-09-04 | 18387 | 1287.09 | working
2100 | SIRKAZHI | Infant Warmer / Neonatal Warmer/Infant Open Care system | B2 | NICE 2007S | 7121467 | 2013-09-04 | NICE NEOTECH | PHC THIRUMULLAI VASAL | NBSU | OTHERS | 416/E1 | 2013-09-04 | 2014-09-04 | 18387 | 1287.09 | working
2101 | SIRKAZHI | Cardiac Monitor | C | G3H | G3HKA0066 | 2013-11-20 | M/S GENERAL MEDITECH | TRANS HEALTH CARE INDIA PVT | BOT | TNHSP | AG73b(R)/2013DT25/09/2013 | 2013-11-20 | 2014-11-20 | 47250 | 3307.5 | working
2102 | SIRKAZHI | Cardiac Monitor | C | G3H | G3HKA0108 | 2013-11-20 | M/SGENERAL MEDITECH INC | TRANSHEALTHCARE PVT | BOT | TNHSP | AG73B(R)/2013DT25/09/2013 | 2013-11-20 | 2014-11-20 | 47250 | 3307.5 | working
2103 | SIRKAZHI | Computer | C | VW19G2 | 0105BG0263611 | 2011-08-25 | HCL | HCL | STOR | TNHSP | TNHSP/ELCOT/ICB/COMP/P2H1/10-11 | 2011-08-25 | 2012-08-07 | 26031 | 1822.17 | working
2104 | SIRKAZHI | Computer | C | VW19G2 | 0105BG0264511 | 2011-08-25 | HCL | HCL | STORE | TNHSP | TNHSP/ELCOT/ICB/COMP/P2H1/10-11/DT07/12/2010 | 2011-08-25 | 2012-08-24 | 26031 | 1822.17 | working
2105 | SIRKAZHI | Computer | C | VW19G2 | 0105BG0263881 | 2011-08-25 | HCL | HCL | STORE | TNHSP | TNHSP/ELCOT/ICB/COMP/P2H1/10-11 | 2011-08-25 | 2012-08-23 | 26031 | 1822.17 | Not working
2106 | SIRKAZHI | Computer | C | VW19G2 | 0105BG0273631 | 2011-08-25 | HCL | HCL | STORE | TNHSP | TNHSP/ELCOT/ICB/COMP/P2H1/10-11/DT07/12/2010 | 2011-08-25 | 2012-08-24 | 26031 | 1822.17 | working
2107 | SIRKAZHI | Computer | C | VW19G2 | 0105BG0263891 | 2011-08-25 | HCL | HCL | STORE | TNHSP | TNHSP/ELCOT/ICB/COMP/P2H1/10-11 | 2011-08-25 | 2012-08-24 | 26031 | 1822.17 | Not working
2108 | SIRKAZHI | Computer | C | VW19G2 | 1015BG0273631 | 2011-08-25 | HCL | HCL | STORE | TNHSP | TNHSP/ELCOT/ICB/P2H1/2010-11/DT 07/12/2010 | 2011-08-25 | 2012-08-24 | 26031 | 1822.17 | Not working
2109 | SIRKAZHI | Computer | C | VW19G2 | 0105BG0264161 | 2011-08-25 | HCL | HCL | STORE | TNHSP | TNHSP/ELCOT/ICB/COMP/P2H1/10-11 | 2011-08-25 | 2012-08-24 | 26031 | 1822.17 | Not working
2110 | SIRKAZHI | Computer | C | VW19G2 | 0105BG0277031 | 2011-08-25 | HCL | HCL | STORE | TNHSP | TNHSP/ELCOT/ICB/COMP/P2H1/10-11/DT07/12/2010 | 2011-08-25 | 2012-08-24 | 26031 | 1822.17 | working
2111 | SIRKAZHI | Computer | C | VW19G2 | 0105BG0281061 | 2011-08-25 | HCL INFOSYSTEM LTD PONDY | HCL | STORE | TNHSP | THHSP/ELCOT/ICB/CMOPUTER/P2H1/10-11 | 2011-08-25 | 2014-08-24 | 26031 | 1822.17 | working
2112 | SIRKAZHI | Computer | C | VW19G2 | 0105BG0281121 | 2011-08-25 | HCLINFO SYSTEM LTD PONDY | HCL | STORES | TNHSP | TNHSP/ELCOT/ICB/COMPUTER/P2H1/10-11 | 2011-08-25 | 2014-08-28 | 26031 | 1822.17 | working
2113 | SIRKAZHI | Foetal Doppler | C | A100H | 1105H11056197 | 2014-11-24 | AEON TECHNOLOGY (P)LTD | MEDIWAVES INC. | LABOUR WARD | TNMSC | 17240/TNMSC/ENGG/2014-1/16/05/2014 | 2014-11-24 | 2015-12-23 | 4650 | 325.5 | working
2114 | SIRKAZHI | Cell Counter | B2 | KX-21 | F9543 01/2012 | 2014-10-30 | CORPORATION-KOPE-JAPAN | TRANSASIA(GH-Nagai) | LAB | TNMSC | 127/14 | 2014-12-13 | 2015-11-09 | 0 |  | CONDEMNED
2115 | SIRKAZHI | Weighing machine adult | C | ADULT | SY/WMA/02 | 1999-08-13 | ASSOCIATED SURGICALS | associated surgicals | MW | DMS | DMS/Sandamp;P/1999 | 1999-08-13 | 2000-08-12 | 450 |  | CONDEMNED
2116 | SIRKAZHI | Weighing machine adult | C | ADULT | SY/WMA/01 | 2012-02-10 | ALANMEDICALandamp;LAB | ALEN MEDICAL | NCDOP | TNHSP | TNHSP/TNMSC/ENGG/A424/2011 | 2012-02-10 | 2013-02-09 | 598 |  | MULTIPLE ENTRY
2117 | SIRKAZHI | Weighing machine infant | C | HANGING TYPE | SY/WM/K01 | 2008-06-30 | JUPITER | JUPITER | KITCHEN | TNHSP | TNHSP/TNMSC/ENGG/BMWM8/2008 | 2008-06-30 |  | 563 |  | WRONG ENTRY
2118 | SIRKAZHI | Radiant Warmer | C | NICE20078 | 7121487 | 2007-08-10 | Neotech | JDHS-NAGAI | BOT | TNHSP | 1239/S1/07/10/8/2007 | 2007-10-08 | 2008-08-10 | 20473 | 1433.11 | working
2119 | SIRKAZHI | Radiant Warmer | C | 2007S | 7121445 | 2008-02-06 | Neotech | Madras Surgicals | Labr.Ward | TNHSP | tnhsp/tnmsc/P2E10/07/DT19/09/2007 | 2008-02-06 | 2009-02-05 | 17680 | 1237.6 | working
2120 | SIRKAZHI | Radiant Warmer | C | NICE 2007S | 612415 | 2008-02-06 | Neotech | Madras Surgicals | Labr.Ward | TNHSP | TNHSP/TNMSC/P2E10/07 DT 19/09/2007 | 2008-02-06 | 2009-02-05 | 17680 | 1237.6 | working
2121 | SIRKAZHI | Phototherapy Unit | C |  | SY/PHO/01 | 1996-03-28 | Meditrin | Bet Medical | Labr.Ward | IPPV | NOT KNOWN | 1996-03-28 | 1997-03-28 | 0 |  | CONDEMNED
2122 | SIRKAZHI | Phototherapy Unit | C | NICE 4000CFL | 7111038 | 2008-06-02 | Neotech | Madras Surgicals | Labr.Ward | TNHSP | TNHSP/TNMSC/P2/E10/07DT 19/09/2007 | 2008-06-02 | 2009-06-02 | 10260 | 718.2 | working
2123 | SIRKAZHI | Phototherapy Unit | C | NICE 4000CFL | 7111040 | 2008-06-02 | Neotech | Madras Surgicals | Labr.Ward | TNHSP | TNHSP/TNMSC/P2/E10/07 DT 19/09/2007 | 2008-02-06 | 2009-06-02 | 10260 | 718.2 | working
2124 | SIRKAZHI | Baby Incubators | C | 3010R | 711125 | 2008-06-02 | Neotech | Madras Surgicals | Labr.Ward | TNHSP | TNHSP/TNMSC/P2E3/07/DT11/09/07 | 2008-06-02 | 2009-06-02 | 47880 | 3351.6 | working
2125 | SIRKAZHI | Baby Incubators | C | 3010R | 711124 | 2008-06-02 | Neotech | Madras Surgicals | Labr.Ward | TNHSP | TNHSP/TNMSC/P2E3/07/Dt11/09/07 | 2008-06-02 | 2009-06-02 | 49795 | 3485.65 | working
2126 | SIRKAZHI | Foetal Doppler | C | sonotrax | SKL/FD/1 | 2008-07-17 | VIBASH COIMBATORE | VIBASH COIMBATORE | LABOUR WARD | TNHSP | TNHSP/TNMSC/P2E14/2008/31/01/2008 | 2008-07-17 | 2009-07-17 | 7800 |  | CONDEMNED
2127 | SIRKAZHI | ECG machine computerized | B | MICRO-R | 3529 | 2006-06-13 | Marks | SOLOKRAFT INDUSTRIES | X-Ray Room | DMS | 10620/DMS/Sandamp;P/1/06/13/04/06 | 2006-06-13 | 2007-06-13 | 23850 | 1669.5 | working
2128 | SIRKAZHI | Cardiac Monitor | C | slicon/2006 | skl/cardi/01 | 2006-03-11 | Silicon Labs | JDHS-Kumbakonam | OT | JDHS-Kumbakonam | jdhs/215/s1/2006 | 2006-03-11 | 2007-03-11 | 30000 | 2100 | working
2129 | SIRKAZHI | Generator | C | BRIGHT-BEW-15 | GEN/02 | 2009-12-15 | EACONSYTEM | GOVT HOSPITAL VEDHARANYAM | NEAR OP BLOCK | TNHSP | 01/NRHM/HSP/TNMSC/2009/GENDT/25/08/2009 | 2010-04-17 | 2011-04-17 | 260624 | 18243.68 | working
2130 | SIRKAZHI | Dental Unit with motor for dental OP | B2 | UNIT/04 | DENT/SY/01 | 2003-04-06 | ASSOCIATED SURGICALS | ASSOCIATED SURGICALS | Dental OP | DMS | 30901/Sandamp;P DT 31/12/2002 | 2003-04-06 | 2004-04-06 | 145271 | 10168.97 | working
2131 | SIRKAZHI | Dental Unit with motor for dental OP | B2 |  | CONDUMED | 1981-08-22 | Associated Surgicals | Associated Surgicals | Store | DMS | - | 1981-08-22 | 1982-08-22 | 10419 |  | condemned
2132 | SIRKAZHI | Blood Bank Refrigerator | B | HEAMOSAFE | HEAMO/01/BB | 2005-08-25 | Thermo Scientific | M/S THERMOSCIENTIFIC | Blood Bank | DMS | DMS/10475/10/04/2005 | 2005-08-25 | 2006-08-25 | 83881 |  | CONDEMNED
2133 | SIRKAZHI | Water bath | C | THEMOSTATE CONTROL | WAT/01 | 2005-06-08 | MC Dalal | MC Dalal | Blood Bank | DMS | 10475/Sandamp;P/1/05/1/18/02/05 | 2005-06-08 | 2006-06-08 | 2660 | 186.2 | working
2134 | SIRKAZHI | Nebuliser Adult | C | A1011MICROLUX | 111345 | 2007-08-17 |  | JUPITER MANUFACTURING WORKS | AE OP-1 | TNHSP |  | 2007-08-17 | 2008-08-17 | 2200 | 154 | working
2135 | SIRKAZHI | Needle destroyer / Syringe Destroyer | C | MICROSIL | CANTT/133002 | 2003-06-26 | Linco Scientific INSTRUMENTS | Linco Scientific INSTRUMENTS | ICTC | DMS | AMBALA/CANTT | 2003-06-26 | 2004-06-26 | 2350 | 164.5 | working
2136 | SIRKAZHI | Needle destroyer / Syringe Destroyer | C | MICROSIL | CANTT/133000 | 2003-06-26 | Linco Scientific INSTRUMENTS | Linco Scientific INSTRUMENTS | Injn.OP | DMS | AMBALA/CANTT | 2003-06-26 | 2004-06-26 | 2350 | 164.5 | working
2137 | SIRKAZHI | Needle destroyer / Syringe Destroyer | C | MICROSIL | CANTT/133001 | 2003-06-26 | Linco Scientific INSTRUMENTS | Linco Scientific INSTRUMENTS | Labr.Ward | DMS | CANTT/AMBALA | 2003-06-26 | 2004-06-26 | 2350 | 164.5 | working
2138 | SIRKAZHI | Auto Clave HP Vertical (2 bin) | C | VERTICLE | SY/AUTOVER/11 | 2007-05-23 | SOLOKRAFT | SOLOKRAFT | OP | TNMSC | 1223/TNMSC/ENGG/06-08/24/02/06 | 2007-05-23 | 2008-05-23 | 19220 | 1345.4 | working
2139 | SIRKAZHI | Auto Clave HP Vertical (2 bin) | C | VERTICLE | SY/AUTOVER/10 | 1986-09-08 | YORK SCIENDIFIC INDUSTRIES | YORK SCIENDIFIC INDUSTRIES | OT | DMS | 174/DMS/Sandamp;P/1986 | 1986-09-08 | 1987-08-09 | 8750 | 612.5 | working
2140 | SIRKAZHI | Auto Clave HP Vertical (2 bin) | C | VERTICLE | SY/AUTOVER/08 | 1998-08-20 | ASSOCIATES SURGICALS | ASSOCIATES SURGICALS | OT | DMS | 21488/CP/1/98/17/05/98 | 1998-08-20 | 1987-08-09 | 4700 |  | CONDEMNED
2141 | SIRKAZHI | Autoclave Mini | B | CONDAMINATION | CONDUMED AUTO/03 | 2003-05-13 |  | JDHS | Injn.OP | DMS | 312/A3/2003 | 2003-05-13 | 2004-05-13 | 4888 |  | CONDEMNED
2142 | SIRKAZHI | Autoclave Mini | B | CONDAMINATION | CODUMED AUTO/02 | 2003-05-13 |  | JDHS NAGAI | Injn.OP | JDHS | 312/A3/2003 | 2003-05-13 | 2004-05-13 | 4888 |  | CONDEMNED
2143 | SIRKAZHI | Autoclave Mini | B | CONDAMINATION | CONDAMED AUTO/01 | 2003-09-04 |  | DDHS NAGAI | Labr.Ward | DDHS | 953/A3/2003 | 2003-09-04 | 2004-09-08 | 4888 |  | CONDEMNED
2144 | SIRKAZHI | B.P.apparatus table model | C | BPT/2011 | BPT/05 | 2011-12-18 | VISHAL HOSPITAL MANUFACTURING | VISHAL HOSPITAL MANUFACTURING | CW | TNHSP | TNHSP/TNMSC/ENGG/AG73d/2010/DT 01/03/2011 | 2011-12-18 | 2012-12-18 | 810 | 56.7 | working
2145 | SIRKAZHI | B.P.apparatus table model | C | BPT/2007 | BPT/07 | 2007-05-11 | ASSOCIATED SURGICALS | ASSOCIATED SURGICALS | INJOP | DMS | DMS/Sandamp;P/2007/11/05/2007 | 2007-05-11 | 2008-05-11 | 810 | 56.7 | working
2146 | SIRKAZHI | B.P.apparatus table model | C | BPT/1991 | BPT/03 | 1991-08-26 | M/S ANITA INDUSTRIES | M/SANITAINDUSTRIES | Labr.Ward | DMS | 75/91-92/22/08/1991 | 1991-08-26 | 1992-08-26 | 350 |  | CONDEMNED
2147 | SIRKAZHI | B.P.apparatus table model | C | BPT/1996 | BPT/02 | 1992-08-26 | M/S ANITA INDUSTRIES | M/S ANITA INDUSRIES | FW | DMS | 75/91-92/22/08/1991 | 1992-08-26 | 1993-09-03 | 350 |  | CONDEMNED
2148 | SIRKAZHI | B.P.apparatus table model | C | BPT/1994 | BPT/01 | 1994-02-02 | EAGLE SURGICAL MADRAS | DDFW | OT | TNMSC | DMS/Sandamp;P/1994/2/2/1994 | 1994-02-02 | 1995-02-02 | 620 | 43.4 | working
2149 | SIRKAZHI | B.P.apparatus stand model | C | STAND | BP/ST/10 | 2011-05-05 | JAYAM ENTERPRICE | JAYAM | AE OP | RCH | RCH-11/TNMSC/ENGG/4538 | 2011-05-05 | 2012-05-04 | 1560 | 109.2 | working
2150 | SIRKAZHI | B.P.apparatus stand model | C | STAND TYPE | BP/ST/08 | 2011-05-05 | JAYAM ENTERPRISE | JAYAM | OP | RCH | RCH-11/TNMSC/ENGG/4538 | 2011-05-05 | 2012-05-04 | 1560 | 109.2 | working
2151 | SIRKAZHI | B.P.apparatus stand model | C | STAND MODEL | BP/ST/07 | 2007-02-05 | UNIPHARMA | JDHS | OP | JDHS | 730/S1/07 | 2007-02-05 |  | 1560 | 109.2 | working
2152 | SIRKAZHI | Boyles Apparatus with Fluotec and circle absorber | B | BOY/1992 | BOY/SY/1 | 1992-03-07 | IOL | IOL | OT | DMS | DMS/Sandamp;P/1992 | 1992-03-07 | 1993-03-07 | 49965 |  | CONDEMNED
2153 | SIRKAZHI | Boyles Apparatus with Fluotec and circle absorber | B | BASIC/1150 | 142 | 1996-03-25 | IOL | OHMEDA BOC INDIA | OT | DMS | DMS/Sandamp;P/1996 | 1996-03-25 | 1997-03-25 | 16435 |  | CONDEMNED
2154 | SIRKAZHI | Suction Apparatus - Electrical | C | ELCCTRICAL OPERATED | SY/ELE/01 | 2007-02-05 |  | JDHS | OP | JDHS | 730/S1 DATED 05.02.2007 | 2007-05-02 | 2008-01-31 | 4320 | 302.4 | working
2155 | SIRKAZHI | Suction Apparatus - Electrical | C | 7A-23D | SY/SUC/04 | 2007-03-17 | VIBASH | VIBASH | MW | OTHERS | 12238/TNMSC | 2007-03-17 | 2008-03-17 | 4320 | 302.4 | working
2156 | SIRKAZHI | Suction Apparatus - Electrical | C | 7A-23D | SY/SUC/03 | 2007-03-17 | VIBASH | VIBASH | OP | OTHERS | 12238TNMSC DATED 27.12.2006 | 2007-03-17 | 2008-03-17 | 4320 | 302.4 | working
2157 | SIRKAZHI | Suction Apparatus - Electrical | C | 7A-23D | SY/SUC/02 | 2007-03-17 | VIBASH | VIBASH | Labr ward | OTHERS | 12238/TNMSC DATED 27.12.06 | 2007-03-17 | 2008-03-17 | 4320 | 302.4 | working
2158 | SIRKAZHI | Suction Apparatus - Electrical | C | 7A-23D | SY/SUC/01 | 2007-03-17 | VIBASH | VIN BIO TECH SYSTEM | Labr ward | OTHERS | 12238/TNMSC DATED 27.12.2006 | 2007-03-17 | 2008-03-17 | 4320 | 302.4 | working
2159 | SIRKAZHI | Bowl steriliser - Medium | C | MSPAINTED/1986 | BOWLSTRI/2 | 1986-05-09 | Associated Surgicals | Associated Surgicals | OT | DMS | DMS/Sandamp;P/1A/1986 | 1986-05-09 | 1987-05-09 | 10650 | 745.5 | working
2160 | SIRKAZHI | Bowl steriliser - Medium | C | ms painted/2007 | BOWLSTRI/1 | 2007-03-30 | VISHAL SURGIVAL | VISHAL SURGIVAL | B.OT | TNMSC | TNMSC/Sandamp;P/2007 | 2007-03-30 | 2008-03-30 | 6400 | 448 | working
2161 | SIRKAZHI | Formaline dispenser | C | AROSOL/1 | SPRAY/01 | 2003-09-23 | SISCO | SISCO | OT | DMS | DMS/Sandamp;P/2003 | 2003-03-23 | 2004-09-23 | 6786 | 475.02 | working
2162 | SIRKAZHI | Laryngoscope(Paediatric) | C | LAR/PEA/2010 | LARI/PEA/01 | 2010-12-24 | SOUTH INDIA SURGICAls | SOUTH INDIA SURGICALS | AEOP | RCH | RCH/TNMSC/ENGG145381/2010-7/06/10/2010 | 2010-12-24 | 2011-12-24 | 2500 | 175 | working
2163 | SIRKAZHI | Alpha Bed with motor | C | CONDUMED | SY/AL BED/03 | 1999-04-09 | ASSOCIATED SURGICAL | ASSOCIATED SURGICAL | LABOUR WARD | DMS | 15160/CP-2/1/99 | 1999-04-09 | 2000-12-04 | 7760 |  | CONDEMNED
2164 | SIRKAZHI | Alpha Bed with motor | C | DYNOCARE/GD220V | 28427 | 2003-07-20 | ASSOCIATED SURGICAL | ASSOCIATED SURGICAL | LABOUR WARD | DMS | 659/03/28/07/2003 | 2003-08-20 | 2004-07-20 | 7760 | 543.2 | working
2165 | SIRKAZHI | Needle destroyer / Syringe Destroyer | C | REPROSPAARK | 10052 | 2008-10-16 | GLO LIFE CARE | GLO LIFE CARE | BSC | TNHSP | TNHSP/TNMSC/ENGG/BMWM1/08 | 2008-10-16 | 2009-10-16 | 785 | 54.95 | working
2166 | SIRKAZHI | Electri centrifuger | C | REMII | CEN/3/ELEC | 1996-09-20 | LEADING INDIA SURGICAL | LEADING INDIA | BLOOD STORAGE CENTER | IPP V | IPP-V/TNMSC/Sandamp;P/1996 | 1996-09-20 | 1997-09-20 | 992 |  | condemned
2167 | SIRKAZHI | Electri centrifuger | C | MKOW/OPTIK | CEN/2/ELEC | 1996-09-20 | LEADING INDIA SURGICALS | LEADING INDIA | Lab | IPP V | IPP-V/TNMSC/Sandamp;P/1996 | 1996-09-20 | 1997-09-20 | 992 |  | condemned
2168 | SIRKAZHI | Electri centrifuger | C | ELTEK | CFC380 | 1996-09-20 | LEADING INDIA SURGICALS | LEADING INDIA | LAB | IPP V | IPP-V/TNMSC/Sandamp;P/1996 | 1996-09-20 | 1997-09-20 | 992 | 69.44 | working
2169 | SIRKAZHI | Pulse Oximeter | B | STELLAR P | S07P25288 | 2008-01-28 | M/s.Larsen andamp; Toubro | M/s.Larsen andamp; Toubro | OT | TNHSP | TNMSC/TNHSP/P2E9/2007/11/09/2007 | 2008-01-28 | 2009-01-28 | 34762 | 2433.34 | working
2170 | SIRKAZHI | Pulse Oximeter | B | STELLAR P | S07P25289 | 2008-01-28 | Landamp;T | M/s.Larsen andamp; Toubro | OT | TNHSP | TNMSC/TNHSP/P2E9/2007/DT11/09/07 | 2008-01-28 | 2008-01-28 | 34762 | 2433.34 | working
2171 | SIRKAZHI | Pulse Oximeter | B | CONDOMINATION | CONDOMINATION | 1998-12-31 | NONIN | NONIN | OT | DMS | RC NO 881/HSP/09 | 1998-12-31 | 1999-12-31 | 0 |  | CONDEMNED
2172 | SIRKAZHI | Diathermy Machine (Electric Cautery) | B | MX250 | 5416 | 2007-07-07 | MHS Medicare- | Jupiter | OT | DMS | DMS/Sandamp;P/2007 | 2007-07-07 | 2008-07-07 | 18000 | 1260 | working
2173 | SIRKAZHI | Sterilizer Medium (Instrument) | C | ELECTRIC/2007 | ELEC/STERI/1 | 2007-09-18 | SABERWALSURGICALS | SABERWAL BROS | OT | RSVY | TNMSC/RSVY/Sandamp;P/2007 | 2007-09-18 | 2008-09-18 | 625 | 43.75 | working
2174 | SIRKAZHI | Refrigerator | C | 180 SUPREME | REF/06/SKL | 2007-09-25 | WHIRLPOOL | ASSOCIATED MARKETING AGENCY | INJOP | OTHERS | SKL/Sandamp;P/2007 | 2007-09-25 | 2008-09-25 | 8150 | 570.5 | working
2175 | SIRKAZHI | Refrigerator | C | FUSION/10113 | INC064914391 | 2007-09-25 | WHIRLPOOL | ASSOCIATED SURGICALS | Store | OTHERS | SKL/Sandamp;P/25/09/2007 | 2007-09-25 | 2008-09-25 | 14200 | 994 | working
2176 | SIRKAZHI | Cardiac Monitor with defibrillator | C | PHILIPS HEART START | LI500452239 | 2008-05-02 | Philips | Madras Surgicals | OT | TNHSP | TNHSP/TNMSC/P2E12/2007/28/11/07 | 2008-05-02 | 2009-05-02 | 169840 | 11888.8 | working
2177 | SIRKAZHI | Deep Freezer | C | HAIER/HBD116 | BED4G4E260 | 2012-03-22 | POWARELECTROSYSTEM | POWARELECTROSYSTEM | Family Welfare ward | RCH | RCH/TNMSC/ENGG/7146/2010/10/02/2011 | 2012-03-22 | 2012-02-21 | 113880 |  | MULTIPLE ENTRY
2178 | SIRKAZHI | Needle destroyer / Syringe Destroyer | C | REPROSPAARK | 10058 | 2008-10-16 | GLO LIFE CARE | GLO LIFE CARE | OT | TNHSP | TNHSP/TNMSC/ENGG/BMWM1/08 | 2008-10-16 | 2009-10-16 | 785 | 54.95 | working
2179 | SIRKAZHI | Needle destroyer / Syringe Destroyer | C | REPROSPAARK | 10055 | 2008-10-16 | GLO LIFE CARE | GLO LIFE CARE | OT | TNHSP | TNHSP/TNMSC/ENGG/BMWM1/08 | 2008-10-16 | 2009-10-16 | 785 | 54.95 | working
2180 | SIRKAZHI | Needle destroyer / Syringe Destroyer | C | REPROSPAARK | 10053 | 2008-10-16 | GLO LIFE CARE | GLO LIFE CARE | AEOP | TNHSP | TNHSP/TNMSC/ENGG/BMWM1/08 | 2008-10-16 | 2009-10-16 | 785 | 54.95 | working
2181 | SIRKAZHI | Needle destroyer / Syringe Destroyer | C | REPROSPAARK | 10056 | 2008-10-16 | GLO LIFE CARE | GLO LIFE CARE | LAB | TNHSP | TNHSP/TNMSC/ENGG/BMWM1/08 | 2008-10-16 | 2009-10-16 | 785 |  | condemned
2182 | SIRKAZHI | Needle destroyer / Syringe Destroyer | C | REPROSPAARK | 10051 | 2008-10-16 | GLO LIFE CARE | GLO LIFE CARE | FW | TNHSP | TNHSP/TNMSC/ENGG/BMWM1/08 | 2008-10-16 | 2009-10-16 | 785 |  | condemned
2183 | SIRKAZHI | Needle destroyer / Syringe Destroyer | C | REPROSPAARK | 10054 | 2008-10-16 | GLO LIFE CARE | GLO LIFE CARE | OP | TNHSP | TNHSP/TNMSC/ENGG/BMW1/2008/08/02/2008 | 2008-10-16 | 2009-10-16 | 785 |  | condemned
2184 | SIRKAZHI | Needle destroyer / Syringe Destroyer | C | REPROSPAARK | 10057 | 2008-10-16 | GLO LIFE CARE | GLO LIFE CARE | DENTAL | TNHSP | TNHSP/TNMSC/ENGG/BMWMI/08 | 2008-10-16 | 2009-10-16 | 785 |  | condemned
2185 | SIRKAZHI | Needle destroyer / Syringe Destroyer | C | REPROSPAARK | 10059 | 2008-10-16 | GLO LIFE CARE | GLO LIFE CARE | AEOP | TNHSP | TNHSP/TNMSC/ENGG/BMWM1/2008 | 2008-10-16 | 2009-10-16 | 785 |  | condemned
2186 | SIRKAZHI | Shadowless Lamp stand model | B | HOSPITALITE 1001 | LAMP/SKL/5 | 2008-03-22 | JUPITER MANUFACTURING WORKS | JUPITER MANUFACTURING WORKS | OT | TNHSP | TNHSP/TNMSC/P2E17/07 | 2008-03-22 | 2009-03-22 | 13748 | 962.36 | working
2187 | SIRKAZHI | Shadowless Lamp stand model | B | HOSPITALITE 1001 | LAMP/SKL/4 | 2008-03-22 | JUPITER MANUFACTURING WORKS | JUPITER MANUFACTURING WORKS | OT | TNHSP | TNHSP/TNMSC/P2E17/07 | 2008-03-22 | 2009-03-22 | 13748 | 962.36 | working
2188 | SIRKAZHI | Shadowless Lamp stand model | B | HOSPITALITE 1001 | LAMP/SKL/3 | 2008-03-22 | JUPITER MANUFACTURING WORKS | JUPITER MANUFACTURING WORKS | OT | TNHSP | TNHSP/TNMSC/P2E17/07 | 2008-03-22 | 2009-03-22 | 13748 | 962.36 | working
2189 | SIRKAZHI | Shadowless Lamp stand model | B | HOSPITALITE 1001 | LAMP/SKL/2 | 2008-03-22 | JUPITER MANUFACTURING WORKS | JUPITER MANUFACTURING WORKS | BOT | TNHSP | TNHSP/TNMSC/P2E17/07 | 2008-03-22 | 2009-03-22 | 13748 | 962.36 | working
2190 | SIRKAZHI | Auto Clave HP Vertical (2 bin) | C | verticle | SY/AUTO VER/07 | 2008-04-16 | JUPITER MANUFACTURING WORKS | JUPITER MANUFACTURING WORKS | OT | TNHSP | TNHSP/TNMSC/ Pandamp;E 11/07 | 2008-04-16 | 2009-04-16 | 33280 | 2329.6 | working
2191 | SIRKAZHI | Auto Clave HP Vertical (2 bin) | C | VERTICLE | SY/AUTO VER/06 | 2008-04-16 | JUPITER MANUFACTURING WORKS | JUPITER MANUFACTURING WORKS | OT | TNHSP | TNHSP/TNMSCPandamp;E 11/07 Dt 28.11.07 | 2008-04-16 | 2009-04-16 | 33280 | 2329.6 | working
2192 | SIRKAZHI | Suction Apparatus - Electrical | C | 7A23D | YUYUE/5 | 2008-03-11 | VIN BIO TECH SYSTEM | VIBASH COIMBATORE | OT | TNHSP | TNHSP/TNMSC/P2E18/2007/30/10/2007 | 2008-03-11 | 2009-03-11 | 4320 | 302.4 | working
2193 | SIRKAZHI | Suction Apparatus - Electrical | C | 7A23D | YUYUE/4 | 2008-03-11 | VIN BIO TECH SYSTEM | VIBASH COIMBATORE | OT | TNHSP | TNHSP/TNMSC/P2E18/2007/30/10/2007 | 2008-03-11 | 2009-03-11 | 4320 | 302.4 | working
2194 | SIRKAZHI | Suction Apparatus - Electrical | C |  | YUYUE/3 | 2008-03-11 | VIN BIO TECH SYSTEM | VIBASH COIMBATORE | 0T | TNHSP | TNHSP/TNMSC/P2E18/2007-08 | 2008-03-11 | 2009-03-11 | 4320 | 302.4 | working
2195 | SIRKAZHI | Suction Apparatus - Electrical | C | 7A23D | YUYUE/2 | 2008-03-11 | VIN BIO TECH SYSTEM | VIBASH COIMBATORE | AEOP | TNHSP | TNHSP/TNMSC/P2E18/2007/30/10/2008 | 2008-03-11 | 2009-03-11 | 4320 | 302.4 | working
2196 | SIRKAZHI | Suction Apparatus - Electrical | C | 7A23D | YUYUE/1 | 2008-03-11 | VIN BIO TECH SYSTEM | VIBASH COIMBATORE | INJOP | TNHSP | TNHSP/TNMSC/P2E18/2007/30/10/2007 | 2008-03-11 | 2009-03-11 | 4320 | 302.4 | working
2197 | SIRKAZHI | Suction Apparatus - Electrical | C | SAE/2009 | SAE/3 | 2009-03-02 | VISHAL HOSPITAL STEEL FURNITURE | VISHAL HOSPITAL STEEL FURNITURE | LW | DMS | 51190/Sandamp;P/1/2008/10/11/2008 | 2009-02-03 | 2010-02-03 | 4410 | 308.7 | working
2198 | SIRKAZHI | Suction Apparatus - Electrical | C | SAE/2009 | SAE/2 | 2009-03-28 | JUPITER MANUFACTURING WORKS | JUPITER MANUFACTURING WORKS | LW | DMS | 47975/Sandamp;P/1/2008 | 2009-03-28 | 2010-03-28 | 4410 | 308.7 | working
2199 | SIRKAZHI | Shadowless Lamp stand model | B | NES271 | 8507 | 2009-03-05 | JUPITER MANUFACTURING WORKS | JUPITER MANUFACTURING WORKS | AEOT | DMS | DMRHS/47975/SAND/P1/2008/4/02/2009 | 2009-03-05 | 2010-03-02 | 41600 | 2912 | working
2200 | SIRKAZHI | Shadowless Lamp stand model | B | HOSPITALITE 1001 | LAMP/SKL/1 | 2009-03-29 | JUPITER MANUFACTURING WORKS | JUPITER MANUFACTURING WORKS | AEOT | DMS | 47975/Sandamp;P/1/2008 | 2009-03-29 | 2010-03-29 | 26000 | 1820 | working
2201 | SIRKAZHI | Operation Table Hydraulic Major | B2 | OT/HYDROLIC | SKL/HOT/1 | 2009-03-16 | VIBASH COIMBATORE | VIBASH COIMBATORE | AEOT | DMS | DMRHS/51190/Sandamp;P/1/2008 | 2009-03-16 | 2010-03-16 | 164268 | 11498.76 | working
2202 | SIRKAZHI | Auto Clave HP Vertical (2 bin) | C | CONDAMINATION | SY/AUTO VER/05/CONDAMINATION | 2009-03-02 | VISHAL | VIBASH COIMBATORE | OT | DMS | 51190/Sandamp;P/01/2008 Dt10.11.2008 | 2009-02-03 | 2010-03-01 | 16300 |  | CONDEMNED
2203 | SIRKAZHI | Auto Clave HP Vertical (2 bin) | C | verticle | sy/auto ver/04 | 2009-03-14 | SOLOKRAFT INDUSTRIES | SOLOKRAFT INDUSTRIES | OT | DMS | 51190/sandamp;p/1/2008/10.11.2008 | 2009-03-14 | 2010-03-14 | 18500 | 1295 | working
2204 | THARANGAMBADI | Computer | C | VW19G2 | 0105BG0278731 | 2011-02-26 |  | HCL INFOSYSSTEMS LTD | DISPENSARY | TNHSP | TNHSP/ELCOT/ICB/COMP 07/12/2010 | 2011-10-10 | 2013-11-23 | 26031 | 1822.17 | working
2205 | SIRKAZHI | Auto Clave HP Horizontal-CYLINDRICAL | C | BD182 | 12 | 2009-06-10 | JUPITER MANUFACTURING WORKS | GH-VEDARANYAM | AE OT | TNHSP | TNHSP/TNMSC/P2E11/2007 | 2009-06-10 | 2010-06-01 | 145600 | 10192 | working
2206 | SIRKAZHI | Suction Apparatus - Electrical | C | SAE/01/09 | SAE/1 | 2009-05-26 | GESCO | GESCO | LW | DMS | DMS/Sandamp;P/2009/DT 25/05/2009 | 2009-05-26 | 2010-05-26 | 5500 | 385 | working
2207 | SIRKAZHI | Auto Clave HP Vertical (2 bin) | C | VERTICLE | SY/AUTO VER/ 03 | 2009-08-07 | SOLOKRAFT INDUSTRIES | JDHS-NAGAI | AE OT | NRHM |  | 2009-07-08 | 2010-08-06 | 18500 | 1295 | working
2208 | SIRKAZHI | Auto Clave HP Vertical (2 bin) | C | VERTICLE | SY/AUTO VER/02 | 2009-08-07 | SOLOKRAFT INDUSTRIES | JDHS-NAGAI | L.WARD | DRHM | 05/09 JDHS NAGAI | 2009-07-08 | 2010-08-06 | 18500 | 1295 | working
2209 | SIRKAZHI | Auto Clave HP Vertical (2 bin) | C | VERTICLE | SY/AUTO VER/01 | 2009-10-06 | JUPITER MANUFACTURING WORKS | GH-KILVELUR | AE OP | TNHSP |  | 2009-10-06 | 2010-10-06 | 33280 | 2329.6 | working
2210 | SIRKAZHI | Auto Clave HP Horizontal-CYLINDRICAL | C | BD182 | SKL/2/2009 | 2009-11-21 | SOLOKRAFT INDUSTRIES | SOLOKRAFT INDUSTRIES | AEOT | RCH-II | RCH/TNMSC/ENG/E/18/09 | 2012-08-02 | 2013-08-02 | 145600 | 10192 | working
2211 | SIRKAZHI | Electri centrifuger | C | C8C | ECN/TANSAC/1 | 2009-10-28 | SABERWAL SURGICAL CO PVT LTD | SABERWAL SURGICAL CO PVT LTD | B BANK | TANSAC | TANSAC/TNMSC/892 | 2009-10-28 | 2010-10-28 | 10700 | 749 | working
2212 | SIRKAZHI | ECG machine computerized | B | SE300 EDAN | 300B2A020893849 | 2009-12-14 | MADRAS SURGICALS andamp; CHEMICALS | JDHS-NAGAI | X RAY | TNMSC | JDHSNAGAI/8102/S1/09/14/12/2009 | 2008-12-14 | 2010-12-13 | 45614 | 3192.98 | working
2213 | SIRKAZHI | Deep Freezer | C | LABO TECH | 76629 | 2009-10-23 | SOLOKRAFT INDUSTRIES | SOLOKRAFT INDUSTRIES | B BANK | TNMSC | TANSAc/tnmsc/EQPTS-CEMONC-09/15/06/09 | 2009-10-23 | 2010-10-22 | 113880 | 7971.6 | working
2214 | SIRKAZHI | Haemoglobinometer | C | BIE55 | 20110727 | 2011-10-12 | SOLOKRAFT | SOLOKRAFT ANDINDUSTRIES | LAB | RCH | 4538/2010 | 2011-10-12 | 2012-10-11 | 4515 | 316.05 | working
2215 | SIRKAZHI | X-ray Machine 100 mA | B2 | AERB/01/375 | 6C042 | 2011-12-28 | MEDITRONIC MANUFACTURING PVT | DTC.NAGAI | XRAY DEPT | JDHS | DDMS TB CENTER NAGAI | 2011-12-28 | 2012-12-27 | 250000 | 17500 | working
2216 | SIRKAZHI | Ventilators (Adult) | B2 | LTV100 | A48804 | 2011-06-06 | TRANS HELTH CARE | TRANS HELTH CARE | AE OP | TNHSP | ENGG/AG73a/2010 | 2011-06-06 | 2012-06-05 | 437112 | 30597.84 | Not working
2217 | SIRKAZHI | Infusion Pump/Infusion Syringe Pump/Insulin Syringe Pump | C | EVA DROP MP1000 | M11ALH230 | 2012-06-16 | schiller | schiller health care | LW | TNHSP | TNHSP/TNMSC/AG16/2010/DT 01/07/2011 | 2012-06-16 | 2013-06-15 | 26418 | 1849.26 | working
2218 | SIRKAZHI | Syringe Pump | B | ST6000 | 31681T/05 | 2011-08-10 | TRANSHEALTH CARE | TRANS HEALTH CARE | CASUALITY | TNHSP | TNHSP/TNMSC/AG15/2011/01/07/2011 | 2011-08-10 | 2012-08-09 | 26460 | 1852.2 | working
2219 | SIRKAZHI | Syringe Pump | B | ST670 | 37716D/28 | 2010-10-06 | TRANS HEALTH CARE | TRANS HEALTH CARE | LW | RCH | RCH/TNMSC/E38/2010-11/19/08/2010 | 2010-10-06 | 2011-10-05 | 22464 | 1572.48 | working
2220 | SIRKAZHI | ECG machine computerized | B | SE300 EDAN | DF4406RH | 2011-09-28 | MITI ELECTRONICS | MITI ELECRONICS | CASUALITY | TNHSP | TNHSP/TNMSC/ENGG/AG73b/2010/26/04/2011 | 2011-09-28 | 2012-09-27 | 40000 | 2800 | working
2221 | SIRKAZHI | Syringe Pump | B | ST670 |  | 2010-10-06 | TRANS HEALTH CARE | TRANS HEALTH CARE | CW | RCH | RCH/TNMSC/E38/2010-11/19/08/2010 | 2010-10-06 | 2011-10-05 | 22464 | 1572.48 | working
2222 | SIRKAZHI | Deep Freezer | B2 | JADF20 | DF11121274 | 2012-03-22 | PAWAR ELECTRO SYSTEM | PAWAR ELECTRO SYSTEM | FAMILY WELFAR | RCH | RCH/TNMSC/ENGG/7146/2010/10/02/2011 | 2012-05-22 | 2013-03-21 | 113880 | 7971.6 | Tranfered to gh-nagai
2223 | SIRKAZHI | Defibrillator with Monitor | B2 | LIFEPAK20 | 39777381 | 2011-09-28 | MITI ELECTRONICS | MIITI ELECTRONICS | AE OP | TNHSP | TNHSP/ENGG/AG73b/2010 | 2011-09-28 | 2012-09-27 | 200000 | 14000 | working
2224 | SIRKAZHI | Laryngoscope(Adult) | C | LARINGADULT2011 | LARING/1 | 2011-01-31 | JUPITER | JUPITER MANUFACTURING | AEOP | RCH | RCH-2/TNMSC/ENGG/45382010-3 | 2011-01-31 | 2012-01-30 | 770 | 53.9 | working
2225 | SIRKAZHI | Pulse Oximeter | B2 | VITAL SING MANITOR | 111011600110 | 2011-04-06 | TRANS HEALTH CARE | TRANS HEALTH CARE MD200A | INJ OP | TNHSP | TNHSP/TNMSC/ENGG/AG73d/2010 | 2011-05-06 | 2012-04-05 | 13950 | 976.5 | working
2226 | SIRKAZHI | Pulse Oximeter | B2 | VITALSIGN MANITOR /MD200A | 111011600366 | 2011-04-06 | TRANS HEALTH CARE | TRANS HELTH CARE | LW | TNHSP | TNHSP/TNMSC/ENGG/AG73d/2010/DT01/03/2011 | 2011-04-06 | 2012-04-05 | 13950 | 976.5 | working
2227 | SIRKAZHI | Weighing Machine-Suspension | C | hanging type | BMWM/1 | 2008-06-30 | M/S.JUPITER MANUFACTURING WORKS | M/S.JUPITER MANUFACTURING WORKS | INJ. OP | TNHSP | TNHSP/TNMSC/ENGG/BMWM8/2008 DT.28.04.2008 | 2008-07-30 | 2009-06-29 | 563 | 39.41 | working
2228 | SIRKAZHI | Syringe Pump | B | LPM-50BW | 9010008 | 2012-05-17 | JUPITERMANUFACTURING | GH- KUTHTHALAM(JMW) | LW | OTHERS | REF TO GH KUTHTHALAM | 2012-05-17 | 2013-05-16 | 0 | 0 | working
2229 | SIRKAZHI | Defibrillator with Monitor | B2 | HEARTSTART-XL | US00452239 | 2008-02-05 | MADRAS SURGICALS | MATRAS SURGICALS | OT | TNMSC | TNHSP/TNMSC/P2E12/2007/DT228/11/2007 | 2008-02-05 | 2009-02-04 | 169840 | 11888.8 | working
2230 | SIRKAZHI | Laryngoscope(Adult) | C | LARI/ADULT | LARING/2 | 2011-01-31 | JUPITER | JUPITER MANUFACTURING | AEOP | RCH | RCH-2/TNMSC/ENGG/45382010-3/ | 2011-01-31 | 2012-01-30 | 808 | 56.56 | working
2231 | SIRKAZHI | Foetal Doppler | C | BT-200 | BAAB50641 | 2012-04-27 | A TO Z | A TO ZMEDICALSYSTEM | LW | OTHERS | 136/S1/2012~LP | 2012-04-27 | 2013-04-26 | 10000 | 700 | working
2232 | SIRKAZHI | Weighing machine adult | C | PRESTIGE | WM/ADULT/1 | 2012-02-10 | ALAN MEDICALandamp;lab | ALAN MEDICALandamp;LAB | NCD.OP | TNHSP | TNHSP/TNMSC/ENGG/AG24/2011/DT/09/12/2012 | 2012-02-10 | 2013-03-09 | 598 |  | condemned
2233 | SIRKAZHI | Suction Apparatus - Electrical(Hivacuam) | B2 | SUCTION/2011 | VISHAL/SAE/2/2011 | 2011-12-18 | VISHAL HOSPITAL MANUFACTURING | VISHAL HOSPITAL | AEOP | TNHSP | TNHSP/TNMSC/ENGG/AG73E2010 | 2011-12-18 | 2012-12-17 | 4920 | 344.4 | working
2234 | SIRKAZHI | Color Doppler | A | LOGIQ P3 | SBDZ1110025J0068A | 2009-10-20 | WIPRO GE HEALTH CARE | wipro GE HEALTHCARE | F W DEPT | TNHSP | 1705/537897/TNMSC/ | 2009-10-20 | 2010-10-19 | 674800 | 47236 | working
2235 | SIRKAZHI | Ultra Sonogram -MOBILE | B | GE LOGIQ C2 | 83037805002369 | 2011-11-10 | WIPRO HEALTHCARE | WIPRO GE HEALTHCARE | LW | RCH | 5501/TNMSC/RCH/ENGG/E44/2010/DT/05/07/2011 | 2011-11-10 | 2012-11-09 | 323800 | 22666 | working
2236 | SIRKAZHI | Suction Apparatus - Electrical(Hivacuam) | B2 | SKL/SAE/12011 | VISHAL/SAE/1/2011 | 2011-12-18 | VISHAL HOSPITAL MANUFACTURING | VISHAL HASPITAL MANNUFACTURING | AEOT | TNHSP | tnhsp/tnmsc/AG73e/2010/DT22/09/2011 | 2011-12-18 | 2012-12-17 | 4920 | 344.4 | working
2237 | SIRKAZHI | Photo Calorie Meter - Analog / Digital | C | 1000 | PCM/1/2011 | 2011-08-10 | JUPITER MANUFACTURING | JUPITERMANUFACTURING | LAB | RCH | RCH/TNMSC/ENGG/4538/06/10/2010 | 2010-08-10 | 2012-08-09 | 5300 | 371 | working
2238 | SIRKAZHI | Mono cular Microscope | C | BL118 | 4284 | 2011-03-15 | JUPITERMANUFACTURING | JUPITERMANUFACTURING | LAB | RCH | RCH/TNMSC/ENGG/7146/2010 | 2011-03-15 | 2012-03-14 | 13000 | 910 | working
2239 | SIRKAZHI | Computer | C | VW19G2 | 0105BG0276731 | 2011-08-25 | HCL INFO SYSTEM | HCL | STORE | TNHSP | TNHSP/ELCOT/ICB/COMPUTER/P2H1/10-11/DT/07/12/2010 | 2011-08-25 | 2012-08-24 | 26031 | 1822.17 | working
2240 | SIRKAZHI | Computer | C | VW19G2 | 0105BG0282361 | 2011-08-25 | HCL INFO SYSTEM | HCL | OP REGSTRATION | TNHSP | TNHSP/TNMSC/ELCOT/ICB/COMPUTER/P2H1/10-11/DT7/02/2010 | 2011-08-25 |  | 26031 | 1822.17 | working
2241 | SIRKAZHI | Computer | C | VW19G2 | 0105BG0272801 | 2011-08-25 | HCL INFO SYSTEM | HCL | OP REGISTRATION | TNHSP | TNHSP/ELCOT/ICB/COMPUTER/P2H1/10-11/7/02/2010 | 2011-08-25 | 2012-08-24 | 26031 | 1822.17 | working
2242 | SIRKAZHI | Computer | C | VW19G2 | 0105BG281401 | 2011-08-25 | HCL INFO SYSTEM | HCL | LAB | TNHSP | TNHSP/ELCOT/ICB/COMPUTER/P1H1/10-11 | 2011-08-25 | 2012-08-24 | 26031 | 1822.17 | working
2243 | SIRKAZHI | Computer | C | VW19G2 | 0105BG0272781 | 2011-08-25 | HCL INFO SYSTEM | HCL | PHARMACY | TNHSP | TNHSP/ELCOT/ICB/COMPUTER/P2H1/10-11/7/2/2010 | 2011-08-25 | 2014-09-26 | 26031 | 1822.17 | working
2244 | SIRKAZHI | Computer | C | VW19G2 | 0105BG0282831 | 2011-08-25 | HCL INFO SYSTEM | HCL | DISPENSARY | TNHSP | TNHSP/ELCOT/ICB/COMPUTER/P2H1/10-11 | 2011-08-25 | 2014-08-24 | 26031 | 1822.17 | working
2245 | SIRKAZHI | UPS | C | PROBL1350 | C101AA533518 | 2011-08-25 | HCL INFO SYSTEM PONDY | ELCOT/FRONTIOR BUSINESS SYSTEM /CHENNAI | OPREG | TNHSP | TNHSP/ELCOT/ICB/COMP/P2H1/10-11 | 2012-08-25 | 2014-08-31 | 0 | 0 | working
2246 | SIRKAZHI | Syringe Pump | B | EVADROP-SP300 | 10130114 | 2013-02-01 | SHILLER HEALTHCARE PVT-PONDY | SHILLER | LABOUR WARD | OTHERS | 01/DMS/2013 | 2013-02-01 | 2014-02-01 | 0 | 0 | working
2247 | SIRKAZHI | Syringe Pump | B | EVADROP-SP300 | 10103116 | 2013-02-01 | SHILLERHEALTHCAREINDIA PVT-PONDY | SHILLER | LABOUR WARD | OTHERS | 01/DMS/2013 | 2013-02-01 | 2014-02-01 | 0 | 0 | working
2248 | SIRKAZHI | Syringe Pump | B | EVADROP-SP300 | 10103115 | 2013-02-01 | SHILLER HEALTH CARE INDIA PVT-PONDY | SHILLER | MAIN STORE | OTHERS | 01/DMS/2013 | 2013-02-01 | 2014-02-01 | 0 | 0 | working
2249 | THARANGAMBADI | Radiant Warmer | C | OCW 100 | TB/RAD WAR 01 | 2008-11-20 | PHONIX MEDICAL SYSTEM | DATEX OHMEDA(INDIA) PVT LTD | L.WARD | TNMSC | TNMSC/P3E9/2008 | 2008-11-29 | 2009-11-19 | 18000 | 1260 | working
2250 | THARANGAMBADI | Weighing machine infant | C | DOCBEL | TB/INF WEIG MAC-02 | 2008-10-12 |  | JUPITER MANUFACTURING WORKS~564Candamp;DM.S.COMPLEX~D.B.ROAD~ RR.S.PURAM~ COIMBATORE | OP | TNMSC | TNHSP/TNMSC/ENGG/P3E17/2008 DT 11/08/2008 | 2008-10-12 | 2009-10-11 | 673 | 47.11 | working
2251 | THARANGAMBADI | Foetal Doppler | C | SONATRAXLAS | TB/FD-01 | 2008-07-22 |  | VIBASH COIMIMBATORE SURGICALS PVT LTD.90 BIG BAZZAAR STREET~ COIMBATORE~641001 | OT | TNHSP | TNHSP/TNMSC/P2E14/DT31/01/2008 | 2008-07-22 | 2009-07-21 | 7800 |  | CONDEMNED
2252 | THARANGAMBADI | Weighing machine infant | C | DOC BEL | TB/ IN WEIG MAC-03 | 2008-10-12 |  | JUPITER MANUFACTURING WORKS~564Candamp;DM.S.COMPLEX~D.B.ROAD~ RR.S.PURAM~ COIMBATORE | WARD | TNHSP | TNHSP/TNMSC/ENGG/P3E17/2008/ DT 11/08/2008 | 2008-10-12 | 2009-10-11 | 670 |  | MULTIPLE ENTRY
2253 | THARANGAMBADI | Foetal Monitor | B | BATTERY OPERATED | TB/FOE MON-01 | 2003-08-18 |  | ASSOCIATED SURGICALS (INDIA) NEW NO 9 VELDERS STREET~ P.B.NO 3749 MOUNT ROAD (NEAR LIC BUILDING CHENNAI600002 | OP | TNMSC | 453036/SPS1/03 DATED 12/06/2003 | 2004-05-01 | 2004-08-17 | 5150 | 360.5 | working
2254 | THARANGAMBADI | Weighing machine infant | C | DOCBEL | TB/INFA WEIGH MAC-01 | 2006-11-28 |  | JUPITER MANUFACTURING COMPANY | OP | TNHSP | 4785/S Sandamp;P P/1/2008 | 2006-11-28 | 2007-11-27 | 1300 | 91 | working
2255 | THARANGAMBADI | Suction Apparatus - Electrical | C | ELECTRICAL | TB/SUC APP-02 | 2007-07-17 |  | JDHS NAGAPATTINAM | OT | DMS | 072/07 DT 13/7/2007 | 2007-07-17 | 2007-07-16 | 5500 | 385 | working
2256 | THARANGAMBADI | Sterilizer Medium (Instrument) | C | MEDIUM | TB/STER -01 | 2008-04-06 | SURYA SURGICAL INDUSTRIES | SURYA SURGICAL INDUSTRIES~105~ ANGALAMMAN KOIL STREET~ CHOOLAI~ CHENNAI 600012 | OP | TNHSP | TNHSP/TNMSC/P2E20/2007. DATED 30/10/2007 | 2008-04-06 | 2009-04-05 | 1360 |  | CONDEMNED
2257 | THARANGAMBADI | Suction Apparatus - Electrical | C | CABINET MODEL | TB/SUC APP-05 | 2009-03-03 |  | HOSPITAL STEEL FURNITURE MANUFACTURING CO~ PERAMBUR HIGH ROAD~ SBO COLONY PERAMBUR~ CHENNAI600012 | WARD | DMS | TNHSP/TNMSC/P3E8/2008 | 2009-03-03 | 2010-03-02 | 3900 | 273 | working
2258 | THARANGAMBADI | Needle destroyer / Syringe Destroyer | C | REPROSPAARK | TB/NE DE-03 | 2008-10-17 |  | GLO LIFE CARE EQUIPMENTS~ NO 51 NORTH PHASE ~ SIDCO INDUSTRIAL ESTATE ~ AMBATTUR CHENNAI | OP | TNHSP | TNHSP/TNMSC/ENGG/BMWM1/2008 DT08/02/2008 OF TNMSC | 2008-10-17 | 2009-10-16 | 785 |  | CONDEMNED
2259 | THARANGAMBADI | Needle destroyer / Syringe Destroyer | C | REPROSPAARK | TB/NE DE -04 | 2008-10-17 |  | GLO LIFE CARE EQUIPMENTS~ NO 51 NORTH PHASE ~ SIDCO INDUSTRIAL ESTATE~ AMBATUR ~ CHENNAI 600098 | WARD | TNHSP | TNHSP/TNMSC/ENGG/BMW1/2008/DT 08/02/2008 OF TNMSC | 2008-10-17 | 2009-10-16 | 785 |  | CONDEMNED
2260 | THARANGAMBADI | Needle destroyer / Syringe Destroyer | C | REPROSPAARK | TB/NE DE-05 | 2008-10-17 |  | GLO LIFE CARE EQUIPMENTS~ NO 51 (OLD NO 345) NORTH PHASE~ SIDCO INDUSTRIIAL ESTATE~ AMBATTTUR -CHENNAI 600098 | L.WARD | TNHSP | TNHSP/TNMSC/ENGG/BMWM1/2008/DT/08/02/2008 | 2008-10-17 | 2009-10-16 | 755 |  | CONDEMNED
2261 | THARANGAMBADI | Needle destroyer / Syringe Destroyer | C | REPROSPAARK | TB/ NE DE -06 | 2008-10-17 |  | GLO LIFE CARE EQUIPMENTS~ NO 51 (OLD NO 345) NORTH PHASE~ SIDCO INDUSTRIIAL ESTATE~ AMBATTTUR -CHENNAI 600098 | OT | TNHSP | TNHSP/TNMSC/ENGG/BMW/2008/DT08/02/2008 | 2008-10-17 | 2009-10-16 | 755 |  | CONDEMNED
2262 | THARANGAMBADI | Needle destroyer / Syringe Destroyer | C | REPROSPAARK | TB/NE DE-07 | 2008-10-17 |  | GLO LIFE CARE EQUIPMENTS~ NO 51 NO | OP | TNHSP | TNHSP/TNMSC/ENGG/BMWM1/2008 DT 08/02/2008 | 2008-10-17 | 2009-10-16 | 785 |  | CONDEMNED
2263 | THARANGAMBADI | Needle destroyer / Syringe Destroyer | C | REPROSPAARK | TB/NE DE-08 | 2008-10-17 |  | GLO LIFE CARE EQUIPMENTS~ NO 51 (OLD NO 345) NORTH PHASE~ SIDCO INDUSTRIIAL ESTATE~ AMBATTTUR -CHENNAI 600098 | INJ OP | TNHSP | TNHSP/TNMSC/ENGG/BMWM1/2008 DT08/02/2008 |  | 2009-10-16 | 785 |  | CONDEMNED
2264 | THARANGAMBADI | Suction Apparatus - Electrical | C | SILASTIC | TB/SUC APP-03 | 2007-07-10 |  | JUPITER MANUFACTURE~564~ Candamp;D M.S. COMPLEX~ D.B.ROAD~ R.S.PURAM~ COIMBATORE 641002 | STORE | DMS | 35047/Sandamp;P/1/2007 DT24/04/2007 |  | 2008-07-09 | 6600 | 462 | working
2265 | THARANGAMBADI | Auto Clave HP Vertical (2 bin) | C | HIGH PRESSURE | TB/AUT CL-02 | 2009-03-03 |  | HOSPITAL STEEL FURNITURE MANUFACTURING CO~PERAMBUR HIGH ROAD ~ SBO COLONY~ PERAMBUR CHENNAI600012 | OP | DMS | 51190/S&P/1/2008 | 2009-03-03 | 2010-03-02 | 16300 | 1141 | working
2266 | THARANGAMBADI | B.P.apparatus stand model | C | STAND MODEL | TB/BPAS-02 | 2008-12-15 | JUPITER | JUPITER MANUIFACTURING WORKS~564Candamp;D ~M.S.COMPLEX~ D.B.ROAD~R.S.PURAM~ COIMBATORE.641041 | NCD | TNHSP | TNHSP/TNMSC/P3E16/2008 DT29/08/2008 | 2008-12-14 | 2009-12-14 | 1090 | 76.3 | working
2267 | THARANGAMBADI | B.P.apparatus stand model | C | STAND MODEL | TB/BPAS-03 | 2008-12-15 |  | JUPITER MANUIFACTURING WORKS~564Candamp;D ~M.S.COMPLEX~ D.B.ROAD~R.S.PURAM~ COIMBATORE.641041 | WARD | TNHSP | TNHSP/TNMSC/P3E16/2008 DT 29/08/2008 | 2008-12-15 | 2009-12-14 | 1090 | 76.3 | working
2268 | THARANGAMBADI | B.P.apparatus stand model | C | STAND MODEL | TB/BPAS-04 | 2008-12-15 |  | JUPITER MANUIFACTURING WORKS~564Candamp;D ~M.S.COMPLEX~ D.B.ROAD~R.S.PURAM~ COIMBATORE.641041 | WARD | TNMSC | HSP/TNMSC/P3E16/2008 ~ DATED 29/08/2008 | 2008-12-15 | 2009-12-14 | 1090 | 76.3 | working
2269 | THARANGAMBADI | B.P.apparatus stand model | C | STAND MODEL | TB/BPAS-05 | 2008-12-15 | JUPITER MANUFACTURING | JUPITER MANUIFACTURING WORKS~564Candamp;D ~M.S.COMPLEX~ D.B.ROAD~R.S.PURAM~ COIMBATORE.641041 | OP | TNHSP | HSP/TNMSC/P3E16/2008 DT 29/08/2008 | 2008-12-15 | 2009-12-14 | 1090 | 76.3 | working
2270 | THARANGAMBADI | Operation Table Hydraulic Major | B2 | HYDAULIC MAJOR | TB/OT TAB 01 | 2009-02-24 |  | VIBASH COIMBATORE SURGICAL PVT LTD90~BIG BAZAAR STREET~COIMBATORE.641001 | OT | DMS | 51190Sandamp;P | 2009-02-24 | 2009-02-23 | 157950 | 11056.5 | working
2271 | THARANGAMBADI | Weighing Machine Electronic | C | NAKSHATRA | 8121130 | 2009-01-30 |  | SURYA SURGICAL INDUSTRIES~ 105 ANGALAMMAN KOIL STREET~ CHOOLAI ~ CHENAI 600112 | L.WARD | TNMSC | 51190/Sandamp;P/1/2009 | 2009-01-30 | 2010-01-29 | 10500 | 735 | working
2272 | THARANGAMBADI | Printer | C | HL5250DN | E64609G81705246 | 2009-03-14 |  | LIPI DATA SYSTEMSLTD ~ NO C 3RD FLOOR EAST COAST CHANMBER ~ NO 96 G.N CHETTY ROAD T.NAGAR | OFFICE | TNHSP | TNHSP/TNMSC/P1H1/2009 DATEED 22/01/2009 | 2009-06-23 | 2010-03-13 | 8500 | 595 | working
2273 | THARANGAMBADI | UPS | C | 600VA | 616951 | 2009-04-07 |  | R.K.TECH HARD andamp;SOFT PVT LTD~ G.F 25 ANNA NNGAR PLAZA. C-47 II ND AVENUE~NNA NAGAR ~ CHENNAI 600040A | OFFICE | TNHSP | TNHSP/TNMSC/P1H1/2009 | 2009-06-23 | 2010-04-06 | 7900 | 553 | working
2274 | THARANGAMBADI | Shadowless Lamp stand model | B | WITH 4 HALOGEN BULBS | TB/SHAD LAMP-01 | 2009-03-06 |  | JUPITER MANUFACTURING~563~M.S.COMPLEX.D.B ROAD~ R.S.PURAM~ COIMBATORE 641002 | G.H .MAYILADUTHURAI | TNMSC | 47975/Sandamp;P/1/2008 DT04/02/2009 | 2009-03-06 | 2010-03-05 | 40000 | 2800 | TRANSFERRED TO GH-MAYILADUTHURA
2275 | THARANGAMBADI | X.ray lobby single | C | WITH ONE TUBE | TB/XRAY LOB-01 | 2006-11-28 |  | JDHS NAGAPATTINAM | male op | DMS | R.C 130/05 | 2006-11-28 | 2007-11-27 | 0 | 0 | working
2276 | THARANGAMBADI | Shadowless Lamp stand model | B | MOBILE | TB/SHAD LAMP-02 | 2009-03-18 |  | JUPITER MANUFACTURING WORKS~563~M.S.COMPLEX D.B.ROAD~R.S.PURAM~COIMBATORE641002 | G.H. MAYILADUTHURAI | TNMSC | 47975/Sandamp;Pandamp;P/1/2008 DT04/02/2009 | 2009-09-18 | 2009-03-17 | 26000 | 1820 | working
2277 | THARANGAMBADI | Suction Apparatus - Electrical | C | CABINET | TB/SUC APP-04 | 2009-03-03 |  | HOSPITAL STEEL FURNITURE MANUFACTURING CO~ PERAMBUR HIGH ROAD ~ SBO COLONY PERAMBUR~ CHENNAI 600012 | OT | DMS | TNHSP/TNMSC/P3E8/2008 | 2009-03-03 | 2010-02-03 | 4056 | 283.92 | working
2278 | THARANGAMBADI | Suction Apparatus - Electrical | C | CABINET MODEL | TB/SUC APP-06 | 2009-03-03 |  | HOSPITAL FURNITURE MANUFACTURING CO | WARD | DMS | TNHSP/TNMSC/P3E8/2008 | 2009-03-03 | 2010-02-03 | 3900 | 273 | working
2279 | THARANGAMBADI | Suction Apparatus - Electrical | C | CABINET | TB/SUC APP-07 | 2009-03-03 |  | HOSPITAL STEEL FURNITUREING COP~ PERAMBUR HIGH ROAD~SBO COLONY~PERAMBUR~ CHENNAI 60012 | OP | DMS | 51190/Sandamp;P/2008-2 | 2008-03-03 | 2010-03-02 | 3900 | 273 | working
2280 | THARANGAMBADI | Suction Apparatus - Electrical | C | 7A-23D | TB/SUC APP-08 | 2008-03-03 | JINGUSU YUYUE | VIN BIOTECH SYSTEMS LIMITED~NO2 II CROSS STREET~ M.E.S ROAD ~ TAMBARAM EAST CHENNAI 600059 | OP | TNMSC | TNHSP/TNMSC/P2E18/2007 DATE 30/10/2007 | 2008-03-03 | 2009-03-02 | 4148 | 290.36 | working
2281 | THARANGAMBADI | Auto Clave HP Vertical (2 bin) | C | 2 BIN VERTICAL | TB/AUT CL-03 | 2008-04-04 |  | JUPITER MANUFACTURING WORKS~564 CCandamp;D M.S~COMPLEX D.B .ROAD~ R.S.PURAM~ COIMBATORE.641002 | OT | TNMSC | TNHSP/TNMSC/P2E11/2007 | 2008-04-04 | 2009-03-04 | 33280 | 2329.6 | working
2282 | THARANGAMBADI | Auto Clave HP Vertical (2 bin) | C | 2BIN VERTICAL | TB/AUT CL-04 | 2009-03-17 |  | SOLOKRAFTS INDUSTRIES~SURGICAL AVENUE NO 69 MC NICHOLSON ROAD~FIRST FLOOR~ CHETPUT. CHENNAI 600031 | OT | DMS | 51190/Sandamp;;P/1/2008 DT 10/11/2009 | 2009-03-17 | 2010-03-16 | 18600 | 1302 | working
2283 | THARANGAMBADI | Computer | C | E7300 | ETELEPOCO1690912CE34000 | 2009-04-24 | ACER | BROADLINE COMPUTER SYSTEMS | OFFICE | TNHSP | TNHSP/TNMSC/P1H1/2009 DT 22/01/2009 | 2009-04-24 | 2011-04-24 | 24890 | 1742.3 | WORKING
2284 | THARANGAMBADI | Binocular Mircroscope | B2 | BDI-13 | 22394 | 2009-06-09 | LABOSCOPE | SOLOKRAFTS | LAB | TNHSP | TNHSP/TNMSC/ICB/P3E2/2009~28.01.2009 | 2009-06-09 | 2010-06-08 | 9393 | 657.51 | working
2285 | THARANGAMBADI | Binocular Mircroscope | B2 | BDI-13 | 22388 | 2009-06-09 | LABOSCOPE | SOLOKRAFTS INDUSTRIES~101 ANGALAMMAN KOIL STREET~ CHOOLAI~ CHENNAI600112 | LAB | TNHSP | TNHSP/TNMSC/ICB/P3E2/2009~28/01/09 | 2009-06-09 | 2010-06-08 | 9393 | 657.51 | working
2286 | THARANGAMBADI | Color Doppler | A | LOGIQ P3 | CISPR11/EN5501 | 2009-10-21 | GE | WIPRO GE HEALTH CARE | SCAN ROOM | TNHSP | TNHSP/TNMSC/ICB/P3E24/2009 | 2009-10-21 | 2010-10-20 | 674800 | 47236 | TRANSTHURAIFERRED TO GH-MAYILAD
2287 | THARANGAMBADI | Suction Apparatus - Electrical | C | CABINET |  | 2009-03-03 |  | VISHAL | L.WARD | TNHSP |  | 2009-03-03 | 2009-09-10 | 0 | 0 | working
2288 | THARANGAMBADI | Semi auto analyser | B2 | PRIETEST TOUCH | A70280202092BK | 2009-05-05 | ROBONIK | ROBONIC INDIA PVT LTD~PLOT NOA-374 TTC~MIDC INDUSTRIAL AREA MAHAPE THANE 400710 | LAB | TNHSP | TNHSP/TNMSC/ICB/P3E2/28/01/2009 | 2009-05-05 | 2010-05-04 | 60690 | 4248.3 | working
2289 | THARANGAMBADI | Electri centrifuger | C | WITH 8 BUCKETS | 73883 | 2009-06-09 | LABOTECH | SOLOKRAFTS | LAB | TNHSP | TNHSP/TNMSC/AG29E/2011/04/10/2011 | 2009-06-09 | 2010-06-08 | 10873 | 761.11 | working
2290 | THARANGAMBADI | Lab Incubator | C | BDI-54 | 73876 | 2009-06-09 | LABOTECH | solokrafts | LAB | TNHSP | TNHSP/TNMSC/ICB/P3E2/2009 DATE 28/01/2009 | 2009-06-09 | 2010-06-08 | 11953 | 836.71 | working
2291 | THARANGAMBADI | Hot Air oven | C | LABOTECH | 73876 | 2009-05-23 | LABOTECH | SOLOKRAFTS INDUSTRIES~ NO 105 ANA | LAB | TNHSP | TNHSP/TNMSC/ICB/P3E2/2009 DATE 28/01/2009 | 2010-07-07 | 2010-05-22 | 11953 | 836.71 | working
2292 | THARANGAMBADI | Electri centrifuger | C | ELECTRIC 15ML | TB/ELEC CENTRIFUGE-01 | 2008-12-22 | ASSOCIATED SURGICALS | ASSOCIATED SURGICALS~5 VELDERS STREET. NEAR L.I.C BUILDING P.B.NO3749~MOUNT ROAD~ CHENNAI | GH-Nagoor | DMS | 330602/19/07/98 |  | 2009-12-21 | 2240 | 156.8 | TRANSTHURAIFERRED TO GH-NAGORE
2293 | THARANGAMBADI | Electric Calorimeter | C | ELECTRICAL | 101 | 2004-05-01 |  | ALAN MEDICALandamp; LABORATARY PRODUCTS~ 17 VENKATESA NAIKAN STREET~ CHENNAI600002 | GH-Nagoor | TNMSC | 62051 98-3/CP2/1 DATED 05/11/19998 | 1998-11-30 | 2005-04-30 | 9500 | 665 | TRANFERED TO GH-NAGOOR
2294 | THARANGAMBADI | Binocular Mircroscope | B2 | SUSWOX OPTIC SK 77B | TB/MICRO -01 | 1999-02-04 |  | DDTB ~ THANJAVUR | LAB | OTHERS | STORES 12-1999 | 1999-02-04 | 2005-05-01 | 8500 |  | CONDEMNED
2295 | THARANGAMBADI | Binocular Mircroscope | B2 | JP MIA | 20142016 | 2004-05-01 |  | ASSOCIATED SURGICALS~VELDERS STREET~P.B.NO3749~MOUNT ROAD~600002 | LAB | OTHERS | 33602 DATED 19/12/1998 | 1999-02-04 | 2000-02-03 | 9500 |  | CONDEMNED
2296 | THARANGAMBADI | Nebuliser Adult | C | ITALIAN MAKE | 122532 | 2003-08-18 | Microlux;Flow Neb | ASSOCIATED SURGICALS (INDIA) NEW NO 9 VELDERS STREET~ P.B.NO 3749 MOUNT ROAD (NEAR LIC BUILDING CHENNAI600002 | OP | TNMSC | 45036/SPS/1/03 | 2003-08-18 | 2004-08-17 | 2200 |  | CONDEMNED
2297 | THARANGAMBADI | Nebuliser Adult | C | FLOWNEB | TB/NEBU-01 | 1999-05-31 | Microlux;Flow Neb | Associated Surgicals | OP | TNMSC | 62051/CPII/1/98-2 DT 01/01/1999 | 2004-05-01 | 2000-05-30 | 4250 |  | CONDEMNED
2298 | THARANGAMBADI | Alpha Bed with motor | C | OASIS 2000 | KSP0701-04727 | 2007-10-07 | APEX MEDICAL CORP | Jupitermanufacturing works~564Candamp;D M..S COMPLEX D.B.ROAD~ R.S.PURAM~COIMBATORE | Store | DMS | 35047/S&P/1/2007 DT 24/04/2007 | 2007-10-07 | 2008-10-06 | 6600 | 462 | working
2299 | THARANGAMBADI | Glucometer | C | GLUCOCARE | 260043025 | 2003-08-18 |  | ASSOCIATED SURGICALS .NO9 VELDERS STREET. P.B.NO 3749 MOUNT ROAD~ NEAR L.I.C ~ CHENNNAI | Hqr-Nagai | DMS | 45036/SPS/1//03 | 2003-08-18 | 2004-08-17 | 3200 | 224 | TRASFERED TO GH-NAGAI
2300 | THARANGAMBADI | Formaline dispenser | C | SISCO | TB/AER DIS-01 | 2003-09-19 | SOUTH INDIA SURGICALS | SOUTH INDIA SURGICAL CO LTD~850 ANNA SALLAI ~ CHENNAI600002 | Hqr-Nagai | DMS | 62051/CP2/98 | 2003-09-19 | 2004-09-18 | 5450 | 381.5 | TRASFERED TO GH-NAGAI
2301 | THARANGAMBADI | Ultra Sonogram -MOBILE | B | SONATA MFT | CN0386540 | 2004-01-12 | Landamp;T- | LARSEN andamp;TOUBRO LIMITED MYSORE. | G.H NAGAPATTINAM | TNMSC | 49216/Sandamp;P1/2003 | 2004-01-12 | 2005-01-11 | 277366 | 19415.62 | TRANSFERRED TO GH-NAGAI
2302 | THARANGAMBADI | Ultra Sonogram -MOBILE | B | SONALISA 32 | MO5S8228 | 2007-08-31 | Landamp;T- | LARSENandamp;TOUBRO LIMITED~ MYSORE CAMPUS~KIADB INDUSTRIAL AREA ~ HEBBAL~ MYSORE570018 | Scan Room | Hqr-Nagai | M.O TB132/2007 | 2007-09-05 | 2006-08-30 | 0 |  | CONDEMNED
2303 | THARANGAMBADI | B.P.apparatus stand model | C | STAND MODEL | TB/BPAS-01 | 2006-11-28 |  | JDHS NAGAPATTINAM~ | OP | TNMSC | JDHS NAGAPATTINAM | 2006-11-28 | 2007-11-27 | 800 | 56 | working
2304 | THARANGAMBADI | B.P.apparatus table model | C | TABLE MODEL | TB/BPAPT-01 | 2005-03-23 |  | JDHS NAGAPPATTINAM | OP | TNMSC | M.O .G.H.THARANGAMBADI 488/04 DT21/03/2005 | 2005-05-23 | 2006-05-22 | 1200 | 84 | Working
2305 | THARANGAMBADI | B.P.apparatus table model | C | TABLE MODEL | TB/BPAPT-02 | 2005-03-22 |  | JDHS NAGAPATTINAM | OP | TNMSC |  |  | 2006-03-21 | 1200 | 84 | Working
2306 | THARANGAMBADI | B.P.apparatus table model | C | TABLE MODEL | TB/BPAPT-03 | 2005-03-22 |  | JDHS | OP | TNMSC | 166/S2 | 2005-03-22 | 2006-03-21 | 1200 | 84 | Working
2307 | THARANGAMBADI | Needle destroyer / Syringe Destroyer | C | MICROSIL ND350 | 628/03 | 2004-06-26 | Microsil | LINCO SCIENTIFIC INSTRUMENTS | OP | TNMSC | DMS Sandamp;P KD -0123 | 2004-06-26 | 2005-06-25 | 2350 | 164.5 | working
2308 | THARANGAMBADI | Needle destroyer / Syringe Destroyer | C | MICROSIL | 627/03 | 2004-06-26 | Microsil | LINCO SCIENTIFIC INSTRUMENTS | WARD | TNMSC | DMS Sandamp;P KD0123 | 2004-06-26 | 2005-06-25 | 2350 | 164.5 | working
2309 | THARANGAMBADI | Refrigerator | C | delux | TB/REFRIG-01 | 2002-01-08 |  | RECEIVED FROM VAITHEESVARAN KOIL GH | Store | TNMSC | PDL 6 /2002 DATE 23/01/2002 | 2002-01-08 | 2003-01-07 | 8000 |  | CONDEMNED
2310 | THARANGAMBADI | Refrigerator | C | NAT | 38738 | 2005-02-08 | Godrej | BABY TRADERS~117 PATTAMANGALA STREET~ MAYILADUTHURAI609001 | OP | OTHERS | TB/PWS/01 | 2005-02-08 | 2010-01-08 | 7775 | 544.25 | working
2311 | THARANGAMBADI | Infusion pump | C | AKAS INFU 300(PUMPUMA1300) | EO5070611 | 2007-05-19 | AKAS- | AKASH MEDICAL EQUIPMENT~ 19 NAVANEETHAMMAL STREET~ AYAAVOO COLONY AMINJIKARAI~ CHENNAI | OP | DMS | 103928/Sandamp;P/1/2006 | 2007-05-19 | 2008-05-19 | 24400 | 1708 | working
2312 | THARANGAMBADI | Suction Apparatus - Electrical | C | ELECTRICAL | TB/SUCAPP-01 | 2009-02-16 | JUPITER MANUFACTURING WORKS | JUPITER MANUFACTURING WORKS~563~M.S.COMPLEX D.B .ROADF R.S.PURAM. COIMBATORE.641041 | OP | DMS | 47975/Sandamp;P/1/2008 DT04/02/2009 |  | 2009-02-15 | 5500 | 385 | working
2313 | THARANGAMBADI | Dental Unit with motor for dental OP | B2 | FULLY AUTOMATIC | TB/DENT EQ-01 | 2007-12-20 | Cofident | CONFIIDENT DENTAL EQUIPMENT LTD~13 VELU STREET~ WEST MAMBALAM ~ CHENNAI 600033 | DENTAL OP | TNMSC | 1253/TNMSC/ENGG/2007 | 2007-12-20 | 2008-12-19 | 103168 | 7221.76 | WORKING
2314 | THARANGAMBADI | Focus lamp Ordinary | C | DOOM LAMP | TB/DOOM LAMP-01 | 2007-08-24 |  | APPOLO SURGICAL INSTRUMENT CO~SHOP NO8andamp;9 RAHEJA COMPLEX (OPP ANNA STATUE)MOUNT ROAD. CHENNAI 600002 | OP | OTHERS | TB/PWS-03/10/07/2007 | 2007-08-24 | 2008-08-23 | 1450 | 101.5 | working
2315 | THARANGAMBADI | Generator | C | EXK2800S | 2003-20040113 | 2007-06-20 | Honda-EXK 2800S | WELCOME AGENCY | Ward | Patient.Welf | TB PWS 04 DT 20/06/2007 | 2007-09-24 | 2008-09-23 | 57710 | 4039.7 | working
2316 | THARANGAMBADI | Hot Air Oven/Hot Air Oven Digital/Digital Oven | C | BD INDUSTRIES | 76291 | 2009-06-09 |  | SOLOKRAFTS INDUSTRIES~ NO 105 ANAGALAMMAAN KOIL STREET~ CHOOLAI 600112.CHENNAI | LAB | TNHSP | TNHSP/TNMSC/ICB/P3E2/2009 DATED 28/01/2009 | 2009-06-26 | 2010-06-08 | 11963 | 837.41 | working
2317 | THARANGAMBADI | Boyles Apparatus with Fluotec and circle absorber | B | 1118/90 | 1118/90 | 2011-11-24 |  | Indian oxygen Ltd.(GH-PORAIYAR) | OT | TNMSC | M.OI THARANGAMBADI G.H | 2011-11-24 | 2009-11-01 | 8500 | 595 | working
2318 | THARANGAMBADI | Computer | C | VW19G2 | 0105BG0281481 |  |  | HCL INFOSYSTEMS~ VILLIANUR COMMUNE~ PUDUCHERY | INJECTION OP | TNHSP | TNHSP/ELCOT/ICB/COMP 07/12/2010 | 2011-10-10 | 2013-11-23 | 26031 | 1822.17 | working
2319 | THARANGAMBADI | Computer | C | VW19G2 | 0105BGO299961 |  |  | HCL INFOSYSTEM LTD | OP REGISTRATION | TNHSP | TNHSP/ELCOT/ICB/COMP/07/12/2010 | 2011-10-10 | 2013-11-23 | 26031 | 1822.17 | working
2320 | THARANGAMBADI | Computer | C | VW19G2 | 0105BG0273561 | 2011-02-26 |  | HCL INFOSYSTEMS LTD | MALE OP | TNHSP | TNHSP/ELCOT/ICB/COMP/07/12/2010 | 2011-10-10 | 2013-11-23 | 26031 | 1822.17 | working
2321 | THARANGAMBADI | Computer | C | VW19G2 | 0105BG0276871 |  |  | HCL INFOSYSTEMS | FEMALE OP | TNHSP | TNHSP/ELCOT/ICB/COMP 07/12/2010 |  | 2013-11-23 | 26031 | 1822.17 | working
2322 | THARANGAMBADI | Computer | C | VW19G2 | 0105BG0263721 | 2011-02-26 |  | HCL INFOSYSTTEMS | NURSE ROOM | TNHSP | TNHSP/ELCOT/ICB/COMP/07/12/2010 | 2011-10-10 |  | 26031 | 1822.17 | working
2323 | THARANGAMBADI | Computer | C | VW19G2 | 0105BGO278601 |  |  | HCL INFO SYSTEMS | INJ OP | TNHSP | TNHSP/ELCOT/ICB/COMP/07/12/2010 | 2011-10-10 | 2013-11-23 | 26031 | 1822.17 | working
2324 | THARANGAMBADI | UPS | C | HCL | C101AA533910 |  |  | HCL INFOSYSTEM~ R.S NO 107/~ SEDARAPET~ VILLIANUR COMMIUNE~ PUDHUCHERRY | FEMALE OP |  | TNHSP/ELCOT/ICB/COMP/07/12/2010 | 2011-10-10 | 2013-11-23 | 0 |  | MULTIPLE ENTRY
2325 | THARANGAMBADI | Computer | C | VW19G2 | 0105BG0273451 | 2011-02-26 |  | HCL INFO SYSTEMS | LAB | TNHSP | TNHSP/ELCOT/ICB/COMP/07/12/2010 | 2011-10-10 | 2013-11-23 | 26031 | 1822.17 | working
2326 | THARANGAMBADI | Computer | C | VW19G2 | 0105BG0263581 |  |  | HCL INFOSYSTEMS | OT | TNHSP | TNHSP/ELCOT/ICB/COMP/07/12/2010 | 2011-10-10 | 2013-11-23 | 26031 | 1822.17 | working
2327 | THARANGAMBADI | Computer | C | VW19G2 | 0105BG0272741 | 2011-02-26 |  | HCL INFOSYTEMS | NCD | TNHSP | TNHSP/ELCOT/ICB/COMP/07/12/2010 | 2011-10-10 | 2013-11-23 | 26031 | 1822.17 | working
2328 | THARANGAMBADI | Computer | C | VW19G2 | 0105BG0250001 | 2011-02-26 |  | HCL INFO SYSTEMS | DENTAL OP | TNHSP | TNHSP/ELCOT/ICB/COMP/07/12/2010 | 2011-10-10 | 2013-11-23 | 26031 | 1822.17 | working
2329 | THARANGAMBADI | Printer | C | TVS HD 250 GOLD | JBS3FDOO3749 | 2011-02-26 |  | HCL INFOSYSTEMS | DISPENSARY | TNHSP | TNHSP/ELCOT/ICB/COMP/07/12/2010 | 2011-10-10 | 2013-11-23 | 9098 | 636.86 | working
2330 | THARANGAMBADI | Printer | C | HD 250 GOLD | JBS3FDOO3792 | 2011-02-26 |  | HCL IMFOSYSTEMS | LAB | TNHSP | TNHSP/ELCOT/ICB/COMP/07/12/2010 | 2011-10-10 | 2013-11-23 | 9098 | 636.86 | working
2331 | THARANGAMBADI | Printer | C | TVS HD 250 GOLD | JB03FDOO3297 | 2011-02-26 |  | HCL INFOSYSTEMS | FEMALE OP | TNHSP | TNHSP/ELCOT/ICB/COMP/ 07/12/2010 | 2011-10-10 | 2013-11-23 | 9098 | 636.86 | working
2332 | THARANGAMBADI | UPS | C | HCL | C101AA534052 | 2011-02-26 |  | HCL INFOSYSTEM~ R.S NO 107/~ SEDARAPET~ VILLIANUR COMMIUNE~ PUDHUCHERRY |  | TNHSP | TNHSP/ELCOT/ICB/COMP/07/12/2010 |  | 2013-11-23 | 0 |  | MULTIPLE ENTRY
2333 | THARANGAMBADI | Printer | C | TVS HD 250 GOLD | JBS3FDOO3860 | 2011-02-26 |  | HCL INFOSYSTEMS | OP REGISTRATION | TNHSP | TNHSP/ELCOT/ICB/COMP/07/12/2010 | 2011-10-10 | 2013-11-23 | 9098 | 636.86 | working
2334 | THARANGAMBADI | Printer | C | TVS HD 250 GOLD | JBS3FD002785 | 2011-02-26 |  | HCL INFOSYSTEMS | INJECTION OP | TNHSP | TNHSP/ELCOT/ICB/COMP/07/12/2010 | 2011-10-10 | 2013-11-23 | 9098 | 636.86 | working
2335 | THARANGAMBADI | Printer | C | TVS HD250 GOLD | JBS3FDOO3874 | 2011-02-26 |  | HCL INFOSYSTEMS | NURSE ROOM | TNHSP | TNHSP/ELCOT/ICB/COMP/07/12/2010 | 2011-10-10 | 2011-11-23 | 9098 | 636.86 | working
2336 | THARANGAMBADI | Printer | C | TVS HD 250 GOLD | JBJ3FDOO2722 | 2011-02-26 |  | HCL INFOSYSTEMS | MALE OP | TNHSP | TNHSP/ELCOT/ICB/COMP/07/12/2010 | 2011-10-10 | 2013-11-23 | 9098 | 636.86 | working
2337 | THARANGAMBADI | UPS | C | HCL | C101AA534053 | 2011-02-26 |  | HCL INFOSYSTEM~ R.S NO 107/~ SEDARAPET~ VILLIANUR COMMIUNE~ PUDHUCHERRY | DISPENSARY | TNHSP | 6187510290 | 2011-10-10 | 2013-11-23 | 0 |  | MULTIPLE ENTRY
2338 | THARANGAMBADI | UPS | C | HCL | C101AA534089 | 2011-02-26 |  | HCL INFOSYSTEM~ R.S NO 107/~ SEDARAPET~ VILLIANUR COMMIUNE~ PUDHUCHERRY | OP REGISTERATION | TNHSP | 6187510290 |  | 2013-11-23 | 0 |  | MULTIPLE ENTRY
2339 | THARANGAMBADI | UPS | C | HCL INFOSYSTEM~ R.S NO 107/~ SEDARAPET~ VILLIANUR COMMIUNE~ PUDHUCHERRY | C101AA534175 | 2011-02-26 |  | HCL INFOSYSTEM~ R.S NO 107/~ SEDARAPET~ VILLIANUR COMMIUNE~ PUDHUCHERRY | LAB | TNHSP |  |  | 2013-11-23 | 9098 |  | MULTIPLE ENTRY
2340 | THARANGAMBADI | UPS | C | hcl | C101AA533423 | 2011-09-26 |  | HCL INFOSYSTEM~ R.S NO 107/~ SEDARAPET~ VILLIANUR COMMIUNE~ PUDHUCHERRY | STORES | TNHSP | TNHSP/ELCOT/ICB/COMP/07/12/2010 | 2011-10-10 | 2012-09-25 | 0 |  | MULTIPLE ENTRY
2341 | THARANGAMBADI | UPS | C | HCL | C101AA533577 | 2011-02-26 |  | HCL INFOSYSTEM~ R.S NO 107/~ SEDARAPET~ VILLIANUR COMMIUNE~ PUDHUCHERRY |  | TNHSP | TNHSP/ELCOT/ICB/COMP/07/12/2010 |  | 2013-09-23 | 0 |  | MULTIPLE ENTRY
2342 | THARANGAMBADI | UPS | C | HCL | C101AA34053 |  |  | HCL INFOSYSTEM~ R.S NO 107/~ SEDARAPET~ VILLIANUR COMMIUNE~ PUDHUCHERRY |  |  | TNHSP/ELCOT/ICB/COMP/07/12/2010 | 2011-10-10 | 2013-11-23 | 0 |  | MULTIPLE ENTRY
2343 | THARANGAMBADI | Needle destroyer / Syringe Destroyer | C | MICRISIL ND-350 | 1629/03 | 2004-06-26 | MICROSIL | LINCO SCEINTIFIC INSTRUMENTS COMPANY | DENTAL OP | TNMSC | DMS Sandamp;P KD 0123 | 2004-06-26 | 2005-06-25 | 2350 | 164.5 | working
2344 | THARANGAMBADI | Glucometer | C | GLUCOCARE | 260042816 | 2003-08-18 |  | ASSOCIATED SURGICALS .NO9 VELDERS STREET. P.B.NO 3749 MOUNT ROAD~ NEAR L.I.C ~ CHENNNAI | LAB | TNMSC | 45036/SPS/01/03 | 2003-08-18 | 2004-08-17 | 3200 |  | CONDEMNED
2345 | THARANGAMBADI | Weighing machine adult | C | PRESTIGE | TB/ADULT WE MAC-03 | 2012-02-06 | PRESTIGE | ALAN MEDICAL LABORATORY PRODUCTS~810 ANNA SALAI VUMMIDIARS SHOPPING CENTER ~ CHENNAI 600002 | NCD | TNHSP | TNHSP/TNMSC/ENGG/AG24/2011 | 2012-02-06 | 2013-02-05 | 598 | 41.86 | working
2346 | THARANGAMBADI | Weighing machine adult | C | KRUPS | TB/ADULT WEI MAC-01 | 2008-06-23 |  | JUPITER MANUFACTURING WORKS~564Candamp;D M.S COMPLEX D.B ROAD~ R.S.PURAMK COIMBATORE | LABOUR WARD | TNHSP | TNHSP/TNMSC/ENGG/2008 | 2008-06-23 | 2009-06-22 | 541 | 37.87 | working
2347 | THIRUKUVALAI | Foetal Doppler | C | 155 | 104 | 2007-04-27 | Contec Medical | JDHS-NAGAI | Scan Room | TNHSP | JDHS/RC NO/2575/S1/07/DT27.04.07 | 2007-04-27 | 2008-04-27 | 7800 | 546 | working
2348 | THIRUKUVALAI | Foetal Doppler | C | 4 | 1 | 2008-07-26 | SONA | VIBASH/COIMBATORE | LABER WARD | TNHSP | TNHSP/TNMSC/P2E14/2008 | 2009-07-23 | 2009-06-28 | 7800 | 546 | working
2349 | THIRUKUVALAI | Weighing machine adult | C | 1 | 44 | 2007-04-27 | NOEL | JDHS-NAGAI | OP | JDHS | JDHS/2575/21/07/27/04/2007 | 2007-04-27 | 2008-04-27 | 628 | 43.96 | NO AMC
2350 | THIRUKUVALAI | Weighing machine adult | C | 5 | 44 | 2007-04-27 | PRISTEGE | JDHS-NAGAI | OP | JDHS | JDHS/2575/S1/007/ | 2007-04-27 | 2008-04-27 | 628 | 43.96 | NO AMC
2351 | THIRUKUVALAI | Foetal Doppler | C | FL00114 |  | 2008-06-28 |  | VIBASH-COIMBATORE |  | TNHSP |  | 2008-06-28 | 2009-06-28 | 4650 | 325.5 | WORKING
2352 | THIRUKUVALAI | Needle destroyer / Syringe Destroyer | C | 1 | N-001 | 2008-10-17 | Microsil | LICO SCIENTIFIC INSTRUMENTS CO | Injn.OP | TNHSP | TNHSP/TNMSC/ENGG/BMM/1/2008 | 2008-11-13 | 2009-10-17 | 755 | 52.85 | NO AMC
2353 | THIRUKUVALAI | Glucometer | C | GS/01 | GSO2375966 | 2010-10-13 | Glucocare | ROCTIC DIAGNOSTIC | LAB | TNHSP | TNHSP/TNMSC/SC/P2E/2009 | 2010-12-16 | 2011-10-13 | 2190 |  | CONDEMNED
2354 | THIRUKUVALAI | Alpha Bed with motor | C | AL144 | AL0011 | 2007-04-24 | JUBITER MANUFACTURING |  | Ward | DMS | DMS/35047/Sandamp;P/1/2007 | 2007-07-06 |  | 6600 | 462 | NO AMC
2355 | THIRUKUVALAI | Alpha Bed with motor | C | ALP 114 | AL14556 | 2007-06-07 | Apex | JUPITER MANUFACTURING | Ward | DMS | DMSNO-35047/SEP/1/2007 | 2007-06-07 | 2008-06-07 | 6600 | 462 | Working
2356 | THIRUKUVALAI | Suction Apparatus - Electrical | C | 1455 | SN001455 | 2007-04-27 | unicef | MC DDaiai | Genrl.Ward | DMS | 2575/JDHS/S1/2007/7/04/2007 | 2007-04-27 | 2008-04-27 | 5400 | 378 | NO AMC
2357 | THIRUKUVALAI | Suction Apparatus - Electrical | C | SL4141 | SC1145 | 2007-04-27 | MC Dalal | JDHS-NAGAI | OT |  | JDHS/2575/S1/07/7/04/2007 | 2007-04-27 | 2008-04-27 | 5500 | 385 | NO AMC
2358 | THIRUKUVALAI | Suction Apparatus - Electrical | C |  | SL P0047 | 2007-04-27 | MC Dalal | JDHS-NAGAI | Labr.Ward | JDHS | 2575/JDHS/S1/07/7/04/2007 | 2007-04-27 | 2008-04-27 | 5400 | 378 | NO AMC
2359 | THIRUKUVALAI | Refrigerator | C | electrolux | 115 | 2007-12-25 | Electrolux | Davey Pharma~Chennai | Eye OT | TNHSP | TNHSP/TNMSC/P2G5/2007 | 2007-12-25 | 2008-12-25 | 10400 | 728 | NO AMC
2360 | THIRUKUVALAI | B.P.apparatus stand model | C | 5 | B005 | 2007-04-27 | DIAMOND | JDHS/NGT | Eye OT | JDHS | JDHS/2575/S1/07/27/04/2007 | 2007-04-27 | 2008-04-27 | 2350 | 164.5 | working
2361 | THIRUKUVALAI | Infusion pump | C | IN1144 | 1145 | 2007-05-19 | AKAS Medical | AKAS MEDICAL | WARD | DMS | DMS/103928/Sandamp;P/1/2006 | 2007-05-19 | 2008-05-19 | 24400 | 1708 | WORKING
2362 | THIRUKUVALAI | Autoclave Mini | B | AL0014 | ULOOII | 2009-03-17 |  | SOLOKRAFT INDUSTRIES~CHENNAI | OP | TNHSP | 51190/SGP/1/2008 | 2009-04-16 |  | 18500 |  | CONDEMNED
2363 | THIRUKUVALAI | Autoclave Mini | B | AL 001 | 14 | 2009-03-17 |  | SOLOKRAFT INDUSTRIES CHENNAI | Eye OT | TNHSP | 51190/SGP/1/2008 | 2009-04-15 | 2010-03-17 | 18500 | 1295 | working
2364 | THIRUKUVALAI | Auto Clave HP Vertical (2 bin) | C |  | ACVU/1777/11 | 2008-03-14 |  | JUPITER MANUFACTURING WORKS | OT | TNHSP |  | 2008-03-14 | 2009-03-14 | 33280 | 2329.6 | working
2365 | THIRUKUVALAI | Dental Unit with motor for dental OP | B2 | C-113A | 7341-12.-2007 | 2007-12-19 | TECHNODENT | CONFIDENT DENTAL EQUIPMENTS | DENTAL OP | TNMSC | 12537/TNMSC/ENGG/2007 | 2007-12-19 | 2008-12-19 | 103168 | 7221.76 | TRANSFERRED TO GH-PORAIYAR
2366 | THIRUKUVALAI | Operation Table Hydraulic Major | B2 | 51190 | 1664/20 | 2007-07-30 | VIBASH COIMBATOE | ASSOCIATED SURGICAL | OT | DMS | DMS/51190/Sandamp;P/1/2008 | 2007-07-30 | 2008-07-30 | 159950 | 11196.5 | NO AMC
2367 | THIRUKUVALAI | Refrigerator | C |  | RF173433/87 | 2008-06-23 |  | JUPITER MANUFACTURING WORKS | OP | TNHSP |  | 2008-06-23 | 2009-06-23 | 0 | 0 | NO AMC
2368 | THIRUKUVALAI | Sterilizer Medium (Instrument) | C |  | STL 11478/SL2 | 2008-07-17 |  | SURYA SURGICALS | OP | TNHSP |  | 2008-07-17 | 2009-07-17 | 0 | 0 | NO AMC
2369 | THIRUKUVALAI | ECG machine computerized | B |  | 309035/M11801710039 | 2008-12-30 | EDAN | MADRAS SURGICALS andamp; CHEMICALS | OP | TNHSP |  | 2008-12-30 | 2009-12-30 | 40000 | 2800 | working
2370 | THIRUKUVALAI | Needle destroyer / Syringe Destroyer | C | REPROSPAARK | 10074 | 2008-10-17 | GLO LFE CARE | GLO LIFE CARE | WARD | TNHSP | TNHSP/TNMSC/ENGG/BMWM1/2008 | 2008-10-17 | 2009-10-17 | 755 | 52.85 | working
2371 | THIRUKUVALAI | Needle destroyer / Syringe Destroyer | C | REPROSPAARK | 10075 | 2008-10-17 | GLO LFE CARE | GLO LIFE CARE | LAB | TNHSP | TNHSP/TNMSC/ENGG/BMM/1/2008 | 2008-10-17 | 2009-10-17 | 755 | 52.85 | working
2372 | THIRUKUVALAI | Needle destroyer / Syringe Destroyer | C | REPROSPAARK | 10076 | 2008-10-17 | GLO LFE CARE | GLO LIFE CARE | L.WARD | TNHSP | TNHSP/TNMSC/ENGG/BMM/1/2008 | 2008-10-17 | 2009-10-17 | 755 | 52.85 | working
2373 | THIRUKUVALAI | Needle destroyer / Syringe Destroyer | C | REPROSPAARK | 10077 | 2008-10-17 | GLO LFE CARE | GLO LIFE CARE | OP | TNHSP | TNHSP/TNMSC/ENGG/BMM/1/2008 | 2008-10-17 | 2009-10-17 | 755 | 52.85 | CONDEMNED
2374 | THIRUKUVALAI | Needle destroyer / Syringe Destroyer | C | REPROSPAARK | 10078 | 2008-10-17 | GLO LFE CARE | GLO LIFE CARE | LAB | TNHSP | TNHSP/TNMSC/ENGG/BMM/1/2008 | 2008-10-17 | 2009-10-17 | 755 | 52.85 | CONDEMNED
2375 | THIRUKUVALAI | Needle destroyer / Syringe Destroyer | C | REPROSPARK |  | 2008-10-17 | GLO LFE CARE | GLO LIFE CARE | INJ OP | TNHSP | TNHSP/TNMSC/ENGG/BMM/1/2008 | 2008-10-17 | 2009-10-17 | 755 | 52.85 | CONDEMNED
2376 | THIRUKUVALAI | Electri centrifuger | C | 52741 | EL 14577785 | 2008-08-20 |  | JDHS-NAGAI | LAB |  |  | 2008-08-20 | 2009-08-20 | 10873 | 761.11 | working
2377 | THIRUKUVALAI | Binocular Mircroscope | B2 | BDI-13 | 2235 | 2008-08-20 | LABOSCOPE | SOLOKRAFT INDUSTRRIES | LAB | TNHSP | TNHSP/TNMSE//ICB/P3E2/2009~28.01.2009 | 2009-06-13 | 2010-06-13 | 9393 | 657.51 | working
2378 | THIRUKUVALAI | Electric Calorimeter | C |  | 170071 | 2008-08-20 |  | JDHS-NAGAI | LAB |  | 1389 | 2008-08-20 | 2009-08-20 | 9500 | 665 | working
2379 | THIRUKUVALAI | Dental Unit with motor for dental OP | B2 |  | AA522920 | 2008-09-23 | CONFIDENT DENTAL EQUIPMENTS | S.S CHEMICALS | DENTAL OP | TNMSC | 2300096 | 2008-09-23 | 2009-09-23 | 103168 | 7221.76 | WORKING
2380 | THIRUKUVALAI | Operation Table Hydraulic Major | B2 | 1754 | OT147/W3688 | 2009-07-03 |  | VIBASH-COIMBATORE | OT | DMS | 85000014 | 2009-07-03 | 2010-07-03 | 0 | 0 | NO AMC
2381 | THIRUKUVALAI | Shadowless Lamp stand model | B | 11447 | 0047/WTMB2 | 2009-09-03 |  | JUPITER MANUFACTURING WORKS | OT | DMS |  | 2009-09-03 | 2010-09-03 | 0 | 0 | NO AMC
2382 | THIRUKUVALAI | Shadowless Lamp stand model | B |  | EY 41528574 | 2009-03-19 |  | JUPITER MANUFACTURING WORKS | EYE OT | DMS |  | 2009-03-19 | 2010-03-19 | 0 | 0 | NO AMC
2383 | THIRUKUVALAI | Weighing Machine Electronic | C | NICE3010R | 90717497 | 2009-01-23 | PRECISION ELECTRONIC DEIHI | SURYA SURGICALS | KITCHEN | DMS | 511920/Sandamp;P/1/2009~10.11.2008 | 2009-01-23 | 2010-01-23 | 10500 | 735 | NO AMC
2384 | THIRUKUVALAI | Auto Clave HP Vertical (2 bin) | C | 1142 | ACL M144523366 | 2009-03-17 |  | SOLOKRAFT INDUSTRIES | L.WARD | DMS |  | 2009-03-17 | 2010-03-17 | 29800 | 2086 | working
2385 | THIRUKUVALAI | Auto Clave HP Vertical (2 bin) | C | AL00014 | AL14344441 | 2009-05-03 |  | VISHAL HOSPITAL STEEL FURNITURE | EYE OT | DMS |  | 2009-05-03 | 2010-05-03 | 16300 | 1141 | working
2386 | THIRUKUVALAI | Haemoglobinometer | C | 222/47 | HLM 44200/90 | 2008-07-17 |  | JDHS-NAGAI | LAB | DMS |  | 2008-07-17 | 2009-07-17 | 18000 | 1260 | working
2387 | THIRUKUVALAI | Lab Incubator | C | 17444/85 | IN 11125364 | 2009-06-13 |  | SOLOKRAFT INDUSTRIES | LAB | TNHSP |  | 2009-06-13 | 2010-06-13 | 11953 | 836.71 | working
2388 | THIRUKUVALAI | Suction Apparatus - Electrical | C | 1111/35 | PL 1144523685 | 2009-03-19 |  | JUPITER MANUFACTURING WORKS | OT | DMS | 47975/Sandamp;P/1/2008 DT~04.02.2009 | 2009-03-19 | 2010-03-19 | 5500 | 385 | NO AMC
2389 | THIRUKUVALAI | Semi auto analyser | B2 | BD-154 | SN 78808 | 2009-04-05 | ROBONIK INDIA PVT LTD | ROBONIK INDIA PVT LTD | LAB | TNHSP | TNHSP/TNMSC2CB/P3E2/2009 | 2009-04-05 | 2010-04-05 | 60690 | 4248.3 | NO AMC
2390 | THIRUKUVALAI | Computer | C | H/11134 | 0101AA5332926 | 2009-03-04 | ACER | BROADLINE COMPUTER SYSTEM | OFFICE | TNHSP |  | 2009-03-04 | 2010-03-04 | 24890 | 1742.3 | WORKING
2391 | THIRUKUVALAI | Printer | C | 00147/FR715 | 147352 | 2009-04-24 | BROTHER | LIPI DATA SYSTEM | OFFICE | TNHSP |  | 2009-04-24 | 2010-04-24 | 0 | 0 | NO AMC
2392 | THIRUKUVALAI | UPS | C | UO00374 | US TKY 14336655 | 2009-10-04 | R.K TECH HARD andamp; SOFT PVT LTD | R.K TECH HARD andamp; SOFT PVT LTD | OFFICE | TNHSP |  | 2009-10-04 | 2010-10-04 | 0 | 0 | NO AMC
2393 | THIRUKUVALAI | Hot Air oven | C | BDI-50 | 762107 | 2009-06-13 |  | SOLOKRAFT INDUSTRIES~CHENNAI | LAB | TNHSP | TNHSP//TNMSC/ICB/P3E2/2009~28.01.2009 | 2009-06-13 | 2010-06-13 | 11953 | 836.71 | working
2394 | THIRUKUVALAI | Lab Incubator | C | BDI-54 | 73900 | 2009-06-13 |  | SOLOKRAFT INDUSTRIES | LAB | TNHSP | TNHSP/TNSMC/ICB/P3E2/2009.26.01.2009 | 2009-06-13 | 2010-06-13 | 11953 | 836.71 | working
2395 | THIRUKUVALAI | Binocular Mircroscope | B2 | BDI-13 | 22364 | 2009-06-13 | B-D.INSTRUMENTATION(INDIA) | SOLOKRAFT INDUSTRIES | LAB | TNHSP | TNHSP/TNMSC//ICB/P3E2/2009~28.01.2009 | 2009-06-13 | 2010-06-13 | 9393 | 657.51 | working
2396 | THIRUKUVALAI | Binocular Mircroscope | B2 | BDI-13 | 22354 | 2009-06-13 | B-D.INSTRUMENTATION(INDIA) | SOLOKRAFT INDUSTRIES | LAB | TNHSP | TNHSP/TNMSC/FCB/P3E2/2009 | 2009-06-13 | 2010-06-13 | 9393 | 657.51 | working
2397 | THIRUKUVALAI | Electri centrifuger | C | EL1734 | 00147ELEA/1 | 2009-06-13 |  | SOLOKRAFT INDUSTRIES | LAB | TNHSP |  | 2009-06-13 | 2010-06-13 | 10873 | 761.11 | working
2398 | THIRUKUVALAI | Auto Clave HP Vertical (2 bin) | C | AL0011 | .001147/1F02 | 2009-07-08 | SOLOKRAFT INDUSTRIES | JDHS-NAGAI | OPERATION THEATRE | NRHM | 51190/sandamp;p/1/2008~10.11.2008 | 2009-07-08 | 2010-07-08 | 18500 | 1295 | Working
2399 | THIRUKUVALAI | Magnavision Lamp | C | 144 | 0I04 | 2012-02-13 | SOLOKRAFT | SOLOKRAFT INDUSTRIES CHENNAI | LABOUR WARD | TNHSP | TNHSP/TNMSC/ICB/AG31/2011~19.10.2011 | 2012-02-13 | 2013-01-13 | 7337 | 513.59 | WORKING
2400 | THIRUKUVALAI | ECG machine computerized | B | EDAN SE3 | 309035-M11801710039 | 2011-10-04 |  | Madras Surgical andamp; Chemicals | ECG Room |  | TNHSP/TNMSC/ENGG/AG27/2011 | 2011-10-04 |  | 40000 | 2800 | Working
2401 | THIRUKUVALAI | Electri centrifuger | C | BDI 152 | OOII5 | 2012-02-13 | SOL0 KRAFT | SOLOKRAFTS INDUSTRIES | LAB | TNHSP | TNHSP/TNMSC/AG29E/2011~04.10.2011 | 2012-02-18 | 2013-12-12 | 5345 | 374.15 | Working
2402 | THIRUKUVALAI | Computer | C | VW19G2 | 101BG028391 | 2011-01-27 | HCL INFOSYSTEMS PUDUCHERY | THHSP |  | TNHSP | TNHSP/TNMSC/ELCOT/2008 | 2011-08-18 | 2012-01-27 | 26000 | 1820 | Working
2403 | THIRUKUVALAI | Needle destroyer / Syringe Destroyer | C | REPROSPRAK | 10073 | 2009-09-26 | GLO LIFE | GLO LIFE CARE | INJ OP | TNHSP | TNHSP/TNMSC/ENGG/BMWM1/2008 |  | 2009-09-26 | 785 | 54.95 | CONDEMNED
2404 | THIRUKUVALAI | Computer | C | V W 19G2 | 0105BGO2634 | 2011-01-28 | HCL | HCL INFOSYS TEMS~PUDUCHERY | DR OP | TNHSP | TNHSP/ELCOT/ICB/COMP/7/12/2010 |  | 2013-12-23 | 26031 | 1822.17 | working
2405 | THIRUKUVALAI | Computer | C | V W 19G2 | 0105BG264502 | 2011-01-28 | HCL INFOSYSTEMS PUDUCHERY | HCL | OP | TNHSP | TNHSP/ELCOT/ICB/COMP/7/12/2010 |  | 2013-12-22 | 26031 | 1822.17 | working
2406 | THIRUKUVALAI | Computer | C | V W 19G2 | 0105BG026334 | 2011-01-28 | HCL | HCL INFOSYSTEMS PUDUCHERY | LAB | TNHSP | TNHSP/ELCOT/ICB/COMP/7/12/10 | 2011-08-18 | 2013-12-22 | 26031 | 1822.17 | working
2407 | THIRUKUVALAI | Computer | C | V W 19 G2 | 0105BG027332 | 2011-01-28 |  | HCL INFOSYSTEMS PUDUCHERY | SCAN ROOM | TNHSP | TNHSP/ELCOT/ICB/COMP/7/12/10 | 2011-08-18 | 2012-12-28 | 26031 | 1822.17 | working
2408 | THIRUKUVALAI | Computer | C | V W19G2 | 0105BG27297 | 2011-01-28 | HCL | HCL INFOSYSEMS LTD/PUDUCHERY | DR OP | TNHSP | TNHSP/ELCOT/ICB/COMP/07/12/2010 | 2011-08-18 | 2013-12-22 | 26031 | 1822.17 | working
2409 | THIRUKUVALAI | Computer | C | V W 19G2 | 0105BG0264391 | 2011-01-28 | HCL INFOSYSTEMS LTD/PUDUCHERY | TNHSP | DR OP | TNHSP | TNHSP/ELCOT/ICB/COMP/07/02/2010 | 2011-08-18 | 2013-12-22 | 26000 | 1820 | NO AMC
2410 | THIRUKUVALAI | Computer | C | V W19G2 | 0105BG264503 | 2011-01-28 | HCL | HCL INFOSYSTEMS LTD~ PUDUCHERY | PHARMACY | TNHSP | TNHSP/ELCOT /ICBCOMP/07/02/2010 | 2011-08-18 | 2013-12-22 | 26031 | 1822.17 | working
2411 | THIRUKUVALAI | Computer | C | V W 19G2 | 0105BG0276891 | 2011-01-28 | HCL | HCL INFOSYSEMS PUDUCHERY | FEMALE WARD | TNHSP | TNHSP/ELCOT/ICB/COMP/7/12/10 | 2011-08-18 | 2013-12-22 | 26031 | 1822.17 | working
2412 | THIRUKUVALAI | Printer | C | HD250 GOLD | JBS3F DOO3856 | 2011-01-28 | TVS ELECTRONIC | HCL INFOSYSTEMS LTD | OP COUNDER | TNHSP | 2000059146/1000042960/TNHSP/ELCOT | 2011-08-18 | 2012-12-23 | 9098 | 636.86 | NO AMC
2413 | THIRUKUVALAI | Printer | C | HD 250 GOLD | JBS3FDOO3917 | 2011-01-28 |  | HCL INFOSYS EMS LTD | DR OP | TNHSP | 2000059146/1000042960/TNHSP/ELCOT | 2011-08-18 | 2012-12-23 | 9098 | 636.86 | NO AMC
2414 | THIRUKUVALAI | Printer | C | HD 250 GOLD | JBF3FD002511 | 2011-01-28 | TVS ELECTRONIC | HCL INFOSYSTEMS | DR.OP | TNHSP | 2000059146/1000042960/TNHSP/ELCOT | 2011-08-18 | 2012-12-23 | 9098 | 636.86 | NO AMC
2415 | THIRUKUVALAI | Printer | C | HD 250 GOLD | JBS3F DOO3885 | 2011-01-28 | TVS ELECTRONIC | HCL INFOSYS | LAB | TNHSP | 2000059146/1000042960/TNHSP/ELCOT | 2011-08-18 | 2012-12-23 | 9098 | 636.86 | NO AMC
2416 | THIRUKUVALAI | Computer | C |  | 0105BG027171 | 2010-12-23 |  |  | MALE WARD | TNHSP | THHSP/ELCOT/ICB/COMP/07/12/2010 | 2011-08-18 | 2013-12-23 | 338407 | 23688.49 | NO AMC
2417 | THIRUKUVALAI | Printer | C | HD250 GOLD | JBJ3FD002793 | 2011-01-28 | TVS ELECTRONIC | HCL INFOSYS LTD | PHARMACY | TNHSP | 2000059146/1000042960/TNHSP/ELCOT | 2011-08-18 | 2012-12-23 | 9098 | 636.86 | NO AMC
2418 | THIRUKUVALAI | X-ray Machine 100 mA | B2 | 100RS/FG/H.T | SRNO-2K100610029 | 2010-08-13 | ALLENGERS MEDI SYSTEMS | TNHSP | x-ray room | TNHSP | TNHSP/TNMSC/IB/P3E1/2009 | 2010-08-13 | 2011-08-13 | 270710 | 18949.7 | working
2419 | THIRUKUVALAI | Platelet Agitator / Platelet Incubator With Agitator | B2 |  |  | 2009-06-13 |  |  |  | TNHSP | TNHSP/TNMSC/ICB/P3E2/2009~28.01/2009 | 2009-06-13 | 2010-06-13 | 0 | 0 | NO AMC
2420 | THIRUKUVALAI | Printer | C | HD250 GOLD | JBS3FD003932 | 2011-01-28 | TVS ELECTRONIC | HCL INFOSYSEMS LTD | MAIN STORE | TNHSP | 2000059146/1000042960/THHSP/ELCOT | 2011-08-18 | 2012-10-23 | 9098 | 636.86 | NO AMC
2421 | THIRUKUVALAI | Printer | C | HD 250 GOLD | JBS3FDOO3685 | 2011-01-28 | TVS ELECTRONIC | HCL INFOSYSTEMS LTD | FEMALE WARD | TNHSP | 20000591146/1000042960/TNHSP/ELCOT | 2011-08-18 | 2012-12-20 | 9098 | 636.86 | NO AMC
2422 | VAITHEESWARANKOVIL | Foetal Doppler | C | A100H |  | 2014-11-24 | M/S.AEON TECHNOLOGY PVT LTD | M/S.MEDI WAVES INC~DELHI | LABOUR WARD | TNMSC | 7240/TNMSC/ENGG/2014-1 DT.16.05.2014 | 2014-11-24 | 2015-11-23 | 4650 | 325.5 | working
2423 | VAITHEESWARANKOVIL | RO Plant | B2 | DOLPHIN2013 | VDL/ROP/1 | 2013-02-06 | AQUAPURE TECH | AQUAPURE TECHNOLOGIES MAYILADUTHURAI | NCD ROOM | OTHERS | S/p VDL /SI//01/2013 | 2013-02-06 | 2014-02-06 | 13000 | 910 | NO AMC
2424 | VAITHEESWARANKOVIL | Refrigerator | C | TITANIUM WS /NEW SUPREME 4 STAR | INC 123611174 | 2013-03-05 | WHIRLPOOL INDIA LTD | AMA MAYILADUTHURAI | LAB | OTHERS | S/P/VDL/S1/02/2013 | 2013-03-05 | 2018-03-05 | 13100 | 917 | NO AMC
2425 | VAITHEESWARANKOVIL | B.P.apparatus table model | C |  | VK/BPA/002 | 2007-10-30 |  | GURU AGENCY-NAGAI | WARD | HMF-2 Nos | 3084 | 2007-10-30 | 2008-10-30 | 1123 | 78.61 | working
2426 | VAITHEESWARANKOVIL | Fumigator | C | TRENDY NANO ID615 | 151610 | 2013-01-08 | EUREKA FORBES | THE ASSOCIATED MARKETING AGENCIES MAILADUTHURAI | WARD | OTHERS | QUALITY CIRCLE MINITES DT 27.12.12 | 2013-01-08 | 2014-01-07 | 3000 | 210 | working
2427 | VAITHEESWARANKOVIL | Washing Machine | B2 | white magic 1-2-3 700H WINE RED | INF 114405133 | 2013-01-07 | WHIRL POOL | THE ASSOCIATED MARKETING AGENCIES MAILADUTHURAI | WARD (STAFF REST ROOM) | OTHERS | QUALITY CIRCLE MINITES DT 13.12.12 | 2013-01-07 | 2015-01-06 | 21800 | 1526 | NO AMC
2428 | VAITHEESWARANKOVIL | Refrigerator | C | 250 PROTON CLASSIC PLUS CUBIC WINE | W10436881 -R134A | 2013-01-07 | WHIRL POOL | THE ASSOCIATED MARKETING AGENCIES MAILADUTHURAI | MAIN STORE | OTHERS | QUALITY CIRCLE MINITES DT 27/12/12 | 2013-01-07 | 2018-01-06 | 21600 | 1512 | NO AMC
2429 | VAITHEESWARANKOVIL | Foetal Doppler | C | digitop | 20535 | 1999-08-26 |  | BET MEDICAL SYSTEM | L.WARD | DMS | DMS | 1999-08-26 | 1999-08-26 | 13500 | 945 | WORKING
2430 | VAITHEESWARANKOVIL | Weighing machine infant | C | BABY TYPE DONATED | VK/ WM INFANT -03 | 2006-02-24 |  | ASTROLOGER-RAVI | OPD | DONATION |  | 2006-02-24 | 2007-02-24 | 800 | 56 | NO AMC
2431 | VAITHEESWARANKOVIL | Weighing machine adult | C | PRESTIGE | VK/WEG/MA 02 | 2012-04-10 |  | ALAN MEDICAL andamp;LAB810~ ANNASALAI ~ UMMIDI SHOPING CENTER~ CHENNAI | OPD | TNHSP | TNHSP/TNMSC/ENGG/AG24/2011 | 2012-04-10 | 2012-11-13 | 627 | 43.89 | NO AMC
2432 | VAITHEESWARANKOVIL | Baby Incubators | C | 3010R | 7121479 | 2008-05-01 | Neotech | Madras Surgicals | WARD | TNHSP | po no-TNHSP/TNMSC/P2/E3/2007 dt 11.09.2007 | 2008-05-01 | 2009-05-01 | 49795 | 3485.65 | working
2433 | VAITHEESWARANKOVIL | Electric Calorimeter | C | Photo Electric Calorimeter | 7556 | 2000-10-01 | Alan | Alan Medical | Lab | DMS | 78815 | 2000-10-01 | 2001-10-01 | 10260 | 718.2 | working
2434 | VAITHEESWARANKOVIL | Ultra violet lamp philips model 4 feet | C | 4 feet | 56509 | 2000-02-27 |  | ALAN MEDICAL | OP | DMS | 56509/1/2000 | 2000-02-27 | 2001-02-27 | 990 | 69.3 | NO AMC
2435 | VAITHEESWARANKOVIL | Electri centrifuger | C | Electric centrifuger | VK/EC/003 | 2000-04-08 | Assocated surgicals | Associated Surgicals | Store | DMS | 56509 | 2000-04-08 | 2001-04-08 | 2420 | 169.4 | working
2436 | VAITHEESWARANKOVIL | Electri centrifuger | C | Centrifuger electrical | VK/EC/002 | 2000-04-08 | Assocated surgicals | Associated surgicals | Store | DMS | 56509 | 2000-04-08 | 2001-04-08 | 2420 | 169.4 | WORKING
2437 | VAITHEESWARANKOVIL | Electri centrifuger | C | Centrifuger electrical | VK/EC/001 | 2000-08-04 | Associated surgicals | Associated surgicals | Store | DMS | 56509 | 2000-08-04 | 2001-04-08 | 2430 | 170.1 | WORKING
2438 | VAITHEESWARANKOVIL | Autoclave Mini | B | 2015-12-12 | VK/ AUT CL MINI-01 | 2003-08-25 |  | DDHS andamp;FAMILY WELFARE NAGAPATTINAM | OP | OTHERS | 177/A1 /03 DATED25/08/2003 | 2003-08-25 | 2004-08-24 | 2100 | 147 | Working
2439 | VAITHEESWARANKOVIL | Auto Clave HP Vertical (2 bin) | C | Vertical (2 bin) | vk/aut-01 | 2003-08-25 |  | JDHS-NAGAI | OP |  | 177/A1/2003 | 2003-08-25 | 2004-08-25 | 2100 | 147 | Working
2440 | VAITHEESWARANKOVIL | B.P.apparatus table model | C | TABLE MODEL | VK/BPAT/-03 | 2007-10-30 |  | GURU AGENCY-NAGAI | L.WARD | HMF-2 Nos | M.O VK/28 DT20/10/2007 | 2007-10-30 | 2008-10-30 | 2246 | 157.22 | Working
2441 | VAITHEESWARANKOVIL | B.P.apparatus table model | C |  | VK/BPA/001 | 2007-10-30 |  | GURU AGENCY-NAGAI | OP | HMF-2 Nos | 3084 | 2007-10-30 | 2008-10-30 | 1123 | 78.61 | Working
2442 | VAITHEESWARANKOVIL | Refrigerator | C | 517/SL 50581 | INCO 54613557/180 lts | 2006-01-17 |  | A.VENKATRAMAN HOME APPLIANCES MAYILADUTHURAI | OP | OTHERS | 240/A1/2006 | 2006-01-17 | 2007-01-17 | 9700 | 679 | NO AMC
2443 | VAITHEESWARANKOVIL | Needle destroyer / Syringe Destroyer | C | MICROSIL | 1624/03 | 2003-06-23 |  | LINCO SCIENTIFIC INSTRUMENTS | OP | DMS | 42147/sandamp;p/1/2003 dt 26.05.2003 | 2003-06-23 | 2004-06-23 | 0 | 0 | NO AMC
2444 | VAITHEESWARANKOVIL | Needle destroyer / Syringe Destroyer | C | MICROSIL | 1624/01 | 2003-06-23 |  | LINCO SCIENTIFIC INSTRUMENTS | L.W | DMS | 42147/sandamp;p/1/2003 dt 26.05.2003 | 2003-06-23 | 2004-06-23 | 0 | 0 | NO AMC
2445 | VAITHEESWARANKOVIL | Needle destroyer / Syringe Destroyer | C | MICROSIL | 1624/02 | 2003-06-23 |  | LINCO SCIENTIFIC INSTRUMENTS | WARD | DMS | 42147/sandamp;p/1/2003 dt 26.05.2003 | 2003-06-23 | 2004-06-23 | 0 | 0 | NO AMC
2446 | VAITHEESWARANKOVIL | Glucometer | C | Imported destrostik | 260042523 | 2003-08-26 | Glucocare | Associated Surgicals chennai | Lab | DMS | DMS CHENNAI | 2003-08-26 | 2004-08-26 | 4584 |  | CONDEMNED
2447 | VAITHEESWARANKOVIL | Ultra Sonogram -MOBILE | B | SONATA/MFT | 386472 | 2003-12-24 | L andamp; T | L andamp; T | Scan Room | DMS | 7014/Sandamp;P/1/2003.2 DMS CHENNAI | 2003-12-24 | 2004-12-24 | 311587 | 21811.09 | NO AMC
2448 | VAITHEESWARANKOVIL | Autoclave Mini | B | VK/AUT MINI-1 |  | 2006-02-24 |  | ASTROLOGIST RAVI | WARD | DONATION | DONATION | 2006-02-24 | 2007-02-24 | 3000 | 210 | Working
2449 | VAITHEESWARANKOVIL | Infusion pump | C | AKAS MEDICAL | VK/IP/001 | 2007-05-24 | AKAS | AKAS MEDICAL SYSTEM | OP | DMS | DMS | 2007-05-24 | 2008-05-24 | 24400 | 1708 | WORKING
2450 | VAITHEESWARANKOVIL | Alpha Bed with motor | C | APEX 0ASIS-2000 | VK/ALB- 01 | 2007-06-07 |  | JUPITER MANUFACTURING WORKS | Store | DMS | 35047/Sandamp;P/1/2007 | 2007-06-07 | 2008-06-07 | 7760 | 543.2 | WORKING
2451 | VAITHEESWARANKOVIL | Water Drum with Heater | C | Electrical | VK/WH/001 | 1997-02-21 | Modern Equipments Hospital Supply | Modern Equipments Hospital Supply | OP | DMS | DMS | 1997-02-21 | 1998-02-21 | 1800 | 126 | NO AMC
2452 | VAITHEESWARANKOVIL | Suction Apparatus - Electrical | C | 7A.23D | VK/SUC-AP.03 | 2008-04-03 | VIN BIOTECH | VIN BIO TECH CHENNAI | OP | TNHSP | TNHSP/TNMSC P2 E18/2007 dt 30.10.2007 | 2008-04-03 | 2009-04-03 | 4148 | 290.36 | NO AMC
2453 | VAITHEESWARANKOVIL | ECG machine computerized | B | EDAN SE-3 | 309035 | 2011-10-29 | EDAN INSTRUMENTS INC. | M/S.MADRAS SURGICALS andamp; CHEMICALS~VELACHERY~CHENNAI. | OPD | TNHSP | TNHSP/TNMSC/ENGG/AG27/2011 DT.14.2.2011 | 2011-10-29 | 2012-10-28 | 40000 | 2800 | working
2454 | VAITHEESWARANKOVIL | Steriliser Small (Instruments) | C | 12X9 | VK/STERSMALL/001 | 2008-07-15 | SURYA SURGICALS | Surya Surgicals | OPD | TNHSP | Pandamp;E20/2007 | 2008-07-15 | 2009-07-15 | 1360 | 95.2 | NO AMC
2455 | VAITHEESWARANKOVIL | Sterilizer Medium (Instrument) | C | 16X9 | VK/STERMMEDIUM/001 | 2008-07-15 | surya surgicals | Surya Surgicals | OPD | TNHSP | Pandamp;E 20/2007 | 2008-07-15 | 2009-07-15 | 1630 | 114.1 | NO AMC
2456 | VAITHEESWARANKOVIL | Weighing Machine Electronic | C | Electronic weighing machine | VK/EWM/001 | 2007-01-27 |  | Surya Surgicals | OPD | DMS | 51190 | 2007-01-27 | 2008-01-27 | 10920 | 764.4 | NO AMC
2457 | VAITHEESWARANKOVIL | Needle destroyer / Syringe Destroyer | C | REPROSPAARK | 10088 | 2008-10-21 | GLO LIFE CARE | GLO LIFE CARE | LABOUR ROOM | TNHSP | TNHSP | 2008-10-21 | 2009-10-21 | 716 | 50.12 | CONDEMNED
2458 | VAITHEESWARANKOVIL | Needle destroyer / Syringe Destroyer | C | REPROSPAARK | 10086 | 2008-10-21 | GLO LIFE CARE | GLO LIFE CARE | OPD | TNHSP | TNHSP | 2008-10-21 | 2009-10-21 | 716 | 50.12 | working
2459 | VAITHEESWARANKOVIL | Needle destroyer / Syringe Destroyer | C | REPROSPAARK | 10090 | 2008-10-21 | GLO LIFE CARE | GLO LIFE CARE | OPD | TNHSP | TNSHP | 2008-10-21 | 2009-10-21 | 716 | 50.12 | working
2460 | VAITHEESWARANKOVIL | Needle destroyer / Syringe Destroyer | C | REPROSPAARK | 1623/03 | 2008-10-21 | GLO LIFE CARE | GLO LIFE CARE | OPD | TNHSP | TNHSP | 2008-10-21 | 2009-10-21 | 716 | 50.12 | working
2461 | VAITHEESWARANKOVIL | Needle destroyer / Syringe Destroyer | C | REPROSPAARK | 10087 | 2008-10-21 | GLO LIFE CARE | GLO LIFE CARE | OPD | TNHSP | TNHSP | 2008-10-21 | 2009-10-21 | 786 | 55.02 | working
2462 | VAITHEESWARANKOVIL | Printer | C | UL5250DN 28ppm | UL5250 DN | 2009-03-03 |  | LIPI DATA SYSTEM | Office Room | TNHSP | 712610 | 2009-03-03 | 2010-03-03 | 8840 | 618.8 | NO AMC
2463 | VAITHEESWARANKOVIL | Computer | C | BROAD LINE | VK/OFFCOMP/001 | 2009-01-04 | BROAD LINE COMPUTER SYSTEM | BROAD LINE COMPUTER SYSTEM | Office Room | TNHSP | P1H1/2009 | 2009-01-04 | 2010-01-04 | 24890 | 1742.3 | WORKING
2464 | VAITHEESWARANKOVIL | Suction Apparatus - Electrical | C |  | VK-SUC-AP03 | 2009-11-03 |  | VISHAL HOSPITAL STEEL FURNITURE | STORE | DMS | 51190/Sandamp;P/1/2008/2 | 2009-11-03 | 2010-11-03 | 4410 | 308.7 | NO AMC
2465 | VAITHEESWARANKOVIL | Suction Apparatus - Electrical | C |  | VK-SUC-AP.02 | 2009-03-18 |  | JUPITER MANUFACTURING WORKS | STORE | DMS | 47975/Sandamp;P/1/2008 | 2009-03-18 | 2010-03-18 | 5500 | 385 | NO AMC
2466 | VAITHEESWARANKOVIL | UPS | C | RK Tech 600 V | 9030145 | 2009-10-04 |  | R.K TECH HARD andamp; SOFT PVT LTD | Office Room | TNHSP | TNMSC/TNHSP/P1HB/08 | 2009-10-04 | 2010-10-04 | 7900 | 553 | NO AMC
2467 | VAITHEESWARANKOVIL | Binocular Mircroscope | B2 | BLS113 | 5167 | 2009-02-07 | BIO MARKETING | BIO MARKETING DISTRIBUTER-THANJAVUR | LAB | PWS | PWS | 2009-02-07 | 2010-02-07 | 12000 | 840 | working
2468 | VAITHEESWARANKOVIL | Color Doppler | A | LOGIQ P3 | H47042LO | 2009-08-13 | WIPRO GE HEALTH CARE | WIPRO GE HEALTH CARE | Scan Room | TNHSP | TNHSP/TNMSC/537897 DT 17.05.2009 | 2009-08-13 | 2010-08-12 | 674800 | 47236 | working
2469 | VAITHEESWARANKOVIL | Weighing machine adult | C | PRESTIGE |  | 2012-03-10 | M/S.HARDIK MEDITECH~DELHI | M/S.ALAN MEDICAL andamp; LABORATORIES PRODUCTS~810~ANNA SALAI~VUMMIDIARS SHOPPING CENTRE~CHENNAI-2 | NCD | TNHSP | TNHSP/TNMSC/ENGG/AG24/2011 DT.9.12.2011 | 2012-03-10 | 2013-03-09 | 598 | 41.86 | NO AMC
2470 | VAITHEESWARANKOVIL | Magnavision Lamp | C | MAGNOSCOPE | VK/MV/01 | 2012-02-02 | M/S.SOLOKRAFT INDUSTRIES~SURGICAL AVERNUE~69~MC NICOLS ROAD~1ST FLOOR~CHETPET~CHENNAI-31 | M/S.SOLOKRAFT INDUSTRIES~SURGICAL AVERNUE~69~MC NICOLS ROAD~1ST FLOOR~CHETPET~CHENNAI-31 | NCD | TNHSP | TNHSP/TNMSC/ICB/AG31/2011~DT19.10.2011 | 2012-02-02 | 2013-02-01 | 6987 | 489.09 | working
2471 | VAITHEESWARANKOVIL | Computer | C | HCL infinitipro BL 1350 | C101AA533248 | 2011-10-10 |  | HCL Infosystems Ltd. | Female Medical Ward | TNHSP | 2000059141 | 2011-10-10 | 2011-08-26 | 26031 | 1822.17 | working
2472 | VAITHEESWARANKOVIL | Computer | C | HCL INFINITIPRO BL1350 | C101AA534963 | 2011-10-10 | HCL | HCL Infosystems Ltd | OP Ticket Room | TNHSP | 2000059141 | 2011-10-10 | 2011-10-10 | 26031 | 1822.17 | working
2473 | VAITHEESWARANKOVIL | Computer | C | Hcl Infinitipro BL 1350 | C101AA533605 | 2011-10-10 |  | HCL infosystems Ltd. | OP Room | TNHSP | 2000059141 | 2011-10-10 | 2011-08-26 | 26031 | 1822.17 | working
2474 | VAITHEESWARANKOVIL | Computer | C | HCL infirnitipro BL 1350 | C101AA533606 | 2011-10-10 |  | HCL Infosystems Ltd | Injection Room | TNHSP | 2000059141 | 2011-10-10 | 2011-08-26 | 26031 | 1822.17 | working
2475 | VAITHEESWARANKOVIL | Computer | C | HCL Infinitipro BL 1350 | C101AA533608 | 2011-10-10 |  | HCL Inforsystems Ltd. | Lab. Room | TNHSP | 2000059141 | 2011-10-10 | 2011-08-26 | 26031 | 1822.17 | working
2476 | VAITHEESWARANKOVIL | Computer | C | HCL infinitipro BL 1350 | C101AA533831 | 2011-10-10 |  | HCL infosystems Ltd. | Male Medical Ward | TNHSP | 2000059141 | 2011-10-10 | 2011-08-26 | 26031 | 1822.17 | working
2477 | VAITHEESWARANKOVIL | Computer | C | HCL Infinitipro BL 1350 | C101AA533581 | 2011-10-10 |  | HCL Inforsystems Ltd. | OP Ticket Room | TNHSP | 2000059141 | 2011-10-10 | 2011-08-26 | 26031 | 1822.17 | working
2478 | VAITHEESWARANKOVIL | Computer | C | HCL infinitipro BL 1350 | C101AA533342 | 2011-10-10 |  | HCL Infostems Ltd. | Female Medical Officer Room | TNHSP | 2000059141 | 2011-10-10 | 2011-08-26 | 26031 | 1822.17 | working
2479 | VAITHEESWARANKOVIL | Computer | C | HCL Infinitipro BL 1350 | C101AA533929 | 2011-10-10 |  | HCL Infosystems Ltd. | Casuality | TNHSP | 2000059141 | 2011-10-10 | 2011-08-26 | 26031 | 1822.17 | working
2480 | VAITHEESWARANKOVIL | Computer | C | HCL infinitipro BL 1350 | C101AA534295 | 2011-10-10 |  | HCL Infosystems Ltde. | Pharmacy | TNHSP | 2000059141 | 2011-10-10 | 2011-08-26 | 26031 | 1822.17 | working
2481 | VAITHEESWARANKOVIL | Computer | C | HCL Infinitipro BL 1350 | C101AA533397 | 2011-10-10 |  | HCL Infosystems Ltd.l | Main Store | TNHSP | 2000059141 | 2011-10-10 | 2011-08-26 | 26031 | 1822.17 | working
2482 | VAITHEESWARANKOVIL | Computer | C | HCL infinitipro BL 1350 | C101AA533399 | 2011-10-10 |  | HCL Infosystems Ltd. | Male Medical Officer Room | TNHSP | 2000059141 | 2011-10-10 | 2011-08-26 | 26031 | 1822.17 | working
2483 | VAITHEESWARANKOVIL | Computer | C | HCL infinitipro BL 1350 | C101AA533424 | 2011-10-10 |  | HCL Infosystems Ltd. | Office Room | TNHSP | 2000059141 | 2011-08-26 | 2011-08-26 | 26031 | 1822.17 | working
2484 | VAITHEESWARANKOVIL | Computer | C | HCL Infinitipro BL 1350 | C101AA533806 | 2011-10-10 |  | HCL Infosystems Ltd. | Dr. Rest Room | TNHSP | 2000059141 | 2011-10-10 | 2011-08-26 | 26031 | 1822.17 | working
2485 | VAITHEESWARANKOVIL | Printer | C | TVSE HD 250 GOLD | JB03FD003352 | 2011-08-26 | TVSE | HCL INFOSYSTEMS LTD. | MALE MEDICAL WARD | TNHSP | 200059141 | 2011-10-10 | 2011-08-26 | 0 | 0 | NO AMC
2486 | VAITHEESWARANKOVIL | Printer | C | TVSE HD 250 GOLD | JBS3FDF003902 | 2011-08-26 | TVSE | HCL INFOSYSTEMS SLTD. | FEMALE MEDICAL WARD | TNHSP | 2000059141 | 2011-10-10 | 2011-08-26 | 0 | 0 | NO AMC
2487 | VAITHEESWARANKOVIL | Printer | C | TVSE HD 250 GOLD | JBJ3FD002799 | 2011-08-26 | TVSE | HCL INFOSYSTEMS LTD | DISPENSARY | TNHSP | 2000059141 | 2011-10-10 | 2011-08-26 | 0 | 0 | NO AMC
2488 | VAITHEESWARANKOVIL | Printer | C | TVSE HD 250 GOLD | JBS3FD003919 | 2011-08-26 | TVSE | HCL INFOSYSTEMS LTD. | MAIN STORE | TNHSP | 2000059141 | 2011-10-10 | 2011-08-26 | 0 | 0 | NO AMC
2489 | VAITHEESWARANKOVIL | Printer | C | TVSE HD 250 GOLD | JBS3FD003784 | 2011-08-26 | TVSE | HCL INFOSYSTEMS LTD | LAB ROOM | TNHSP | 2000059141 | 2011-10-10 | 2011-08-26 | 0 | 0 | NO AMC
2490 | VAITHEESWARANKOVIL | Printer | C | TVSE HD 250 GOLD | JBV3FE002197 | 2011-08-26 | TVSE | HCL INFOSYSTEMS LTD | OP ROOM | TNHSP | 2000059141 | 2011-10-10 | 2011-08-26 | 0 | 0 | NO AMC
2491 | VAITHEESWARANKOVIL | Printer | C | TVSE HD 250 GOLD | JBS3FD003910 | 2011-08-26 | TVSE | HCL INFOSYSTEMS LTD | OP ROOM | TNHSP | 2000059141 | 2011-10-10 | 2011-08-26 | 0 | 0 | NO AMC
2492 | VAITHEESWARANKOVIL | Printer | C | TVSE HD 250 GOLD | JBS3FD003699 | 2011-08-26 | TVSE | HCL INFOSYSTEMS LTD | INJECTION ROOM | TNHSP | 2000059141 | 2011-10-10 | 2011-08-26 | 0 | 0 | NO AMC
2493 | VAITHEESWARANKOVIL | B.P.apparatus dial model | C | DELUXE | 36865 | 2012-11-26 | DIAMOND INDUSTRIAL ELECTRONICandamp;ALLIED PRODUCTS PUNE -09 | CO-OPERATIVE SOCIETY MLD | OPD | OTHERS | 750/A1/MO/VI KOIL | 2012-11-26 | 2013-11-25 | 2370 |  | CONDEMNED
2494 | VEDARANYAM | Foetal Doppler | C | A100H | 14563 | 2014-11-20 | aeon tecnologyoc ltd | medivaves inc newdelhi | store | TNMSC | 17240 | 2014-11-20 | 2016-11-27 | 4743 | 332.01 | Working
2495 | VEDARANYAM | Foetal Doppler | C | A100H | 1016 | 2014-11-27 | shenzhen aeon technology co ltd | medivaves inc newdelhi | store | TNMSC | 17240 | 2014-11-27 | 2016-11-27 | 4743 | 332.01 | Working
2496 | VEDARANYAM | Cell Counter Electronic (AUTOMATIC) | B | SYSMEX KX 21VS XP-100 | A1370 | 2013-02-13 | TRANSASIA BIO-MEDICALS LTD | DISTRIC COLLECTOR~CHARMAN DRDA NAGAPATTINAM | LAB | OTHERS | 8783/2012/S1 | 2013-02-13 | 2016-02-12 | 404584 | 28320.88 | Working
2497 | VEDARANYAM | Weighing machine adult | C | WEIM-A | VDM/WTMA/01 | 2008-08-21 |  | JUPITER MANUFACTURING WORKS | LABOUR WARD | TNMSC | 11974/2007/4Pandamp;D | 2008-08-21 | 2009-08-20 | 541 | 37.87 | NO AMC
2498 | VEDARANYAM | Weighing machine adult | C | MANUAL | VDM/WTMA/02 | 2006-02-25 |  | UNI PHARMA | LABOUR WARAD | DMS | VDM/Sandamp;P/06 | 2006-02-25 | 2007-02-25 | 329 | 23.03 | NO AMC
2499 | VEDARANYAM | Weighing machine adult | C | MANUAL | VDM/WTMA/03 | 2006-02-25 |  | UNI PHARMA | LABOUR WARD | OTHERS | VDM/Sandamp;P/06 | 2006-02-25 | 2007-02-24 | 329 | 23.03 | NO AMC
2500 | VEDARANYAM | Weighing machine adult | C | MANUAL | VDM/WTMA/04 | 1999-08-25 |  | ASSOCIATED SURGICALS | OP | DMS | 44666/CP11/1/99 | 1999-08-25 | 1999-08-24 | 516 | 36.12 | NO AMC
2501 | VEDARANYAM | Weighing machine adult | C | MANUAL | VDM/ETMA/05 | 2007-11-23 |  | MADRAS SURGICALS andamp; CHEMICALS | OP | TNHSP | TNHSP/TNMSC/PE22/2007 | 2007-11-23 | 2008-11-22 | 440 | 30.8 | NO AMC
2502 | VEDARANYAM | Foetal Doppler | C | FDOP/ELC | VDM/FDOP/02 | 2003-08-27 |  | ASSOCIATED SURGICAL | Labr.Room | DMS | 45036/Sandamp;P/1/03/ DT 12.6.2003 | 2003-08-27 | 2004-08-26 | 5150 | 360.5 | working
2503 | VEDARANYAM | Foetal Doppler | C | SONOTRAX | VDM FDOP/02 | 2008-07-18 |  | VIBASH SURGICAL LTD COVAI | Labr.Room | TNHSP | TNHSP/TNMSC/P2E14/2008 | 2008-07-18 | 2009-07-17 | 7500 | 525 | working
2504 | VEDARANYAM | Phototherapy Unit | C | ELECTRICAL | VDM/PHTU/03 | 1996-03-15 | Meditrin | Bet Medical | LABOUR WARD | IPPV | 40/S2/LCB-1/95/DT 8/12/1995 | 1996-03-15 | 1997-03-14 | 5600 | 392 | working
2505 | VEDARANYAM | Radiant Warmer | C | OCW-100 | 2996 | 2008-11-21 | PHOENIX MEDICAL SYSTEM |  | Labr.Ward | TNMSC | TNMSC/P3E9/2008 | 2008-11-21 | 2009-11-20 | 18000 | 1260 | NO AMC
2506 | VEDARANYAM | Radiant Warmer | C | ELECTRICAL | VDM/RAWR/02 | 1996-04-03 | PHOENIX MEDICAL SYSTEM | GH-KARUPPAMBULAM | Labr.Ward | IPPV | 40/S2/LCB/I/95 | 1996-04-03 | 1997-04-02 | 14208 | 994.56 | NO AMC
2507 | VEDARANYAM | Radiant Warmer | C | NICE 2007S | 7121326 | 2008-01-05 | Neotech | MADRAS SURGICALS andamp; CHEMICALS | Labr.Ward | TNHSP | TNHSP/TMSC/P2E10/07 | 2008-05-01 | 2009-01-04 | 17680 | 1237.6 | NO AMC
2508 | VEDARANYAM | Baby Incubators | C | NICE 3010 R | 7121342 | 2008-01-05 | Neotech | MADRAS SURGICALS andamp; CHEMICALS | Labr.Ward | TNHSP | TNHSP/TNMSC/P2E3/2007 | 2008-01-05 | 2009-01-04 | 47880 | 3351.6 | NO AMC
2509 | VEDARANYAM | Weighing machine infant | C | MANUAL | VDM/WTMB/01 | 2008-10-14 |  | JUPITER MANUFACTURING WORKS | LABOUR WARD | TNHSP | TNHSP/TNMSC/ENGG/P3E17/08 | 2008-10-14 | 2009-10-13 | 673 | 47.11 | NO AMC
2510 | VEDARANYAM | Radiant Warmer | C | OCW 100 | VDM/RAWR/04 | 2008-11-21 |  | DATEX OHMEDA | LABOUR WARD | TNHSP | TNMSC/P3E9/08 | 2008-11-21 | 2009-11-20 | 18000 | 1260 | NO AMC
2511 | VEDARANYAM | Phototherapy Unit | C | PHTU/2 | VDM/PHUT/03 | 2009-09-05 |  | JUPITER MANUFACTURING WORKS | L.WARD | NRHM/ TNHSP | 02/NRHM/HSP/TNMSC/09-PU | 2009-09-05 | 2010-09-04 | 10200 | 714 | working
2512 | VEDARANYAM | Phototherapy Unit | C | PHTU | VDM/PHTU/01 | 2009-09-05 |  | JUPITER MANUFACTURING WORKS | L.WARD | NRHM/ TNHSP | 02NRHM/HSP/TNMSC/09-PU | 2009-09-05 | 2010-09-04 | 10200 | 714 | WORKING
2513 | VEDARANYAM | Radiant Warmer | C | NICE 2007S | VDM/091009000178 | 2009-09-21 |  | MADRAS SURGICALS andamp; CHEMICALS | STORE | NRHM/ TNHSP | 02/NRHM/HSP/TNMSC/2009-WAR | 2009-09-21 | 2010-09-20 | 15700 | 1099 | NO AMC
2514 | VEDARANYAM | Radiant Warmer | C | NICE 2007S | VDM/091009000173 | 2009-09-21 |  | MADRAS SURGICALS andamp; CHEMICALS | STORE | TNHSP | 02/NRHM/HSP/TNMSC/2009-WAR | 2009-09-21 | 2010-09-20 | 15700 | 1099 | NO AMC
2515 | VEDARANYAM | Radiant Warmer | C | NICE 2007S | VDM/091009000177 | 2009-09-21 |  | MADRAS SURGICALS andamp; CHEMICALS | STORE | TNHSP | 02/NRHM/HSP/TNMSC/2009-WAR | 2009-09-21 | 2010-09-20 | 15700 | 1099 | NO AMC
2516 | VEDARANYAM | Radiant Warmer | C | NICE2007S | VDM/091009000176 | 2009-09-21 |  | MADRAS SURGICALS andamp; CHEMICALS | STORE | TNHSP | 02/NRHM/HSP/TMSC/09 | 2009-09-21 | 2010-09-20 | 15700 | 1099 | NO AMC
2517 | VEDARANYAM | B.P.apparatus stand model | C | BPAS-1/97 | VDM/BPAS/01 | 1997-03-06 |  | EAGLE SURGICALandamp;CO | OT | OTHERS | 67990/CP2/1/96 | 1997-03-06 | 1997-03-05 | 1200 | 84 | WORKING
2518 | VEDARANYAM | B.P.apparatus table model | C | BOX TYPE | VDM/BPAT/1 | 2010-02-01 |  | BIO-MARKETING ~THAJAVUR | OP | OTHERS | 12/Sandamp;P/10 | 2010-02-01 | 2011-01-31 | 1100 | 77 | WORKING
2519 | VEDARANYAM | B.P.apparatus table model | C | BPAT/06 | VDM/BPAT/06 | 2007-11-23 |  | MADRAS SURGICALS andamp; CHEMICALS | LABOUR WARD | TNHSP | TNHSP/TNMSC/P2E22/2007 | 2007-11-23 | 2008-11-22 | 530 | 37.1 | WORKING
2520 | VEDARANYAM | B.P.apparatus table model | C | BPAT/05 | VDM/BPAT/05 | 2007-11-23 |  | MADRAS SURGICALS andamp; CHEMICALS | EMERGENCY WARD | TNHSP | TNHSP/TNMSC/P2E22/07 DT 03.09.2007 | 2007-11-23 | 2008-11-22 | 530 | 37.1 | WORKING
2521 | VEDARANYAM | B.P.apparatus table model | C | BPAT/04 | VDM/BPAT/04 | 2007-11-23 |  | MADRAS SURGICALS andamp; CHEMICALS | OP | TNHSP | TNHSP/TNMSC/P2E22/07 | 2007-11-23 | 2008-11-22 | 530 | 37.1 | WORKING
2522 | VEDARANYAM | B.P.apparatus table model | C | BOX TYPE | VDM /BPAT/03 | 2007-09-21 |  | JDHS-NAGAI | LABOUR WARD |  | R.C NO 730/S1/07 | 2007-09-21 | 2008-09-20 | 530 | 37.1 | WORKING
2523 | VEDARANYAM | B.P.apparatus table model | C | BOX TYPE | VDM/BPAT/2 | 2005-06-13 |  | JDHS-NAGAI | OP | DMS | R.C NO166/S1/05 | 2005-06-13 | 2006-06-12 | 530 | 37.1 | WORKING
2524 | VEDARANYAM | B.P.apparatus table model | C | BOX TYPE | VDM/BPAT/01 | 2005-06-13 |  | JDHS-NAGAI | OP | DMS | R.CNO 166/S1/2005 | 2005-06-13 | 2006-06-12 | 530 | 37.1 | WORKING
2525 | VEDARANYAM | Water Drum with Heater | C | ELECTRICAL | VDM/WDH/01 | 1998-04-28 |  | MODERN ENGINEERING | Labr.Ward | OTHERS | DMS SUPPLY | 1998-04-28 | 1999-04-27 | 900 | 63 | NO AMC
2526 | VEDARANYAM | Operation Table Hydraulic Major | B2 | HYOT | VDM/HYOT/01 | 2008-08-21 |  | JUPITER MANUFACTURING WORKS | OT | OTHERS | 11974/2007/4Pandamp;D | 2008-08-21 | 2009-08-20 | 53000 | 3710 | NO AMC
2527 | VEDARANYAM | Operation Table Hydraulic Major | B2 | HYDROLIC | VDM/HYOT/02 | 2003-07-17 |  | JDHS-NAGAI | OT | JDHS | RC.NO955/A3/2003 | 2003-07-17 | 2004-07-16 | 53000 | 3710 | NO AMC
2528 | VEDARANYAM | Operation Table Hydraulic Major | B2 | HYDRAULIC | VDM/HYOT/03 | 2003-07-17 |  | JDHS-NAGAI | OT | DRHM | RC.NO.955/A3/2003 | 2003-07-17 | 2004-07-17 | 53000 | 3710 | NO AMC
2529 | VEDARANYAM | Shadowless Lamp stand model | B | MOBILE OPERATING PEDASTAL | VDM/SHALL/01 | 2003-07-01 |  | JDHS-NAGAI | OT | DMS | RC.NO.955/A3/03 | 2003-07-01 | 2004-06-30 | 26000 | 1820 | NO AMC
2530 | VEDARANYAM | Shadowless Lamp stand model | B | MOBILE OPERATING PEDASTAL | VDM/SHALL/02 | 2003-07-17 |  | JDHS-NAGAI | OT | DMS | RC.NO.955/A3/2003 | 2003-07-17 | 2004-07-16 | 26000 | 1820 | NO AMC
2531 | VEDARANYAM | Shadowless Lamp stand model | B | ELCTRICAL | VDM/SHALL/03 | 2009-03-19 |  | JUPITER MANUFACTURING WORKS | STORE | DMS | 47975/Sandamp;P/1/2008 | 2009-03-19 | 2010-03-18 | 40000 | 2800 | NO AMC
2532 | VEDARANYAM | Binocular Mircroscope | B2 | bino mic/01 | VDM/BIMS/001 | 2009-09-18 |  | solokraft industries | Lab | TNHSP | 05/NRHM/HSP/TNMSC/2009 | 2009-09-18 | 2010-09-17 | 9393 | 657.51 | working
2533 | VEDARANYAM | Auto Clave HP Vertical (2 bin) | C | ELECRICAL | VDM/ACV/01 | 2010-02-22 |  | JDHS NAGAI | OT | JDHS | JDHS NAGAI | 2010-02-22 | 2011-02-21 | 29800 | 2086 | WORKING
2534 | VEDARANYAM | Auto Clave HP Vertical (2 bin) | C | ELECTRICAL 2BIN TYPE | VDM/ACV/02 | 2008-03-14 |  | JUPITER COIMBATORE | OP | TNHSP | TNHSP/TNMSC/P2E11/2007 | 2008-03-14 | 2009-03-13 | 33280 | 2329.6 | WORKING
2535 | VEDARANYAM | Autoclave Mini | B | ELECTRICAL | VDM/AUTM-M/01 | 2003-05-22 |  | DD MEDICAL-NAGAI | LABOUR WARD | OTHERS | 312/A3/03 | 2003-05-22 | 2004-05-21 | 613 | 42.91 | WORKING
2536 | VEDARANYAM | Needle destroyer / Syringe Destroyer | C | MICROSIL | VDM/NT/01 | 2003-06-26 | LINCO SCIENTIFIC INSTRUMENTS | LINCO SCIENTIFIC INSTRUMENTS | ICTC | DMS | DMS | 2003-06-26 | 2004-06-25 | 2350 | 164.5 | NO AMC
2537 | VEDARANYAM | Needle destroyer / Syringe Destroyer | C | MICROSIL | VDM/NT/02 | 2003-06-26 | LINCO SCIENTIFIC INSTRUMENTS | LINCO SCIENTIFIC INSTRUMENTS | Injn.OP | DMS | DMS | 2003-06-26 | 2004-06-25 | 2350 | 164.5 | NO AMC
2538 | VEDARANYAM | Needle destroyer / Syringe Destroyer | C | MICROSIL | VDM/NT/03 | 2003-06-25 | LINCO SCIENTIFIC INSTRUMENTS | LINCO SCIENTIFIC INSTRUMENTS | Injn.OP | DMS | DMS | 2003-06-26 | 2004-06-26 | 2350 | 164.5 | NO AMC
2539 | VEDARANYAM | Laproscope Single Puncture | C | SINGLE PUNCTURE | 7J3276 | 2002-05-08 |  | DD MEDICAL-NAGAI | OT | OTHERS | DD Fandamp;W NAGAI | 2002-05-08 | 2003-05-07 | 150000 | 10500 | WORKING
2540 | VEDARANYAM | Alpha Bed with motor | C | ELECTRICAL | 28366 | 2003-08-27 | Dynacare | ASSOCIATED SURGICAL | MALE WARD | DMS | 45036/SPS/1/03 | 2003-08-27 | 2004-08-26 | 7760 | 543.2 | WORKING
2541 | VEDARANYAM | Alpha Bed with motor | C | ELECTRICAL | 28367 | 2003-08-27 | Dynacare | ASSOCIATED SURGICAL | FEMALE WARD | DMS | 45036/SPS/1/03 | 2003-08-27 | 2004-08-26 | 7760 | 543.2 | WORKING
2542 | VEDARANYAM | Alpha Bed with motor | C | APEX OASIS2000 | VDM/AB-M/03 | 2007-07-06 | APEX OASIS2000 | JUPITER MANUFACTURING WORKS | Store | DMS | 35047/Sandamp;P/1/2007 | 2007-06-07 | 2008-07-05 | 7760 | 543.2 | WORKING
2543 | VEDARANYAM | Nebuliser Adult | C | ITALIAN MAKE | 122531 | 2003-08-27 |  | ASSOCIATED SURGICAL | OP | DMS | 45036/SPS/1/03 | 2003-08-27 | 2004-08-26 | 2200 | 154 | Working
2544 | VEDARANYAM | Glucometer | C | GLUCARE | VDM/GLM/02 | 2003-08-27 |  | ASSOCIATED SURGICAL | Lab | DMS | DMS SUPPLY | 2003-08-27 | 2004-08-26 | 3200 |  | CONDEMNED
2545 | VEDARANYAM | Glucometer | C | GLUCARE | VDM/GLM/01 | 2003-08-27 |  | ASSOCIATED SURGICAL | Lab | DMS | DMS SUPPLY | 2003-08-27 | 2004-08-26 | 3200 |  | CONDEMNED
2546 | VEDARANYAM | Formaline dispenser | C | ELECTICAL | VDM/FORD/01 | 2003-12-28 |  | SOUTH INDIA SURGICAL | OT | DMS | DMRHS ORDER NO 49216/Sandamp;P/1/03 | 2003-12-28 | 2004-12-27 | 5450 | 381.5 | Working
2547 | VEDARANYAM | Refrigerator | C | GODREJ GOLD 170LIT | SL;G0005689/04 | 2004-12-16 | Godrej-Gold Gold | ANDAVAR ELECTRICAL | MAIN STORE | OTHERS | 12971/HMF/15.12.2004 | 2004-12-16 | 2005-12-15 | 7900 | 553 | NO AMC
2548 | VEDARANYAM | Refrigerator | C | ELECTRICAL 170 LIT | 3380735 | 1996-03-29 |  | GODREJ APPLIENCES LTD | STORE | OTHERS | 33/Sandamp;P/96 | 1996-03-29 | 1997-03-28 | 8200 | 574 | NO AMC
2549 | VEDARANYAM | Refrigerator | C | ELECTRICAL 170 LTD | 3220310 | 1996-03-29 | GODREJ | GODREJ APPLIENCES LTD | WARD | OTHERS | 33/Sandamp;P/96 | 1996-03-29 | 1997-03-28 | 8200 | 574 | NO AMC
2550 | VEDARANYAM | Suction Apparatus - Electrical | C | 7A-23D | VDM/SAEL/01 | 2008-03-06 |  | VIN BIO TECH SYSTEMS LTD | OT | TNHSP | TNHSP/TNMSC/P2E18/2007 | 2008-03-06 | 2009-03-05 | 4148 | 290.36 | NO AMC
2551 | VEDARANYAM | Suction Apparatus - Electrical | C | 7A-230 | VDM/SAEL/02 | 2008-03-06 |  | VIN BIOTECH SYSTEMS | Ward | TNHSP | TNHSP/TNMSC/P2E18/2007 | 2008-03-06 | 2009-03-05 | 4148 | 290.36 | NO AMC
2552 | VEDARANYAM | Suction Apparatus - Foot operated | B | MANUAL | VDM/SAFO/01 | 2006-03-02 |  | EAGLE SURGICAL | OT | OTHERS | 21/Sandamp;P/06 | 2006-03-02 | 2007-03-01 | 780 | 54.6 | NO AMC
2553 | VEDARANYAM | Boyles Apparatus with Fluotec and circle absorber | B | ELCTRICAL | VDMBAWC/02 | 2006-04-24 | IOL | PHC-KARIYAPATTINAM | OT | OTHERS | DDHS NAGAI | 2006-04-24 | 2007-04-23 | 164354 | 11504.78 | WORKING
2554 | VEDARANYAM | Boyles Apparatus with Fluotec and circle absorber | B | OHMEDA | VDM/BAWC/01 | 1996-03-27 | IOL | OHMEDA BOC INDIA LTD | OT | IPP V | 40/S2/ICB-1/95 DT14/03/1996 | 1996-03-27 | 1997-03-26 | 164354 | 11504.78 | WORKING
2555 | VEDARANYAM | ECG machine computerized | B | ECG SINGLE CHANNEL PHY035 | B3901208 | 2006-06-07 | Marks | SOLOKRAFT INDUSTRIES | X-Ray | DMS | 10620/Sandamp;P/06-3 | 2006-06-07 | 2007-06-06 | 40000 | 2800 | WORKING
2556 | VEDARANYAM | ECG machine ordinary | B | 108J/MARK/VI | VDM/BPL ECG/01 | 1998-11-28 | BPL | BPL ELECTROCARDIO GRAPH | X-Ray dept | OTHERS | 58167/CP2/1/98 | 1998-11-28 | 1999-11-27 | 11000 |  | CONDEMNED
2557 | VEDARANYAM | ECG machine computerized | B | EDAN SE300 | EDAN SE 300/01 | 2008-01-25 |  | MADRAS SURGICALS andamp; CHEMICALS | X RAY DEPT | TNHSP | TNHSP/TNMSC/P2E12/2007-2 | 2008-01-25 | 2009-01-24 | 45750 | 3202.5 | WORKING
2558 | VEDARANYAM | Electri centrifuger | C | ELECTRICAL | VDM/CENT/001 | 2010-04-30 |  | RAJENTRA ELECTRICAL~THANE | ICTC | TNHSP | 05/NRHM/HSP/TNMSC/2009 | 2010-04-30 | 2011-04-29 | 9936 | 695.52 | WORKING
2559 | VEDARANYAM | Infusion pump | C | PUMPUMAAI300 | VDM/INPM/01 | 2007-05-22 | AKAS MEDICAL PVT LTD | AKAS MEDICAL PVT LTD | Ward | DMS | 103928/Sandamp;P/1/2006 | 2007-05-22 | 2008-05-22 | 24400 | 1708 | WORKING
2560 | VEDARANYAM | Pulse Oximeter | B | M-8600 | VDM/SPO2/01 | 1998-12-30 | NONIN INC CORPORATION | Trans Health Care | OT | OTHERS | 41/IPP5/98 | 1998-12-30 | 1999-12-29 | 34000 | 2380 | NO AMC
2561 | VEDARANYAM | Pulse Oximeter | B | STELLAR P | VDM/SPO2/03 | 2008-01-24 | M/s.Larsen andamp; Toubro | M/s.Larsen | OT | TNHSP | TNHSP/TNMSC/P2E9/2007 | 2008-01-24 | 2009-01-23 | 33750 | 2362.5 | NO AMC
2562 | VEDARANYAM | Diathermy Machine (Electric Cautery) | B | UMD 3000 | Ee040700SA | 2007-09-21 | UNION MEDICAL | Hiren Pharma | OT | TNHSP | TNHSP/TNMSC/P2E13/2007 | 2007-09-21 | 2008-09-20 | 135000 | 9450 | WORKING
2563 | VEDARANYAM | Generator | C | 1000K | VDM/GEN/01 | 1996-02-09 | Birla Yamaha | BIRLA YAMAHA | OP | IPPV | 10/S2/LCB/3/95 DT 14/12/1995 | 1996-02-09 | 1997-02-08 | 19131 | 1339.17 | WORKING
2564 | VEDARANYAM | Laryngoscope(Adult) | C | LAGA-A/01 | VDM/LAGA/03 | 1997-05-04 |  | ASSOSIATED SURGICALS | WARD | DMS | 67990/CP11/1/96 | 1997-05-04 | 1998-05-03 | 562 | 39.34 | WORKING
2565 | VEDARANYAM | Laryngoscope(Paediatric) | C | EQ/LAGP/01 | VDM/LAGP/01 | 1996-03-14 |  | ASSOCIATED SURGICAL | LABOUR WARD | IPP V |  | 1996-03-14 | 1997-03-13 | 450 | 31.5 | WORKING
2566 | VEDARANYAM | Laryngoscope(Paediatric) | C | EQ/LAGP/02 | VDM/LAGP/02 | 1996-03-14 |  | ASSOCIATED SURGICAL | LABOUR WARD | IPP V | 40/S2/CCB/95/DT 8.12.1995 | 1996-03-14 | 1997-03-13 | 450 | 31.5 | WORKING
2567 | VEDARANYAM | Ultra Sonogram -MOBILE | B | SONATA | N03S6334 | 2003-03-21 | Landamp;T | Landamp;T | Scan Room | DMS | DMS SUPPLY | 2003-03-21 | 2004-03-20 | 299000 | 20930 | NO AMC
2568 | VEDARANYAM | Ultra Sonogram -MOBILE | B | UF4005N | 12151496 | 1996-02-03 | FUKUDA DENSHI CO | Kody Elcot | STORE | IPPV | 4540/SI/IPP | 1996-02-03 | 1997-02-02 | 450000 | 31500 | NO AMC
2569 | VEDARANYAM | X-ray Machine 100 mA | B | STALLION-100 | CNTROL-C95470 | 1987-10-16 |  | I.G.E9 (I) LTD | X-Ray | OTHERS | R.NO 240689/PHCS 1V/JAI/83 | 1987-10-16 | 1988-10-15 | 167000 | 11690 | WORKING
2570 | VEDARANYAM | Focus lamp Ordinary | C | FOLP/O1 | VDM/FOLP/02 | 2006-03-24 |  | VIBASH-COIMBATORE SURGICAL PVT LTD | LABOUR WARD | DMS | 83/2006/STORE/VDM/18.02.2006 | 2006-03-24 | 2007-03-24 | 900 | 63 | WORKING
2571 | VEDARANYAM | Focus lamp Ordinary | C | HOSPITECH | VDM/FOLP/01 | 2009-07-26 |  | JUPITER | OP | TNHSP | 03/NRHM/HSP/TNMSC/09 | 2009-07-26 | 2010-07-25 | 12450 | 871.5 | WORKING
2572 | VEDARANYAM | Needle destroyer / Syringe Destroyer | C | REPROSPAARK | VDM/100100 | 2008-10-15 | GLO LIFE CARE | GLO LIFE CARE | OP | TNHSP | TNHSP/TNMSC/ENGG/BMWM1/08 | 2008-10-15 | 2009-10-14 | 755 | 52.85 | WORKING
2573 | VEDARANYAM | Needle destroyer / Syringe Destroyer | C | REPROSPAARK | VDM/10099 | 2008-10-15 | GLO LIFE CARE | GLO LIFE CARE | STORE | TNHSP | TNHSP/TNMSC/ENGG/BMWM1/08 | 2008-10-15 | 2009-10-14 | 755 | 52.85 | WORKING
2574 | VEDARANYAM | Needle destroyer / Syringe Destroyer | C | REPROSPAARK | VDM/10098 | 2008-10-15 | GLO LIFE CARE | GLO LIFE CARE | STORE | TNHSP | TNHSP/TNMSC/ENGG/BMWM1/08 | 2008-10-15 | 2009-10-14 | 755 | 52.85 | WORKING
2575 | VEDARANYAM | Needle destroyer / Syringe Destroyer | C | REPROSPAARK | VDM/10097 | 2008-10-15 | GLO LIFE CARE | GLO LIFE CARE | Store | TNHSP | TNHSP/TNMSC/ENGG/BMWM1/08 | 2008-10-15 | 2009-10-14 | 755 | 52.85 | working
2576 | VEDARANYAM | Needle destroyer / Syringe Destroyer | C | REPROSPAARK | VDM/10096 | 2008-10-15 | GLO LIFE CARE | GLO LIFE CARE | EMERGENCY WARD | TNHSP | TNHSP/TNMSC/ENGG/BMWM1/08 | 2008-10-15 | 2009-10-14 | 755 | 52.85 | working
2577 | VEDARANYAM | Needle destroyer / Syringe Destroyer | C | REPROSPAARK | VDM/10095 | 2008-10-15 | GLO LIFE CARE | GLO LIFE CARE | OP | TNHSP | TNHSP/TNMSC/ENGG/BMWM1/08 | 2008-10-15 | 2009-10-14 | 755 | 52.85 | working
2578 | VEDARANYAM | Needle destroyer / Syringe Destroyer | C | REPROSPAARK | VDM/10094 | 2008-10-15 | GLO LIFE CARE | GLO LIFE CARE | OP | TNHSP | TNHSP/TNMSC/ENGG/BMWM1/08 | 2008-10-15 | 2009-10-14 | 755 | 52.85 | working
2579 | VEDARANYAM | Needle destroyer / Syringe Destroyer | C | REPROSPAARK | VDM/10093 | 2008-10-15 | GLO LIFE CARE | GLO LIFE CARE | OT | TNHSP | TNHSP/TNMSC/ENGG/BMWM1/08 | 2008-10-15 | 2009-10-14 | 755 | 52.85 | working
2580 | VEDARANYAM | Needle destroyer / Syringe Destroyer | C | REPROSPAARK | VDM/10092 | 2008-10-15 | GLO LIFE CARE | GLO LIFE CARE | GENARAL WARD | TNHSP | TNHSP/TNMSC/ENGG/PMWM1/08 | 2008-10-15 | 2009-10-14 | 755 | 52.85 | working
2581 | VEDARANYAM | Needle destroyer / Syringe Destroyer | C | REPROSPAARK | VDM/10091 | 2008-10-15 | GLO LIFE CARE | GLO LIFE CARE | GENDRAL WARD | TNHSP | TNHSP/TNMSC/ENGG/PMWM1/08 | 2008-10-15 | 2009-10-14 | 755 | 52.85 | working
2582 | VEDARANYAM | Sterilizer Medium (Instrument) | C |  | VDM/STMD/01 | 2008-09-14 |  | JUPITER MANUFACTURING WORKS | OP | TNHSP | TNHSP/TNMSC/ENGG/P3E17/08 | 2008-09-14 | 2009-09-13 | 1400 | 98 | NO AMC
2583 | VEDARANYAM | Dental Unit with motor for dental OP | B2 | CONFIDENT/DENT | DENDL/19741/08 | 2009-01-28 | CONFIEDNT DENTAL EQUIPMENTS | CONFIDENT DENTAL EQUIPMENTS | DENTAL OP | TNMSC | 19741/TNMSC/ENGG/2008 | 2009-01-28 | 2010-01-27 | 109200 | 7644 | WORKING
2584 | VEDARANYAM | Auto Clave HP Vertical (2 bin) | C | ACV/HP/001 | VDM/ACV/03 | 2009-03-04 |  | VISHAL HOSPITAL STEEL FURNITURE | OP | DMS | 51190/Sandamp;P/1/2008/-2 | 2009-03-04 | 2010-03-03 | 16300 | 1141 | WORKING
2585 | VEDARANYAM | Printer | C | HL5250DN | H8J715332 | 2009-06-03 | EPSON | LIPI DATA SYSTEM | STORE | THSP | TNHSP/TNMSC/P1H7/2009 | 2009-06-03 | 2010-06-02 | 8840 | 618.8 | NO AMC
2586 | VEDARANYAM | Weighing Machine Electronic | C | PAE026 | VDM/EL/ WM/01 | 2009-01-27 |  | SURYA SURGICALandamp; INDUSTRIES | STORE | OTHERS | 51190/Sandamp;P/1/200 | 2009-01-27 | 2010-01-26 | 10500 | 735 | NO AMC
2587 | VEDARANYAM | Shadowless Lamp stand model | B | electrical | VDM/SHALL/04 | 2008-12-16 |  | JUPITER MANUFACTURING WORKS | STORE | OTHERS | 11974/2007/Pandamp;D | 2008-12-16 | 2009-12-15 | 26000 | 1820 | NO AMC
2588 | VEDARANYAM | Shadowless Lamp stand model | B | SHLP/01 | VDM/SHALL/05 | 2009-07-26 |  | JUPITER MANUFACTURING WORKS | OT | TNHSP | 03/NRHM/HSP/TNMSC/2009 | 2009-07-26 | 2010-07-25 | 12450 | 871.5 | NO AMC
2589 | VEDARANYAM | Auto Clave HP Vertical (2 bin) | C | LAB724 | VDM/ACV/04 | 2009-03-17 |  | SOLOKRAFT INDUSTRIES | OT | DMS | 51190/Sandamp;P/1/2008 | 2009-03-17 | 2010-03-16 | 18500 | 1295 | WORKING
2590 | VEDARANYAM | Suction Apparatus - Electrical | C | SUC CABINET MODEL/2301 | VDM/SAEL/03 | 2009-03-04 |  | VISHAL HOSPITAL STEEL FURNITURE | GENARAL WARD | OTHERS | 51190/Sandamp;P/1/2008-2 | 2009-03-04 | 2010-04-03 | 4410 | 308.7 | NO AMC
2591 | VEDARANYAM | Suction Apparatus - Electrical | C | CABINET | VDM/SAEL/04 | 2009-03-04 |  | VISHAL HOSPITAL STEEL FURNITURE | OT | TNHSP | TNHSP/TNMSC/P3E8/2008 | 2009-03-04 | 2010-03-03 | 3900 | 273 | NO AMC
2592 | VEDARANYAM | Suction Apparatus - Electrical | C | cabinet | VDM/SAEL/05 | 2009-03-04 |  | VISHAL HOSPITAL STEEL FURNITURE | L.WARD | TNHSP | TNHSP/TNMSC/P3E8/2008 | 2009-04-03 | 2010-03-03 | 3900 | 273 | NO AMC
2593 | VEDARANYAM | Suction Apparatus - Electrical | C | ELECTRICAL | VDM/SAEL/06 | 2009-03-04 |  | VISHAL HOSPITAL STEEL FURNITURE | L.WARD | TNHSP | TNHSP/TNMSC/P3E8/08 | 2009-03-04 | 2010-04-03 | 4410 | 308.7 | NO AMC
2594 | VEDARANYAM | Suction Apparatus - Electrical | C | ELCTRICAL | VDM/SAEL/07 | 2009-03-19 |  | JUPITER MANUFACTURING WORKS | OT | DMS | 47975/Sandamp;P/1/08 | 2009-03-19 | 2010-03-18 | 5500 | 385 | NO AMC
2595 | VEDARANYAM | Suction Apparatus - Electrical | C | ELECTRICAL | VDM/SAEL/08 | 2007-06-30 |  | JDHS-NAGAI | WARD | OTHERS | 5558/SI/07 | 2007-06-30 | 2008-06-29 | 4586 | 321.02 | NO AMC
2596 | VEDARANYAM | Suction Apparatus - Electrical | C | SUC/04 | VDM/SAEL/10 | 2009-03-19 |  | JUPITER MANUFACTURING WORKS | OT | DMS | 47975/Sandamp;P/1/2008 | 2009-03-19 | 2010-03-18 | 5500 | 385 | NO AMC
2597 | VEDARANYAM | Suction Apparatus - Electrical | C | SUC/03 | VDM/SAEL/11 | 2009-05-27 |  | GENERAL SURGICAL CO | GENERAL WARD | OTHERS | 51190/Sandamp;P/1/008 | 2009-05-27 | 2010-05-26 | 22000 | 1540 | NO AMC
2598 | VEDARANYAM | Suction Apparatus - Electrical | C | ELECTRICAL | VDM/SAEL/12 | 2009-06-08 |  | SABERWAL SURGICALS P LTD | OP | NRHM/ TNHSP | 13/NRHM/HSP/TNMSC/ENGG/2009 | 2009-06-08 | 2010-06-07 | 5070 | 354.9 | NO AMC
2599 | VEDARANYAM | ECG machine computerized | B | ELECTRICAL | VDM ECG MH/04 | 2008-12-23 | SOLOKRAFT INDUSTRIES | SOLOKRAFT INDUSTRIES | ECG ROOM | RSVY | 11974/07/Pandamp;D | 2008-12-23 | 2009-12-22 | 27000 | 1890 | NO AMC
2600 | VEDARANYAM | Operation Table Hydraulic Major | B2 | ORT-481 | VDM/HYOT/04 | 2009-03-06 |  | VIBASH-COIMBATORE | OT | DMS | 51190/Sandamp;P/1/2009 | 2009-03-06 | 2010-03-05 | 157950 | 11056.5 | NO AMC
2601 | VEDARANYAM | Computer | C | ACER DESKTOP | VDM/COM/01 | 2009-04-01 | ACER | BROADLINE COMPUTER SYSTEM | OFFICE | TNHSP | TNHSP/TNMSC/P1H1/2009 | 2009-04-01 | 2010-03-31 | 24890 | 1742.3 | WORKING
2602 | VEDARANYAM | UPS | C | 600VA | 78 | 2009-04-13 | RK TECH HARD andamp; SOFT PVT LTD | RK TECH HARD andamp; SOFT PVT LTD | OFFICE | TNHSP | TNHSP/TNMSC/P1H6/2008 | 2009-04-13 | 2010-04-12 | 7900 | 553 | NO AMC
2603 | VEDARANYAM | Semi auto analyser | B2 | PRIETEST TOUCH | AT0290209RBK | 2009-04-10 | ROBONIK INDIA | ROBONIK INDIS PVT LTD | LAB | TNHSP | TNHSP/TNMSC/ICB/P3E2/09 | 2009-04-10 | 2010-10-03 | 59500 | 4165 | NO AMC
2604 | VEDARANYAM | Laryngoscope(Adult) | C | LAGA/02 | VDM/LAGA/02 | 2009-05-04 |  | JDHS-NAGAI | EMERGENCY WARD | TNHSP-AMBULANCE | 6819/HSP/2008-JDHS/NAGAI R.C NO;881 | 2009-05-04 | 2010-05-03 | 562 | 39.34 | WORKING
2605 | VEDARANYAM | Laryngoscope(Adult) | C | LAGA/01 | VDM/LAGA/01 | 2009-05-04 |  | JDHS-NAGAI | OT | TNHSP-AMBULANCE | 6819/HSP/2008-JDHS NAGAI /R.CNO;881 | 2009-05-04 | 2010-05-03 | 562 | 39.34 | WORKING
2606 | VEDARANYAM | Electric Calorimeter | C | ELECTRICAL | VDM/CALO/01 | 2009-03-20 |  | BIO MARKETTING-THANJAVUR | LAB | HMF | HMF/VDM/09 | 2009-03-22 | 2010-03-19 | 9500 | 665 | WORKING
2607 | VEDARANYAM | Shadowless Lamp stand model | B | HOSPITECH/06 | VDM/SHALL/06 | 2009-07-26 |  | JUPITER MANUFACTURING WORKS | LABOUR WARD | NRHM/ TNHSP | 03/NRHM/HSP/TNMSC/2009-FL | 2009-07-26 | 2010-07-25 | 12450 | 871.5 | NO AMC
2608 | VEDARANYAM | Pulse Oximeter | B | M900 | VDM/SPO2/04 | 2009-08-04 |  | MADRAS SURGICALS andamp; CHEMICALS | OT | NRHM/ TNHSP | 02/NRHM/HSP/TNMSC/2009-PUL | 2009-08-04 | 2010-08-03 | 23700 | 1659 | NO AMC
2609 | VEDARANYAM | Hot Air oven | C | ELECTRICAL | VDM HAOV/01 | 2009-06-11 |  | SOLOKRAFT INDUSTRIES | LAB | TNHSP | TNHSP/TNMSC/ICB/P3E2/2009 | 2009-06-11 | 2010-06-10 | 11953 | 836.71 | WORKING
2610 | VEDARANYAM | Lab Incubator | C | ELECTRICAL | VDM INCU/02 | 2009-06-11 |  | SOLOKRAFT INDUSTRIES | LAB | TNHSP | TNHSP/TNMSC/ICB/P3E2/2009/28.01.2009 | 2009-06-11 | 2010-06-10 | 11953 | 836.71 | WORKING
2611 | VEDARANYAM | Lab Incubator | C | INCU | VDM INCU/01 | 2009-09-18 |  | SOLOKRAFT INDUSTRIES | STORE | DRHM | 05/NRHM/HSP/TNMSC/2009 | 2009-09-18 | 2010-09-17 | 11953 | 836.71 | WORKING
2612 | VEDARANYAM | Binocular Mircroscope | B2 | BINOMIC | VDM/BIMS/002 | 2009-06-11 |  | SOLOKRAFT INDUSTRIES | LAB | TNHSP | TNHSP/TNMSC/10B/P3E2/2009 | 2009-06-11 | 2010-06-10 | 9393 | 657.51 | working
2613 | VEDARANYAM | Binocular Mircroscope | B2 | BIOMIC | VDM/BIMS/003 | 1998-09-23 |  | DD TB THANJAVUR | TB UNIT | OTHERS | D D TB THANJAVUR | 2009-06-11 | 1999-09-22 | 9500 | 665 | WORKING
2614 | VEDARANYAM | Binocular Mircroscope | B2 | BIMS | VDM/BIMS/004 | 2009-06-11 |  | SOLOKRAFT INDUSTRIES | LAB | NRHM/ TNHSP | TNHSP/TNMSC/ICB/P3E2/2009/DT28.01.09 | 2009-06-11 | 2010-06-10 | 9393 | 657.51 | working
2615 | VEDARANYAM | Electri centrifuger | C | ELECTRICAL | VDM/CENT/002 | 2009-06-11 |  | SOLOKRAFT INDUSTRIES | LAB | TNHSP | TNHSP/TNMSC/ICB/P3E2/2009/28.01.2009 | 2009-06-11 | 2010-06-10 | 10873 | 761.11 | WORKING
2616 | VEDARANYAM | X.ray lobby Multiple | C | XRL01 | XRL/01 | 2009-09-15 |  | VISHAL HOSPITAL STEEL FURNITURE | X RAY | NRHM/ TNHSP | 11/NRHM/HSP/ENGG/2009 | 2009-09-15 | 2010-09-14 | 1029 | 72.03 | NO AMC
2617 | VEDARANYAM | Dielectric Tube Sealer | C | DETS | VDM DETS/01 | 2009-01-09 |  | TERUMO PENPOL LTD | STORE | NRHM/ TNHSP | 05/NRHM/HSP/TNMSC/09/DIE | 2009-01-09 | 2010-01-09 | 66291 | 4640.37 | TRANSFERRED TO THANJAVUR MEDICAL COLLEGE
2618 | VEDARANYAM | X-ray Machine 100 mA | B | MXD 1000R 100MA - 125 KVP | VDM/XRAY/02 | 2009-10-28 | MEDFORD | MEDFORD INDIA | STORE | TNHSP | 01/NRHM/HSP/TNMSC/2009 |  |  | 0 | 0 | TRANSFERRED TO GH-SIRKALI
2619 | VEDARANYAM | Weighing machine adult | C | PRESTIGE | VDM/WTMA/06 | 2012-02-06 | HARTIK MEDITEC DELHI | ALAN MEDICAL andamp;LABORATORY | NCD CLINIC | TNHSP | TNHSP/TNMSC/P2E28/2007 | 2012-02-06 | 2013-02-06 | 627 | 43.89 | NO AMC
2620 | VEDARANYAM | Infusion Pump/Infusion Syringe Pump/Insulin Syringe Pump | C | INPM/5 | VDM/INPM/05 | 2010-04-01 |  | JUPITER MANUFACTURING WORKS | LABOUR WARD | DRHM | 02/NRHM/HSP/TNMSC/2009 | 2010-04-01 | 2011-03-31 | 31907 | 2233.49 | WORKING
2621 | VEDARANYAM | Weighing Machine-Suspension | C | DIAL | VDM/BMWM/1 | 2008-06-29 |  | Jupier Manufacturing works | ward | TNHSP | tnhsp/tnmsc/engg/bmwm 8/2008 | 2008-06-29 | 2009-06-28 | 541 | 37.87 | NO AMC
2622 | VEDARANYAM | Infusion Pump/Infusion Syringe Pump/Insulin Syringe Pump | C | INPM/2 | VDM/INPM/02 | 2010-04-01 |  | JUPITER MANUFACTURE WORKS | CASUALTY | DRHM | 02/NRHM/HSP/TNMSC/2009 | 2010-04-01 | 2011-03-31 | 31907 | 2233.49 | WORKING
2623 | VEDARANYAM | Generator | C | EXK.2800S | ECMD B1000347.ENG9841209 | 2010-03-04 | HONDA 2.5KVA | FERMIER ENGINEERS PVT LTD | CASUALTY | DRHM | 18R/NRHM/HSP/TNMSC/2010 | 2010-03-04 |  | 61550 | 4308.5 | WORKING
2624 | VEDARANYAM | B.P.apparatus stand model | C | STAND MODEL | VDM/BPS/1 | 2008-12-16 |  | JUUPITER MANUFACTURING WORKS | GENERAL WARD | TNHSP | HSP/TNMSC/P3E16/2008 DT 29.08.2008 | 2008-12-16 | 2009-12-15 | 1090 | 76.3 | WORKING
2625 | VEDARANYAM | Nebuliser Adult | C | ARROW NEB | VDM/NIBA/02 | 2009-06-08 |  | SABERWAL SURGICALS | GENERAL WARD | DRHM | 08/NRHM/HSP/TNMSC/ENGG/2008 | 2009-06-08 |  | 1456 | 101.92 | WORKING
2626 | VEDARANYAM | ECG machine computerized | B | CARDIO DOUCH 3000 | T2L0900070 | 2011-11-11 |  | JK MEDICAL SYSTEM (P) LTD | ECG DEPT | TNMSC | TNHSP/TNMSC/ENGG/AG21/2010 | 2011-11-17 | 2012-11-10 | 69023 | 4831.61 | TRANSFERRED TO GH-THOIRUKUVALAI
2627 | VEDARANYAM | Infusion Pump/Infusion Syringe Pump/Insulin Syringe Pump | C | INPM/3 | VDM/INPM/03 | 2010-04-01 |  | JUPITER MANUFACTURING WORKS | LABOUR WARD | DRHM | 02/NRHM/HSP/TNMSC/2009 | 2010-04-01 | 2011-03-31 | 31907 | 2233.49 | WORKING
2628 | VEDARANYAM | Infusion Pump/Infusion Syringe Pump/Insulin Syringe Pump | C | INPM/D4 | VDM/INPM/04 | 2010-04-01 |  | JUPITER MANUFACTURE WORKS | EMERGENCY WARD | DRHM | 02/NRHM/HSP/TNMSC/2009 | 2010-04-01 | 2011-03-31 | 31907 | 2233.49 | WORKING
2629 | VEDARANYAM | B.P.apparatus stand model | C | STAND MODEL | VDM/BPS/4 | 2008-12-16 |  | JUPITER MANUFACTURING WORKS | GENERAL WARD | TNHSP | HSP/TNMSC/P3E16/2008 | 2008-12-16 | 2009-12-15 | 1090 | 76.3 | WORKING
2630 | VEDARANYAM | B.P.apparatus stand model | C | STAND MODEL | VDM/BPS/2 | 2008-12-16 |  | JUPITER MANUFACTURING WORKS | GENERAL WARD | TNHSP | HSP/TNMSC/P3E16/2008 | 2008-12-16 | 2009-12-15 | 1090 | 76.3 | WORKING
2631 | VEDARANYAM | B.P.apparatus stand model | C | STAND MODEL | VDM/BPS/3 | 2008-12-16 |  | JUPITER MANUFACTURING WORKS | OPERATION THEATRE | TNHSP | HSP/TNMSC/P3E16/2008 | 2008-12-16 | 2009-12-15 | 1090 | 76.3 | WORKING
2632 | VEDARANYAM | Infusion Pump/Infusion Syringe Pump/Insulin Syringe Pump | C | EVADROP MP1000 | MP1ALH229 | 2012-09-05 |  | SCHILLER HEALTH CARE INDIA P LTD | STORE | TNHSP | TNHSP/TNMSC/AG16/2010 | 2012-09-05 | 2015-09-04 | 25900 | 1813 | WORKING
2633 | VEDARANYAM | Silastic vacuum extractor | C | VEXS/01 | VDM/VEXS/01 | 2008-09-16 |  | ALAN MEDICALLABORATORY PRODUCTS | LABOUR WARD | TNHSP | TNHSP/TNMSC/ENGG/P2E27/2007 |  | 2009-09-15 | 1700 | 119 | NO AMC
2634 | VEDARANYAM |  | C | LG electronics | VDM/SPLIT A/C/01 | 2008-12-12 | LG | ANDAVAR ELECTRICALS NAGAI | OT | OTHERS | 11974/Pandamp;D | 2008-12-12 | 2009-12-11 | 26500 | 1855 | NO AMC
2635 | VEDARANYAM | Magnavision Lamp | C | MAGNASCOPE | VDM/MAG | 2012-01-04 |  | SOLIGRAFT INDUSTRIES | NCD CLINIC | TNHSP | TNHSP/TNMSC/ICB/AG31/2011 | 2012-02-03 | 2013-02-03 | 6987 | 489.09 | WORKING
2636 | VEDARANYAM | Syringe Pump | B | LP-50BW | VDM/SYP/1 | 2010-01-28 |  | JUPITER MANUFACTURING WORKS | LABOUR WARD | DRHM | 02/NRHM/HSP/TNMSC/2009 | 2010-01-28 | 2011-01-27 | 29500 | 2065 | NO AMC
2637 | VEDARANYAM | Syringe Pump | B | LP-50BW | VDM/SYP/2 | 2010-01-28 |  | JUPITER MANUFACTURING WORKS | MAIN STORE | DRHM | 02/NRHM/HSP/TNMSC/2009 | 2010-01-28 | 2011-01-27 | 29500 | 2065 | NO AMC
2638 | VEDARANYAM | Blood Bank Refrigerator | B2 | BR-70SR | BDI.1404 | 2010-06-02 |  | REMI ELECTROTECHNIK LTD. | CASUALTY | DRHM | 18R/NRHM/HSP/TNMSC/2010/-BBR | 2010-06-02 | 2011-06-01 | 67888 | 4752.16 | WORKING
2639 | VEDARANYAM | Blood Donor Couch | B2 | BDCH-1 | VDM/BDCH/01 | 2009-09-18 |  | SABERWAL SURGICALS CO (P) LTD | BLOOD BANK | TNHSP | 05/NRHM/HSP/TNMSC/2009-BDC DT15.07.2009 | 2009-09-18 | 2010-09-16 | 64000 | 4480 | WORKING
2640 | VEDARANYAM | Focus lamp Ordinary | C | HOSPITECH | VDM/FOLP/03 | 2009-07-26 |  | JUPITER | EMERGENCY WARD | TNHSP | 03/NRHM/HSP/TNMSC/2009 | 2009-07-26 | 2010-07-25 | 12450 | 871.5 | WORKING
2641 | VEDARANYAM | Mannual Colposcope | C | ARI II-1D | VDM/CALPM/01 | 2012-09-10 | ARI TECNOLOGY (GROUP) CO~LTD~CHINA | SOUTH INDIA SURGICAL CO LTD NEW NO 117~OLD NO.65 WALLAJAH ROAD CHENNAI-600002 PILOT NO-42195555(30LINES)28413901/02/03/04 FAX-044-43227993/94 E-MAIL;SISCO`SISCO.IN | OP NCD CLINIC | TNHSP | TNHSP/TNMSC/ENGG/AG30/2011 | 2012-09-25 | 2013-09-24 | 130000 | 9100 | WORKING
2642 | VEDARANYAM | Computer | C | VW19G2 | 010BG0281721 | 2011-01-28 |  | HCL INFO SYSTEMS LTD | MAIN STORE | TNHSP | TNHSP/ELCOT/ICB/COMP/DT 07/12/2010 | 2011-10-14 | 2014-01-27 | 26031 | 1822.17 | working
2643 | VEDARANYAM | Computer | C | VW19G2 | 0105BG0283351 | 2011-01-28 |  | HCL INFO SYSTEMS LTD | DENTAL OP | TNHSP | TNHSP/ELCOT/ICB/COMP/ DT 07/12/2010 | 2011-10-14 | 2014-01-27 | 26031 | 1822.17 | working
2644 | VEDARANYAM | Computer | C | VW19G2 | 010BG0283441 | 2011-01-28 |  | HCL INFO SYSTEMS LTD | EMERGENCY WARD | TNHSP | TNHSP/ELCOT/ICB/COMP/ DT 07/12/2010 | 2011-10-14 | 2014-01-27 | 26031 | 1822.17 | working
2645 | VEDARANYAM | Laproscope Single Puncture | B2 | SINGLE PUNCTURE | VDM/LSP/02 | 2009-11-29 |  | DD Fandamp;W NAGAI | OT | OTHERS | DD OFFICE NAGAI |  | 2010-11-28 | 150000 | 10500 | WORKING
2646 | VEDARANYAM | Weighing machine infant | C | MANUAL | VDM/WTMB/2 | 2009-06-08 |  | SABERWAL SURGICALS | STORE | TNHSP |  | 2009-06-08 | 2010-06-07 | 710 | 49.7 | NO AMC
2647 | VEDARANYAM | Weighing machine infant | C | MANUAL | VDM/WTMB/03 | 2010-01-05 |  | SOLOKRAFT INDUSTRIES | STORE | TNHSP | 09/NRHM/HSP/HSP/TNMSC/ENGG/09 DT 31/03/2009 | 2010-01-05 | 2011-01-04 | 738 | 51.66 | NO AMC
2648 | VEDARANYAM | Computer | C | VW19G2 | 0105BG0283511 | 2011-01-28 |  | HCL INFO SYSTEMS LTD | OP TICKET COUNTER | TNHSP | TNHSP/ELCOT/ICB/COMP/DT 07/12/2010 | 2011-01-28 | 2014-01-27 | 26031 | 1822.17 | working
2649 | VEDARANYAM | Computer | C | VW19G2 | 0105BG0283281 | 2011-01-28 |  | HCL INFOSYSTEMS LTD | FEMALE INJECTION OP | TNHSP | TNHSP/ELCOT/ICB/COMP/ DT 07/12/2010 | 2011-10-14 | 2014-01-27 | 26031 | 1822.17 | working
2650 | VEDARANYAM | Computer | C | VW19G2 | 0105BG0282671 | 2011-01-28 |  | HCL INFO SYSTEMS LTD | LAB | TNHSP | TNHSP/ELCOT/ICB/COMP/DT 07/12/2010 | 2011-10-14 | 2014-01-27 | 26031 | 1822.17 | working
2651 | VEDARANYAM | Computer | C | VW19G2 | 0105BG0282321 | 2011-01-28 |  | HCL INFO SYSTEMS LTD | CHILDRAN OP | TNHSP | TNHSP/ELCOT/ICB/COMP/DT 07/12/2010 | 2011-10-14 | 2014-01-27 | 26031 | 1822.17 | working
2652 | VEDARANYAM | Computer | C | VW19G2 | 010BG0283001 | 2011-01-28 |  | HCL INFO SYSTEMS LTD | XRAY | TNHSP | TNHSP/ELCOT/ICB/COMP/ DT 07/12/2010 | 2011-10-14 | 2014-01-27 | 26031 | 1822.17 | working
2653 | VEDARANYAM |  | C | SPLIT A/C | S NO/VDM/ACSPILT/1 | 2008-12-12 |  | ANDAVAR ELECRICAL APPLIANCES NAGAI | OT | JDHS | JDHS SUPPLY | 2008-12-12 | 2009-12-13 | 26500 | 1855 | NO AMC
2654 | VEDARANYAM | Autoclave Mini | B | ELECTRICAL 1BIN TYPE | VDM/ATUM/01 | 2008-03-21 |  | JUPITER COIMBATORE | LABOUR WARD | TNHSP | TNHSP/TNMSC/P2E11/2007 | 2008-03-21 | 2009-03-20 | 21000 | 1470 | WORKING
2655 | VEDARANYAM | Computer | C | VW19G2 | 0105BG0282621 | 2011-01-28 |  | HCL INFO SYSTEMS LTD | MALE PHARMACY | TNHSP | TNHSP/ELCOT/ICB/COMP/DT 07/12/2010 | 2011-10-14 | 2014-01-27 | 26031 | 1822.17 | working
2656 | VEDARANYAM | Computer | C | VW19G2 | 0105BG0282061 | 2011-01-28 |  | HCL INFO SYSTEMS LTD | NEONATAL WARD | TNHSP | TNHSP/ELCOT/ICB/COMP/ DT07/12/2010 | 2011-10-14 | 2014-01-27 | 26031 | 1822.17 | working
2657 | VEDARANYAM | Printer | C | TVSE HD 250 GOLD | JBO3FD003278 | 2011-01-28 |  | HCL INFO SYSTEMS LTD | LAB | TNHSP | TNHSP/ELCOT/ICB/COMP/ DT07/12/2010 | 2011-10-14 | 2012-01-27 | 9098 | 636.86 | NO AMC
2658 | VEDARANYAM | Printer | C | TVS HD 250 GOLD | JBJ3FD002783 | 2011-01-28 |  | HCL INFOSYSTEMS LTD | FEMALE PHARMACY | TNHSP | TNHSP/ELCOT/ICB/COMP/ DT 07/12/2010 | 2011-10-14 | 2012-01-27 | 9098 | 636.86 | NO AMC
2659 | VEDARANYAM | Printer | C | TVS HD 250 GOLD | JBS3FD003759 | 2011-01-28 |  | HCL INFO SYSTEMS LTD | MALE PHARMACY | TNHSP | TNHSP/ELCOT/ICB/COMP/ DT 07/12/2010 | 2011-10-14 | 2012-01-27 | 9098 | 636.86 | NO AMC
2660 | VEDARANYAM | Electri centrifuger | C | ELECTRICAL | VDM/LABCENT/04 | 2007-03-07 |  | ASSOCIATED SURGICALS | LAB | TNMSC | TANSACS/PPTCT/TNMSC/2006-05 | 2007-03-07 | 2008-03-06 | 1590 | 111.3 | WORKING
2661 | VEDARANYAM | Computer | C | VW19G2 | 0105BG0283411 | 2011-01-28 |  | HCL INFOSYSTEMS LTD | MALE INJECTION OP | TNHSP | TNHSP/ELCOT/ICB/COMP/DT 07/12/2010 | 2011-10-14 | 2014-01-27 | 26031 | 1822.17 | working
2662 | VEDARANYAM | Computer | C | VW19G2 | 010BG0283531 | 2011-01-28 |  | HCL INFO SYSTEMS LTD | MEDICAL OFFICER ROOM | TNHSP | TNHSP/ELCOT/ICB/COMP/ DT 07/12/2010 | 2011-10-14 | 2014-01-27 | 26031 | 1822.17 | working
2663 | VEDARANYAM | Computer | C | VW19G2 | 010BG0283421 | 2011-01-28 |  |  | FEMALE OP | TNHSP | TNHSP/ELCOT/ICB/COMP/ DT 07/12/2010 | 2011-10-14 | 2014-01-27 | 18948 | 1326.36 | WORKING
2664 | VEDARANYAM | Computer | C | VW19G2 | 0105BG0282421 | 2011-01-28 |  | HCL INFO SYSTEMS LTD | LABOUR WARD | TNHSP | TNHSP/ELCOT/ICB/COMP/ DT 07/12/2010 | 2011-10-14 | 2014-01-27 | 26031 | 1822.17 | working
2665 | VEDARANYAM | Printer | C | TVS HD 250 GOLD | JBN3FD002997 | 2011-01-28 |  | HCL INFO SYSTEMS LTD | OP TICKET COUNTER | TNHSP | TNHSP/ELCOT/ICB/COMP/ DT 07/12/2010 | 2011-10-14 | 2012-01-27 | 9098 | 636.86 | NO AMC
2666 | VEDARANYAM | Printer | C | TVS HD 250 GOLD | JBO3FD003344 | 2011-01-28 |  | HCL INFO SYSTEMS LTD | MEDICAL OFFICER ROOM | TNHSP | TNHSP/ELCOT/ICB/COMP/ DT 07/12/2010 | 2011-10-14 | 2012-01-27 | 9098 | 636.86 | NO AMC
2667 | VEDARANYAM | Printer | C | TVA HD 250 GOLD | JBN3FD003029 | 2011-01-28 |  | HCL INFO SYSTEMS LTD | EMERGENCY WARD | TNHSP | TNHSP/ELCOT/ICB/COMP/ DT 07/12/2010 | 2011-10-14 | 2012-01-27 | 9098 | 636.86 | NO AMC
2668 | VEDARANYAM | Printer | C | TVS HD 250 GOLD | JBS3FD003790 | 2011-01-28 |  | HCL INFO SYSTEMS LTD | FEMALE WARD | TNHSP | TNHSP/ELCOT/ICB/COMP/DT 07/12/2010 | 2011-10-14 | 2012-01-27 | 9098 | 636.86 | NO AMC
2669 | VEDARANYAM | B.P.apparatus table model | C | BOX TYPE | VDM/BP | 2010-02-01 |  | BIO MARKETING~THANJAVUR | WARD | OTHERS | 12/Sandamp;B/10 | 2010-02-01 | 2011-01-31 | 1100 | 77 | WORKING
2670 | VEDARANYAM | Computer | C | VW19G2 | 0105BG0282131 | 2011-01-28 |  | HCL INFO SYSTEMS LTD | FEMALE PHARMACY | TNHSP | TNHSP/ELCOT/ICB/COMP/ DT 07/12/2010 | 2011-10-14 | 2014-01-27 | 26031 | 1822.17 | working
2671 | VEDARANYAM | Computer | C | VW19G2 | 010BG0281831 | 2011-01-28 |  | HCL INFO SYSTEMS LTD | MALE WARD | TNHSP | TNHSP/ELCOT/ICB/COMP/ DT07/12/2010 | 2011-10-14 | 2014-01-27 | 26031 | 1822.17 | working
2672 | VEDARANYAM | Computer | C | VW19G2 | 010BG0286081 | 2011-01-28 |  | HCL INFO SYSTEMS LTD | FEMALE WARD | TNHSP | TNHSP/ELCOT/ICB/COMP/ DT 07/12/2010 | 2011-12-14 | 2014-01-27 | 26031 | 1822.17 | working
2673 | VEDARANYAM | Computer | C | VW19G2 | 010BG0283391 | 2011-01-28 |  | HCL INFO SYSTEMS LTD | OT | TNHSP | TNHSP/ELCOT/ICB/COMP/ DT07/12/2010 | 2011-10-14 | 2014-01-27 | 26031 | 1822.17 | working
2674 | VEDARANYAM | Printer | C | TVS HD 250 GOLD | JBO3FD003345 | 2011-01-28 |  | HCL INFO SYSTEMS LTD | LABOUR WARD | TNHSP | TNHSP/ELCOT/ICB/COMP/DT 07/12/2010 | 2011-10-14 | 2012-01-27 | 9098 | 636.86 | NO AMC
2675 | VEDARANYAM | Printer | C | TVS HD 250 GOLD | JBN3FD003066 | 2011-01-28 |  | HCL INFO SYSTEMS | MALE WARD | TNHSP | TNHSP/ELCOT/ICB/COMP/ DT07/12/2010 | 2011-10-14 | 2012-01-27 | 9098 | 636.86 | NO AMC
2676 | VEDARANYAM | Printer | C | TVS HD 250 GOLD | JBSFD003701 | 2011-01-28 |  | HCL INFOSYSTEMS LTD | MAIN STORE | TNHSP | TNHSP/ELCOT/ICB/COMP/DT 07/12/2010 | 2011-10-14 | 2012-01-27 | 9098 | 636.86 | NO AMC
2677 | VEDARANYAM | B.P.apparatus table model | C | table model | BPAT- 7 | 2012-12-08 | DIAMOND | apj surgical Thiruvarur | OP | OTHERS | LOCAL PURCHAGE | 2012-12-08 | 2013-12-07 | 2100 | 147 | WORKING
2678 | VEDARANYAM | B.P.apparatus table model | C | TABLE MODEL | BPAT-8 | 2012-12-08 | DIAMOND | APJ SURGICALS THIRUVARUR | WARD | OTHERS | LOCAL PURCHAGE | 2012-12-08 | 2013-12-07 | 2100 | 147 | NO AMC
2679 | VEDARANYAM | Binocular Mircroscope | B2 | BDI-13B | 21900 | 2012-11-07 | LABOSCOPE | DDHS TB NAGAI | LAB | OTHERS | DDHD-TB 01 | 2012-11-07 | 2015-11-06 | 9393 | 657.51 | working
[14 empty] | 85310452 | 5827577.77