## ERD
S.No. | Equipment Name | Equipment Code | Code(Institution) | Equipment Category | Model No | Serial No | CPC Code | Date of Receipt | Manufacturer Name | Supplier Name | Location of Equipment | Source of Supply | Purchase Order No | Date of Installation | Warranty Valid Upto | Cost of the item | AMC cost | If AMC available | AMC Cost | AMC valid upto | AMC agency name | Reported Date | Working Status | Remarks
1 | 100 M.A. X-ray machine Mobile | IME_100M | 00072/100M/1 | B2 | Philips dignox 100R mobile Drive | 12B004(48)M/C 12055 |  | 2012-04-26 | Philips | Philips Electronics India Ltd | X-ray Department | RCH | RCH II/TNMSC/ENGG/E55/2011 | 2012-04-26 | 2013-04-25 | 156060 |  | NO AMC | NO | NA | NA | 29-5-2012 | W | AMC CALLED
2 | 100 M.A. X-ray machine Mobile | IME_100M | 00072/100M/1 | B2 | DIAGNOX 4006 | 10K019 |  | 2010-12-22 | Philips Electronics | PHILIPS | x-ray room | TNHSP | TNHSP/TNMSC/P3AZR/2010 | 2011-03-26 | NA | 418200 |  | NO AMC | NA | NA | NA | 29-5-2012 | NA | DOUBLE ENTRY
3 | A-Scan Biometer | EYE_ASB | 00072/ASB/1 | B2 | US 1000 | 002/2009-10 |  | 2010-02-01 | CAREandamp; CARE MEDICAL SYSTEM CHENNAI | CAREandamp; CARE MEDICAL SYSTEM CHENNAI | EYE WARD | TNHSP | TNHSP./TNMSC/ENGG/P3A26/2009 DT.07.12.2009 | 2010-02-01 | NA | 91000 |  | NO AMC |  |  |  | 27-3-2013 | W
7 | Applanation Tonometer | EYE_TONO | 00072/TONO/1 | B2 | AATM5 001 | 1311009033 |  | 2009-10-30 | appasamy | APPASAMY | EYE WARD | TNHSP | TNHSP/TNMSC/ENGG/P2A19/2009 | 2009-12-04 | NA | 35000 |  | NO AMC | NA | NA | NA | 21-2-2013 | w
9 | BIOM-Binocular Indirect Ophthalmo Microscope | EYE_BIOM | 00072/BIOM/1 | B2 | OM-8 | 110976 |  | 2007-05-17 | TAKAGI | ASCON-MEDICALS |  | TNMSC | 24698/ | 2007-05-22 |  | 258544 |  | NO AMC |  |  |  | 22-3-2013 | NA | To be delete
10 | Baby Incubators | NNE_BINC | 00072/BINC/8 | B2 | NICE3010R | 7111059 |  | 2008-01-09 | Mdaras Surgicalsandamp;Chemicals | Madras Surgicalsandamp;Chemicals | AN Ward | TNHSP | TNHSP/TNMSC/PZE3/2007 | 2008-02-16 |  | 47880 |  | NO AMC |  |  |  | 17-9-2012 | W | Not in use
11 | Baby Incubators | NNE_BINC | 00072/BINC/7 | B2 | NICE 3010R | 7111076 |  | 2008-01-09 | Madras Surgicals andamp;Chemicals | Madras Surgicalsandamp; Chemicals | AN WARD | TNHSP | TNHSP/TNMSC/PZE3/2007 | 2008-02-16 |  | 47880 |  | NO AMC |  |  |  | 17-9-2012 | W | Not in use
12 | Binocular Mircroscope | LAB_BIMS | 00072/BIMS/5 | B2 | BD 13 A | 22987 |  | 2014-01-22 | M/S BD INSTRUMENTATION INDIA | SOLOCRAFTS INDUSTRIES CHENNAI | LAB | TNHSP | TNHSP/TNMSC/AG87C/2013 22/10/2013 | 2014-03-25 |  | 18600 |  | NO AMC |  |  |  | 2014-01-04 | w
13 | Binocular Mircroscope | LAB_BIMS | 00072/BIMS/2 | B2 | JP MIA | LAB/MSB/02 |  | 2001-01-03 | Unilab | Unilab | Lab |  |  |  |  | 0 |  | NO AMC |  |  |  | 18-12-2010 | W
14 | Binocular Mircroscope | LAB_BIMS | 00072/BIMS/3 | B2 | 98 j-01926 | BLS118131 |  | 2011-03-31 | Blisco india | JUPITOR MFG WORKS COIMBATORE | LAB | RCH | RCH/TNMSC/ENGG/1146 2010-2/6/10/2010 | 2011-03-31 |  | 13000 |  | NO AMC |  |  |  | 2014-10-03 | W
15 | Binocular Mircroscope | LAB_BIMS | 00072/BIMS/4 | B2 | BD 13A | 22783 |  | 2014-01-22 | M/S BD INSTRUMENTATION INDIA | SOLOCRAFTS INDUSTRIES CHENNAI | LAB | TNHSP | TNHSP/TNMSC/AG87C/2013 22/10/2013 | 2014-03-25 |  | 18600 |  | NO AMC |  |  |  | 2014-01-04 | W
16 | Binocular Mircroscope | LAB_BIMS | 00072/BIMS/1 | B2 | JP MIA | LAB/MSB/01 |  | 2001-01-03 | Unilab | Unilab | Lab |  |  |  |  | 0 |  | NO AMC |  |  |  | 18-12-2010 | W
17 | Blood Bank Refrigerator | LAB_BLDR | 00072/BLDR/7 | B2 | JA 35 | R10071194 |  | 2010-10-12 | JOVE AUTOMATION | PAWAR ELECTOSYSTEM | BLOOD BANK | OTHERS | NIL | 2010-10-12 | 2011-10-11 | 60945 |  | NO AMC |  |  |  | 2014-01-09 | w
18 | Blood Bank Refrigerator | LAB_BLDR | 00072/BLDR/5 | B2 | BR 300 | BDIT-1070 |  | 2010-09-17 | REMI | REMI | BLOOD BANK | OTHERS | NACO/MRRF/23/2009 | 2010-09-17 | 2013-09-16 | 145000 |  | NO AMC |  |  |  | 2014-01-09 | W
19 | Blood Bank Refrigerator | LAB_BLDR | 00072/BLDR/4 | B2 | ELECTROLUX-BRL 280 | 8035042 |  | 2004-05-11 | ELECTROLUX | ELECTRRROLUX | BLOOD BANK | OTHERS | 7130/SPS/1/04/1 19/04/2004 | 2004-05-11 |  | 70850 |  | NO AMC |  |  |  | 14-2-2014 | W
20 | Blood Bank Refrigerator | LAB_BLDR | 00072/BLDR/3 | B2 | TS 120 | 105 |  | 2004-07-23 | THERMO SCIENTIFIC | MEDICAL OFFICER GOVT HOSPITAL KUMBA KONAM | BLOOD BANK | OTHERS | 7130/Sandamp;P/1 | 2004-07-23 |  | 70850 |  | NO AMC |  |  |  | 14-2-2014 | NW | CONDEMNED
21 | Blood Bank Refrigerator | LAB_BLDR | 00072/BLDR/2 | B2 | CHEST REFRIGERATOR MRB 2000 | 2063287-199 |  | 1999-06-25 | JEWETT | J D NATIONAL AIDS CONTROL ORGANISATION NEWDELHI | BLOOD BANK | DMS | 12015/20/95/NACO | 1999-06-25 |  | 19500 |  | NO AMC |  |  |  | 14-2-2014 | w
22 | Blood Bank Refrigerator | LAB_BLDR | 00072/BLDR/1 | B2 | JEWETT-BBR 25 | 2055684-295 |  | 1998-07-10 | JEWETT | J D NATIONAL AIDS CONTROL ORGANISATION NEWDELHI | BLOOD BANK | DMS | S12015/20/95 NACO | 1998-07-10 |  | 19500 |  | NO AMC |  |  |  | 14-2-2014 | w
23 | Blood Bank Refrigerator | LAB_BLDR | 00072/BLDR/6 | B2 | BR 300 | BDIT-1078 |  | 2010-09-16 | REMI | REMI | BLOOOD BANK | OTHERS | NACO/MRRF/23/2009 | 2010-09-16 | 2013-09-16 | 14500 |  | NO AMC |  |  |  | 2014-01-09 | w
24 | Boyles apparatus with Circle Abosrber | ANA_BACA | 00072/BACA/1 | B2 | COMPACT AC 20 | AC-1207-045 |  | 2008-01-07 | L andamp;T | L andamp; T | AOT | TNHSP | TNHSP/TNMSCP2E2/07 | 2008-02-15 |  | 98000 |  | NO AMC |  |  |  | 22-3-2013 | W
25 | Boyles apparatus with Circle Abosrber | ANA_BACA | 00072/BACA/2 | B2 | MEDITECH ENGLAND-ORION | 441273 |  | 2008-07-21 | MEDITECH | MADRASSURGIGAL | AOT | OTHERS | 2394/NRHM/TNMSC/2008 | 2008-10-11 |  | 135200 |  | NO AMC |  |  |  | 22-3-2013 | W
26 | CTG Monitor | NNE_CTGM | 00072/CTGM/1 | B2 |  |  |  | 2007-10-02 |  | MADRAS SURGICAL | [5 empty] | 0 |  | NO AMC |  |  |  | 18-12-2010 | NA | DOUBLE ENTRY
27 | CTG Monitor | NNE_CTGM | 00072/CTGM/4 | B2 | CMS 5000+ |  |  |  |  | Madras Surgicals | labour ward | TNHSP |  |  |  | 0 |  | AMC |  | 2011-06-30 | Madras Surgicals | 25-12-2010 | NW | CONDEMNED
28 | CTG Monitor | NNE_CTGM | 00072/CTGM/3 | B2 | CMS 2000+4 |  |  | 2007-02-10 | Madras Surgicals | Madras Surgicals | Labour ward | TNHSP |  | 2007-02-10 | 2008-02-10 | 0 |  | AMC |  | 2011-06-30 | Madras Surgicals | 25-12-2010 | NA | DOUBLE ENTRY
29 | CTG Monitor | NNE_CTGM | 00072/CTGM/2 | B2 | [6 empty] | Labour Ward |  |  |  |  | 0 |  | NO AMC |  |  |  | 18-12-2010 | NA | DOUBLE ENTRY
30 | Ceiling Suspended Shadowless Lamp | OTE_CSSL | 00072/CSSL/4 | B2 | PHILULUX MINOR | SHADOLESS AOT 3 |  | 2008-05-21 | PHILIPS | PRANAV INDUSTRIES | AOT | OTHERS | 10486/S4/2007 | 2008-05-27 |  | 72355 |  | NO AMC |  |  |  | 2012-04-09 | W
31 | Ceiling Suspended Shadowless Lamp | OTE_CSSL | 00072/CSSL/2 | B2 | PHILILUX MINOR | SHADOWLESS AOT 2 |  | 2007-11-23 | PHILIPS | PRANAV INSTRUMENTS | AOT | OTHERS | 1554/S4/2007 | 2007-12-07 |  | 72355 |  | NO AMC |  |  |  | 2012-04-09 | W
32 | Ceiling Suspended Shadowless Lamp | OTE_CSSL | 00072/CSSL/1 | B2 | PHILILUX | SHADOWLESS AOT 1 |  | 2007-11-23 | PHILIPS | PRANAV INSTRUMENTS COIMBATOOR | aot | OTHERS | 1554/S4/2007 | 2007-12-07 |  | 72355 |  | NO AMC |  |  |  | 2012-04-09 | W
33 | Ceiling Suspended Shadowless Lamp | OTE_CSSL | 00072/CSSL/6 | B2 | CS3005 | SHADOW LESS AEOT 1 |  | 2009-04-22 |  | MC DALAL | AEOT | TNMSC | 2394/TNMSC/ENGG/2009 | 2009-07-01 |  | 113900 |  | NO AMC |  |  |  | 2012-04-09 | W
34 | Ceiling Suspended Shadowless Lamp | OTE_CSSL | 00072/CSSL/5 | B2 | PHILILUX | SHADOWLESS AOT 4 |  | 2008-05-21 | PHILIPS | PRANAV INSTRUMENTS | AOT | OTHERS | 10486/S4/2007 |  |  | 72355 |  | NO AMC |  |  |  | 2012-04-09 | W
35 | Ceiling Suspended Shadowless Lamp | OTE_CSSL | 00072/CSSL/3 | B2 | PHILILUX MINOR | SHADOWLESS BOT 1 |  | 2007-10-23 | PHILIPS | PRANAV INSTRUMENTS | BOT | OTHERS | 1554/S4/2007 | 2007-12-07 |  | 72355 |  | NO AMC |  |  |  | 2012-04-09 | W
36 | Ceiling Suspended Shadowless Lamp | OTE_CSSL | 00072/CSSL/7 | B2 | LED 750/750 | RL0021 |  | 2014-05-30 | M/S SHANGHAI MEDICAL INSTRUMENTS CO LTD | STAAN BIO MED ENGINEERING PVT LTD COIMBATORE | AEOT | TNMSC | TNHSP/TNMSC/AG86B/2/2013 30/04/2013 | 2014-07-15 | 2017-07-14 | 645419 |  | CAMC |  |  | STAAN BIO MED ENGINEERING PVT LTD | 16-7-2014 | W
37 | Cell Counter | LAB_CELC | 00072/CELC/1 | B2 | SYSMAX | B8186 |  | 2012-10-19 | TRANSASIA | TRANSASIA | LAB | OTHERS | 8134/B2/HSP/2012 | 2012-10-19 | 2013-02-18 | 0 |  | NO AMC |  |  |  | 20-10-2012 | W
38 | Cell Counter | LAB_CELC | 00072/CELC/2 | B2 | SYSMEX XP 100 | A4405andamp;6249 |  | 2014-10-17 | SYSMEX | TRANSASIA PUDDUCHERRY | BLOOD BANK | TNMSC | 5859/TNMSC/ENGG/2014-3 | 2014-10-17 | 2017-10-16 | 309060 |  | CAMC |  |  | TRANSASIA | 29-10-2014 | W
39 | Cell Counter | LAB_CELC | 00072/CELC/3 | B2 | sysmex xp 100 | A 4405 |  | 2014-10-17 | sysmex | transasia pudducherry | BLOOD BANK | TNMSC | 5859/TNMSC/ENGG/2014-3 | 2014-10-17 | 2017-10-16 | 309060 |  | CAMC |  |  | TRANSASIA | 20-11-2014 | NA | DOUBLE ENTRY
40 | Cryo Surgery Unit | EYE_CRYU | 00072/CRYU/1 | B2 | [11 empty] | 0 |  | NO AMC |  |  |  | 18-12-2010 | NA | DOUBLE ENTRY
41 | Deep Freezer | LAB_DFRZR | 00072/DFRZR/2 | B2 | JA 35 | D0608TN25 |  | 2006-10-04 | PAWAR ELECTRO SYSTEM NASIC 7 | PAWAR ELECTRO SYSTEM NASIC 7 | BLOOD BANK | TNMSC | TANSAC/TNMSC/E3/06/11/05/2006 | 2006-10-04 |  | 0 |  | NO AMC |  |  |  | 2013-11-09 | W
42 | Deep Freezer | LAB_DFRZR | 00072/DFRZR/4 | B2 | LUPF-388 | 14094572 |  | 2014-12-02 | HLL LIFE CARE | HLL LIFE CARE | BLOOD BANK | TNMSC | 5859/TNMSC/ENGG/2014 | 2014-12-02 | 2017-12-02 | 828703 |  | CAMC |  |  | HLL LIFE CARE | 18-2-2015 | W
43 | Deep Freezer | LAB_DFRZR | 00072/DFRZR/3 | B2 | LPF-450 | 14094557 |  | 2014-12-02 | HLL LIFE CARE TRIVANDRUM | HLL LIFE CARE TRIVANDRUM | BLOOD BANK | TNMSC | 5859/TNMSC/ENGG/2014 | 2014-12-02 | 2017-12-02 | 381112 |  | CAMC |  |  | HLL LIFE CARE | 18-2-2015 | W
44 | Deep Freezer | LAB_DFRZR | 00072/DFRZR/1 | B2 | LABO TECH |  |  | 2013-08-23 | SOLOCRAFTS INDUSTRIES CHENNAI | RECEIVED FROM GH SATHYAMANGALAM | BLOOD BANK | TNMSC | EQPTS-CEMONC-09/TANSACS/TNMSC/2009DATE15/06/2009 | 2013-08-23 | 2011-01-04 | 113880 |  | NO AMC |  |  |  | 2013-11-09 | W
45 | Defibrillator with Monitor | CRD_DEFI | 00072/DEFI/9 | B2 | heartSTATFRx | B12C-06011 |  | 2012-08-14 | PHILIPS | philips eletronics india ltd | MM I WARD | TNHSP | TNHSP/TNMSC/CB/AG17/2012 |  | 2013-08-13 | 58696 |  | CAMC |  |  |  | 25-8-2012 | W
46 | Defibrillator with Monitor | CRD_DEFI | 00072/DEFI/10 | B2 | Heart Stat FRx | BI2D-0698 |  | 2012-08-15 | Philips Electronics india Ltd | Philips Electronics India Ltd | ICCU 1 | TNHSP | TNHSP/TNMSC/ICB/AG17/2012 | 2012-09-20 | 2013-09-19 | 58696 |  | CAMC |  |  |  | 24-9-2012 | W
47 | Defibrillator with Monitor | CRD_DEFI | 00072/DEFI/16 | B2 | G CARE | 8080 |  | 2009-03-16 | SILICON LENS (P) LTD CHENNAI | SILICON LENS (P) LTD CHENNAI | ICCU | DRHM | 8623/Sandamp;P / 1 / 2009 DT 24.2.2009 | 2009-03-14 |  | 68000 |  | NO AMC |  |  |  | 25-7-2013 | W
48 | Defibrillator with Monitor | CRD_DEFI | 00072/DEFI/11 | B2 | Heart Stat FRx | BI2C-05723 |  | 2012-08-15 | Philips Electronics India Ltd | Philips Electronics India Ltd | AE WARD 1 | TNHSP |  | 2012-09-20 | 2012-09-19 | 58696 |  | CAMC |  |  |  | 24-9-2012 | W
49 | Defibrillator with Monitor | CRD_DEFI | 00072/DEFI/13 | B2 | Heart Stat FRx | B12C-06016 |  | 2012-08-15 | Phiklips Electronics India Ltd | Philips Electronics India Ltd | FM WARD | TNHSP | TNHSP/TNMSC/ICB/AG17/2012 | 2012-09-20 | 2013-09-19 | 58696 |  | CAMC |  |  |  | 24-9-2012 | W
50 | Defibrillator with Monitor | CRD_DEFI | 00072/DEFI/12 | B2 | Heart Stat FRx | B12C-05723 |  | 2012-08-15 | Philips Electronics India Lltd | Philips Electronics India Ltd | AE WARD 2 | TNHSP | TNHSP/TNMSC/ICB/AG17/2012 | 2012-09-20 | 2012-09-19 | 58696 |  | CAMC |  |  |  | 24-9-2012 | W
51 | Defibrillator with Monitor | CRD_DEFI | 00072/DEFI/15 | B2 | Heart Stat FRx | B12C-06054 |  | 2012-08-15 | Philips Electronics India Ltd | Philips electronics India Ltd | Surgical ICCU | TNHSP | TNHSP/TNMSC/ICB/AG17/2012 | 2012-09-20 | 2013-09-19 | 58696 |  | CAMC |  |  |  | 26-9-2012 | W
52 | Defibrillator with Monitor | CRD_DEFI | 00072/DEFI/14 | B2 | Heart Stat FRx | B12C-06044 |  | 2012-08-15 | Philips vElectronics India Ltd | Philips Electronics India Ltd | OT 1 | TNHSP | TNHSP/TNMSC/ICB/AG17/2012 | 2012-09-20 |  | 58696 |  | CAMC |  |  |  | 26-9-2012 | W
53 | Dental Chair | DEN_DECH | 00072/DECH/1 | B2 | Alpha | DENTAL CHAIR 1DOP |  | 2008-06-27 | S.S. Chemicals | S.S. Chemicals | Dental OP | TNHSP | TNHSP/TNMSC/P2E3/2007 | 2008-09-16 | 2009-08-27 | 117000 |  | AMC |  | 2012-02-28 | S.S. Chemicals | 25-12-2010 | W
54 | Dental Unit with motor for dental OP | DEN_DEUN | 00072/DEUN/1 | B2 | Confident | NA |  | 2008-06-27 | confident dental equipment | TECHNODENT EQUIPMENT | Dental OP |  |  |  |  | 0 |  | NO AMC |  |  |  | 18-12-2010 | W
55 | Digital Video Sigle Chip Camera | END_CAMD | 00072/CAMD/1 | B2 | KARLSTOR Z | VISHAL 1 |  | 2009-12-03 | VISHAL SURGICALS | VISHAL SURGICALS | BOT | TNHSP | TNHSP/TNMSC/P3A9/2009 | 2009-12-03 | 2010-12-02 | 0 |  | NO AMC |  |  |  | 2012-04-09 | W
56 | ECG Monitor With Pulse Oximeter | CRD_ECGPOX | 00072/ECGPOX/1 | B2 | GMON3800 | 8023 |  | 2009-03-16 | SILICON LABSLTD CHENNAI | SILICON LABS LTD CHENNAI | ICCU | DMS | 8623/Sandamp;P/1/09 24/02/2009 | 2009-03-16 |  | 42000 |  | NO AMC |  |  |  | 18-6-2013 | W
57 | Electrolyte Analyser | LAB_ELEA | 00072/ELEA/1 | B2 | EASYLITE NA/K | 31393 |  | 2008-05-23 | TRANSASIA BIOMEDICAL | TRANSASIA BIO MEDICAL | LAB | DMS | 12798/SLP-1 | 2008-05-23 | 2009-05-22 | 140000 |  | NO AMC |  |  |  | 24-8-2012 | NW
58 | Elisa Washer | LAB_ELW | 00072/ELW/1 | B2 |  | ELISA WASHER BB 1 |  | 2010-11-24 | TRANSASIA | TRANSASIA | BLOOD BANK | TNMSC | RCH II /TNMSC/ENGG/2010 | 2010-12-06 |  | 86133 |  | NO AMC |  |  |  | 2012-07-09 | W
59 | I.F.T-Interferential Therapy Equipment | PHY_IFT | 00072/IFT/2 | B2 | VECTRODYNE | 607 |  | 2014-12-22 | TECHNOMED ELECTRONICS CHENNAI | TECNOMED ELECTRONICS CHENNAI | PHYSIOTHERAPY | TNMSC | 1526/TNMSC/ENGG | 2014-12-22 | 2017-12-22 | 21190 |  | CAMC |  |  | TECHNOMED ELECTRONICS CHENNAI | 18-2-2015 | w
60 | I.F.T-Interferential Therapy Equipment | PHY_IFT | 00072/IFT/1 | B2 | HMT | 1003407 |  | 2010-03-15 | HMT | CARE AND CARE | PHYSIOTHERAPY | TNHSP | TNHSP/TNMSC/ENGG/P5A37/09 | 2010-03-15 | 2011-03-14 | 14855 |  | NO AMC |  |  |  | 2014-01-09 | w
61 | Laryngoscope fibreoptic ENT | ENT_LYFO | 00072/LYFO/1 | B2 |  |  |  | 2002-03-02 | ALAN MEDICAL andamp; LAB PRODUCTS CHENNAI | ALAN MEDICAL andamp; LAB PRODUCTS CHENNAI | OPD | JDHS | 01691/S4/DT.07.02.2002 |  |  | 1776 |  | NO AMC |  |  |  | 17-7-2013 | W
62 | Multi Channel Pressure Monitor | CRD_MCPM | 00072/MCPM/1 | B2 | S61 |  |  | 2010-10-05 | TRANS HEITH CARE INDIA PVT LTD | TRANS HEITH CARE INDIA PVT LTD | NB WARD | RCH | RCH -11 / TNMSC / ENGG/ E37/ 2010-4 DT 30.7.2010 | 2010-10-05 |  | 51480 |  | NO AMC |  |  |  | 2013-04-07 | NA | To be delete
63 | Multi Para Monitor | CRD_MPM | 00072/MPM/5 | B2 | CMS 6000CB 8 | BK1311200239 |  | 2014-06-13 | CONTECH CONCEPT | ELECTROMED HEALTHCARE TECYNOLOGIES CHENNAI | OT | OTHERS | 2795/S2/CMCHIS/2014-1 28/05/2014 | 2014-06-24 | 2016-06-23 | 55262 |  | NO AMC |  |  |  | 27-6-2014 | W
64 | Multi Para Monitor | CRD_MPM | 00072/MPM/5 | B2 | CMS 6000 CB 8 | BK1311200175 |  | 2014-06-12 | CONTECH CONCEPT | ELECTROMED HEALTHCARE TECHNOLOGIES CHENNAI | OT | OTHERS | 2795/S2/CMCHIS/2014-1 28/05/2014 | 2014-06-24 | 2016-06-23 | 55262 |  | NO AMC |  |  |  | 27-6-2014 | W
65 | Multi Para Monitor | CRD_MPM | 00072/MPM/4 | B2 | CMS 6000CB 8 | BK1311200179 |  | 2014-06-11 | CONTECH CONCEPT | ELECTROMED HEALTHCARE TECHNOLOGIES CHENNAI | OT | OTHERS | 2795/S2/CMCHIS/2014-1/28/05/2014 | 2014-06-24 | 2016-06-23 | 55262 |  | NO AMC |  |  |  | 27-6-2014 | W
66 | Multi Para Monitor | CRD_MPM | 00072/MPM/17 | B2 | G3G | G3GL90051 |  | 2014-10-08 | GENERAL MEDITECH INC | TRANS HEALTH CARE INDIA PVT LTD CHENNAI |  | TNMSC | TNHSP TNMSC/AG88/2014 | 2014-10-14 | 2015-10-13 | 60300 |  | CAMC |  |  | TRANS HEALTH CARE INDIA PVT LTD CHENNAI | 2014-05-11 | W
67 | Multi Para Monitor | CRD_MPM | 00072/MPM/8 | B2 | CMS6000 CB8 | BK1311200279 |  | 2014-06-17 | CONTECH CONCEPT | ELECTROMED HEALTHCARE TECHNOLOGIES~CHENNAI. | OT | OTHERS | 2795/S2/CMCHIS/2014-1~28/05/2014 | 2014-06-24 | 2016-06-23 | 0 |  | NO AMC |  |  |  | 27-6-2014 | W
68 | Multi Para Monitor | CRD_MPM | 00072/MPM/14 | B2 | G3L | G3L80068 |  | 2014-10-08 | GENERAL MEDITECH INC | TRANS HEALTH CARE INDIA PVT LTD CHENNAI |  | TNMSC | TNHSP/TNMSC/AG88/2014 | 2014-10-13 | 2015-10-12 | 144000 |  | CAMC |  |  | TRANS HEALTH CARE INDIA PVT LTD | 2014-05-11 | W
69 | Multi Para Monitor | CRD_MPM | 00072/MPM/13 | B2 | G3D | G3DL60104 |  | 2014-07-11 | GENERAL MEDITECH INC CHINA | TRANS HEALTH CARE INDIA PVT LTD CHENNAI |  | TNMSC | 17240/TNMSC/ENGG/2014-316/05/2014 | 2014-07-15 | 2017-07-14 | 60000 |  | CAMC |  |  | TRANS HEALTH CARE INDIA PVT LTD CHENNAI | 17-7-2014 | W
70 | Multi Para Monitor | CRD_MPM | 00072/MPM/19 | B2 | G3G | G3GL90057 |  | 2014-10-08 | GENERAL MEDITECH INC | TRANS HEALTH CARE INDIA PVT LTD CHENNAI |  | TNMSC | TNHSP TNMSC/AG88/2014 | 2014-10-13 | 2015-10-12 | 60300 |  | CAMC |  |  | TRANS HEALTH CARE INDIA PVT LTD CHENNAI | 2014-05-11 | W
71 | Multi Para Monitor | CRD_MPM | 00072/MPM/11 | B2 | G3D | G3DL60208 |  | 2014-07-11 | GENERAL MEDITECH INC CHINA | TRANS HEALTH CARE INDIA PVT LTD CHENNAI |  | TNMSC | 17240/TNMSC/ENGG/2014-3 16/05/2014 | 2014-07-15 | 2017-07-14 | 60000 |  | CAMC |  |  | TRANS HEALTH CARE INDIA PVT LTD CHENNAI | 17-7-2014 | W
72 | Multi Para Monitor | CRD_MPM | 00072/MPM/10 | B2 | G3D | G3DL60220 |  | 2014-07-11 | GENERAL MEDITECH INC CHINA | TRANS HEALTH CARE INDIA PVT LTD CHENNAI |  | TNMSC | 17240/TNMSC/ENGG/2014-3 16/05/2014 | 2014-07-15 | 2017-07-14 | 60000 |  | CAMC |  |  | TRANS HEALTH CARE INDIA PVT LTD CHENNAI | 17-7-2014 | W
73 | Multi Para Monitor | CRD_MPM | 00072/MPM/9 | B2 | CMS6000 CB8 | BK1311200166 |  | 2014-06-18 | CONTECH CONCEPT | ELECTROMED HEALTHCARE TECHNOLOGIES~CHENNAI | OT | OTHERS | 2795/S2/CMCHIS/2014-1~28/05/2014 | 2014-06-24 | 2016-06-23 | 0 |  | NO AMC |  |  |  | 27-6-2014 | W
74 | Multi Para Monitor | CRD_MPM | 00072/MPM/7 | B2 | CMS6000 CB8 | BK1311200287 |  | 2014-06-16 | CONTECH CONCEPT | ELECTROMED HEALTHCARE TECHNOLOCIES~CHENNAI | OT | OTHERS | 2795/S2/CMCHIS/2014-1~28/05/2014 | 2014-06-24 | 2016-06-23 | 0 |  | NO AMC |  |  |  | 27-6-2014 | W
75 | Multi Para Monitor | CRD_MPM | 00072/MPM/2 | B2 | PLANNET- |  |  | 2007-11-28 | MITIE ELECTRONICS PVT LTD PONDICHERY | MITIE ELECTRONICS PVT LTD PONDICHERY | CH WD | RCH | 103928/ Sandamp;P/1/2006 DT. 30.03.2007 |  |  | 36500 |  | NO AMC |  |  |  | 18-6-2013 | NW | CONDEMNED
76 | Multi Para Monitor | CRD_MPM | 00072/MPM/1 | B2 | XL MON | 6021 |  | 2007-02-07 | SILICONLABS PVT LTD CHENNAI | SILICON LABS PVT.LTD CHENNAI | BOT | TNHSP | TNHSP/TNMSC/ENGG/CE9/2006/ 25.10.2006 | 2007-02-07 |  | 70000 |  | CAMC |  |  |  | 18-6-2013 | W
77 | Multi Para Monitor | CRD_MPM | 00072/MPM/20 | B2 | G3G | G3GL90060 |  | 2014-10-08 | GENERAL MEDITECH INC | TRANSHEALTH CARE INDIA PVT LTD CHENNAI |  | TNMSC | TNHSP TNMSC/AG88/2014 | 2014-10-13 | 2015-10-12 | 60300 |  | CAMC |  |  | TRANS HEALTH CARE INDIA PVT LTD CHENNAI | 2014-05-11 | W
78 | Multi Para Monitor | CRD_MPM | 00072/MPM/17 | B2 | G3G | G3GL 90073 |  | 2014-10-08 | GENERAL MEDITECH INC | TRANS HEALTH CARE INDIA PVT LTD CHENNAI |  | TNMSC | TNHSP TNMSC/AG88-2014 | 2014-10-14 | 2015-10-13 | 60300 |  | CAMC |  |  | TRANS HEALTH CARE INDIA PVT LTD CHENNAI | 2014-05-11 | W
79 | Multi Para Monitor | CRD_MPM | 00072/MPM/16 | B2 | G3L | G3L L80073 |  | 2014-10-08 | GENERAL MEDITECH INC | TRANS HEALTH CARE INDIA PVT LTD CHENNAI |  | TNMSC | TNHSP TNMSC/AG88/2014 | 2014-10-14 | 2015-10-13 | 144000 |  | CAMC |  |  | TRANS HEALTH CARE INDIA PVT LTD CHENNAI | 2014-05-11 | W
80 | Multi Para Monitor | CRD_MPM | 00072/MPM/3 | B2 | PLANNET-50 | MS 10160817 |  | 2008-03-18 | Landamp;T CHENNAI | L andamp;T CHENNAI | AOT | TNMSC | 2394/NRHM/TNMSC/2008.5 10/03/2008 | 2008-03-18 |  | 0 |  | NO AMC |  |  |  | 18-6-2013 | W
81 | Multi Para Monitor | CRD_MPM | 00072/MPM/12 | B2 | G3D | G3DL60219 |  | 2014-07-11 | GENERAL MEDITECH INC CHINA | TRANS HEALTH CARE INDIA PVT LTD CHENNAI |  | TNMSC | 17240/TNMSC/ENGG/2014-3 | 2014-07-15 | 2017-07-14 | 60000 |  | CAMC |  |  | TRANS HEALTH CARE INDIA PVT LTD CHENNAI | 17-7-2014 | W
82 | Multi Para Monitor | CRD_MPM | 00072/MPM/15 | B2 | G3L | G3L L80070 |  | 2014-10-08 | GENERAL MEDITECH INC | TRANS HEALTH CARE INDIA PVT LTD CHENNAI |  | TNMSC | TNHSP /TNMSC/AG88/2014 | 2014-10-13 | 2015-10-12 | 144000 |  | CAMC |  |  | TRANS HEALTH CARE INDIA PVT LTD CHENNAI | 2014-05-11 | W
83 | Neonatal Ventilator | ICU_NVENT | 00072/NVENT/1 | B2 | interneo ventilator | I N 2013 -08-02238 |  | 2014-08-26 | CAREFUSION INC USA | TRANS HEALTH CARE INDIA PVT LTD CHENNAI | SNCU | TNMSC | 2723/TNMSC/ENGG/2014-1 | 2014-08-27 | 2017-08-25 | 747600 |  | CAMC |  |  | TRANS HEALTHCARE INDIA PVT LTD CHENNAI | 14-10-2014 | NW | W
84 | Operating Microscope (ENT) | ENT_OPMS | 00072/OPMS/2 | B2 | ZENTI | 949326 |  | 2010-07-21 | ALAN MEDICAL andamp; LABORATORY PRODUCT CHENNAI | ALAN MEDICAL andamp; LABORATORY PRODUCT CHENNAI | BOT | TNHSP | 10979/TNMSC/ ENGG/2010/DT 21.1.2010 | 2010-07-21 |  | 0 |  | NO AMC |  |  |  | 2013-05-07 | W
85 | Operating Microscope (ENT) | ENT_OPMS | 00072/OPMS/1 | B2 | CRISPI | 120907 |  | 2009-12-31 | SANMA MEDINEERS CHENNAI | SANMA MEDINEERS CHENNAI | BOT | TNHSP | TNHSP/ TNMSC/ P3A7/ 2009 DT 1.10.2009 | 2009-12-31 |  | 0 |  | NO AMC |  |  |  | 2013-05-07 | W
86 | Operation Table Hydraulic Major | OTE_TAMA | 00072/TAMA/1 | B2 |  | AOT TABLE 1 |  | 2007-11-29 | JUPITER | JUPITER | AOT | TNHSP | TNHSP/TNMSC/P2E6/2007 |  |  | 53000 |  | NO AMC |  |  |  | 18-12-2010 | W
87 | Operation Table Hydraulic Major | OTE_TAMA | 00072/TAMA/7 | B2 |  | BOT/HYTAB/06 |  | 2007-02-09 |  | Reliance Instruments | OT | TNHSP |  | 2007-02-09 | 2008-02-09 | 0 |  | AMC |  | 2011-06-30 | Reliance Instruments | 25-12-2010 | W
88 | Operation Table Hydraulic Major | OTE_TAMA | 00072/TAMA/8 | B2 | AT-203 O T TABLE HYDRAULIC | AOT/HYTAB/01 |  | 2014-06-16 | ACCURA HEALTH CARE | K S SURGICAL ERODE | A O T | OTHERS | 2794/S2/CMCHIS/2014-1 | 2014-06-16 | 2015-06-15 | 187950 |  | NO AMC |  |  |  | 18-6-2014 | W
89 | Operation Table Hydraulic Major | OTE_TAMA | 00072/TAMA/5 | B2 |  | BOT/HYTAB/07 |  | 2007-11-29 |  | JUPITER MANUFACTURE | [5 empty] | 0 |  | NO AMC |  |  |  | 18-12-2010 | W
90 | Operation Table Hydraulic Major | OTE_TAMA | 00072/TAMA/4 | B2 | NA | AEOT/HYTAB/08 |  | 2007-11-29 | GESCO | Reliance Instruments | [5 empty] | 0 |  | NO AMC |  |  |  | 18-12-2010 | W
91 | Operation Table Hydraulic Major | OTE_TAMA | 00072/TAMA/6 | B2 | NA | AEOT/HYTAB/09 |  | 2007-11-29 | GESCO | Reliance Instruments | OT | TNHSP |  | 2007-11-29 | 2008-11-29 | 0 |  | AMC |  | 2011-06-30 | Reliance Instruments | 25-12-2010 | W
92 | Operation Table Hydraulic Major | OTE_TAMA | 00072/TAMA/3 | B2 | NIL | AOT TABLE 3 |  | 2008-05-06 | JUPITER | JUPIETR-CBE | AOT | OTHERS | 2394/NRHM/TNMSC/08-1 | 2008-05-27 |  | 53000 |  | NO AMC |  |  |  | 18-12-2010 | W
93 | Operation Table Hydraulic Major | OTE_TAMA | 00072/TAMA/2 | B2 | NIL | AOT TABLE 2 |  | 2007-11-29 | JUPITER | JUPITER | AOT | TNHSP | TNHSP/TNMSC/P2E6/2007 | 2007-12-07 |  | 53000 |  | NO AMC |  |  |  | 18-12-2010 | W
94 | Pulse Oximeter | CRD_SPO2 | 00072/SPO2/27 | B2 | TUFF SOTF | FBTE OO 788 |  | 2002-03-02 |  | DATEX OZMEDE CHENNAI | AOT | DMS | 44166/CP11/1/2001 DT.21.01.2002 | 2002-03-02 |  | 27000 |  | NO AMC |  |  |  | 21-6-2013 | NW | CONDEMNED
95 | Pulse Oximeter | CRD_SPO2 | 00072/SPO2/45 | B2 | RAD-8 | M-71962 |  | 2014-04-01 | M/S MASIMO CORPORATION | GRACE MFG andamp;TRADING CO DELHI |  | RCH | RCH-I I/TNMSC /ENGG/E67/2014 DT05/03/2014 | 2014-04-01 | 2019-03-31 | 68968 |  | CAMC |  |  | GRACE MFGandamp;TRADING CO DELHI | 2014-11-04 | W
96 | Pulse Oximeter | CRD_SPO2 | 00072/SPO2/44 | B2 | RAD-8 | M-71756 |  | 2014-04-01 | M/S MASIMO CORPORATION | GRACE MFGandamp;TRADING CO DELHI |  | RCH | RCH-I I/TNMSC/ENGG/E67/2014/DT 05/03/2014 | 2014-04-01 | 2019-03-31 | 68968 |  | CAMC |  |  | GRACE MFG andamp;TRADING CO DELHI | 2014-11-04 | W | TRANSFFERD TO ANTHIYUR
97 | Pulse Oximeter | CRD_SPO2 | 00072/SPO2/38 | B2 | STELLER | S06P24332 |  | 2007-03-29 | Landamp;T MYSORE | Landamp;T MYSORE | COT | DMS | 121613 28/12/2006 | 2007-03-29 |  | 44720 |  | NO AMC |  |  |  | 25-6-2013 | W
98 | Pulse Oximeter | CRD_SPO2 | 00072/SPO2/37 | B2 | STELLER | S06P24330 |  | 2007-03-29 | Landamp;T MYSORE | Landamp;T MYSORE | AOT | DMS | 121613 28/12/2006 | 2007-03-29 |  | 44720 |  | NO AMC |  |  |  | 25-6-2013 | W
99 | Pulse Oximeter | CRD_SPO2 | 00072/SPO2/42 | B2 | RAD -8 | M-71696 |  | 2014-04-01 | M/S MASIMO CORPORATION | GRACE MFGandamp;TRADING CO DELHI |  | RCH | RCH-I I /TNMSC/ENGG/E67/2014 DT5/03/2014 | 2014-04-01 | 2019-03-31 | 68968 |  | CAMC |  |  | GRACE MFG andamp;TRADING CO DELHI | 2014-11-04 | W
100 | Pulse Oximeter | CRD_SPO2 | 00072/SPO2/39 | B2 | STELLER | S06P24334 |  | 2007-03-29 | Landamp;T MYSORE | Landamp;T MYSORE | AEOT | DMS | 121613 28/12/2006 | 2007-03-29 |  | 44720 |  | NO AMC |  |  |  | 25-6-2013 | W
101 | Pulse Oximeter | CRD_SPO2 | 00072/SPO2/31 | B2 | TUFF SOTF | FBTE OO 601 |  | 2002-03-02 |  | DATEX OZMEDE CHENNAI | AOT | DMS | 44166/CP11/1/2002 | 2002-03-02 |  | 29160 |  | NO AMC |  |  |  | 21-6-2013 | NA | DOUBLE ENTRY
102 | Pulse Oximeter | CRD_SPO2 | 00072/SPO2/25 | B2 |  |  |  | 2012-03-05 |  | Suurgical Center | AN Ward |  |  | 2012-03-07 |  | 0 |  | NO AMC |  |  |  | 29-5-2012 | NA | DOUBLE ENTRY
103 | Pulse Oximeter | CRD_SPO2 | 00072/SPO2/29 | B2 | TUFF SOTF | FBTE OO 782 |  | 2002-03-02 |  | DATEX OZMEDEX CHENNAI | BOT | DMS | 44166/CP11/1/2001 DT 21.01.2002 | 2002-03-02 |  | 27000 |  | NO AMC |  |  |  | 21-6-2013 | NA | DOUBLE ENTRY
104 | Pulse Oximeter | CRD_SPO2 | 00072/SPO2/28 | B2 | TUFF SOTF | FBTE OO 792 |  | 2002-03-02 |  | DATEX OZMEDE CHENNAI | BOT | DMS | 44166/CP11/1/2001DT. 21.01.2002 | 2002-03-02 |  | 27000 |  | NO AMC |  |  |  | 21-6-2013 | NA | DOUBLE ENTRY
105 | Pulse Oximeter | CRD_SPO2 | 00072/SPO2/40 | B2 | RAD-8 | M-71968 |  | 2014-04-01 | M/S MASIMO CORPORATION | GRACE MFGandamp;TRADING CO.DELHI | SNCU M-71968 | RCH | RCH-II/TNMSC/ENGG/E67/2014 29/03/2014 | 2014-04-01 | 2019-03-31 | 68968 |  | CAMC |  |  | GRACE MFG andamp;TRADING CO DELHI | 2014-07-04 | W
106 | Pulse Oximeter | CRD_SPO2 | 00072/SPO2/24 | B2 |  |  |  | 2012-03-05 |  | Surgical Center | AN ward | TNHSP |  | 2012-03-07 |  | 0 |  | NO AMC |  |  |  | 29-5-2012 | NA | DOUBLE ENTRY
107 | Pulse Oximeter | CRD_SPO2 | 00072/SPO2/32 | B2 | FUTURA PLETH | 6053 |  | 2007-02-07 | SILICON LABS PVT LTD CHENNAI | SILICON LABS PVT LTD CHENNAI | AEOT | TNHSP | TNHSP/TNMSC/ENGG/CE9/2006 DT 25.10.2006 | 2007-02-07 |  | 18500 |  | NO AMC |  |  |  | 21-6-2013 | W
108 | Pulse Oximeter | CRD_SPO2 | 00072/SPO2/34 | B2 | STELLAR-P/DURASENSOR | S07P24472 |  | 2007-02-20 | Landamp;T | LARSEN-andamp;TOUBRO LTD | BOT | DMS | 92206/DMandamp;RHS 24/01/2006 | 2007-02-20 |  | 42786 |  | NO AMC |  |  |  | 24-6-2013 | W
109 | Pulse Oximeter | CRD_SPO2 | 00072/SPO2/30 | B2 | TUFF SOTFF | FBTE OO 783 |  | 2002-03-02 |  | DATEX OZMEDE CHENNAI | AEOT | DMS | 44166/CP11/1/2001DT.21.01.2002 | 2002-03-02 |  | 27000 |  | NO AMC |  |  |  | 21-6-2013 | NA | DOUBLE ENTRY
110 | Pulse Oximeter | CRD_SPO2 | 00072/SPO2/26 | B2 | TUFF SOTF | FBTE OO 785 |  | 2002-03-02 |  | DATEX OZMEDE CHENNAI | AOT | DMS | 44166/CP11/1 2001 DT 21.01.2002 | 2002-03-02 |  | 27000 |  | NO AMC |  |  |  | 21-6-2013 | NA | DOUBLE ENTRY
111 | Pulse Oximeter | CRD_SPO2 | 00072/SPO2/36 | B2 | STELLAR-P/DURASENSOR | SO7P24474 |  | 2007-02-20 | L andamp; T | Landamp;T LTD MYSORE | AEWD | DMS | 92206/DMandamp;RS/1/2006/DT.24.01.2006 | 2007-02-20 |  | 42786 |  | NO AMC |  |  |  | 24-6-2013 | W
112 | Pulse Oximeter | CRD_SPO2 | 00072/SPO2/43 | B2 | RAD-8 | M-71956 |  | 2014-04-01 | M/S MASIMO CORPORATION | GRACE MFG andamp;TRADING CO DELHI |  | RCH | RCH-I I/TNMSC/ENGG/E67/2014DT 5/03/2014 | 2014-04-01 | 2019-03-31 | 68968 |  | CAMC |  |  | GRACE MFG andamp;TRADING CO DELHI | 2014-11-04 | W
113 | Pulse Oximeter | CRD_SPO2 | 00072/SPO2/35 | B2 | STELLAR-P/DURASENSOR | S07P24473 |  | 2007-02-20 | Landamp;T MYSORE | Landamp;T MYSORE | NB | DMS | 92206/DMandamp;RHS/1/2006 24/01/2006 | 2007-02-20 |  | 42786 |  | NO AMC |  |  |  | 24-6-2013 | W
114 | Pulse Oximeter | CRD_SPO2 | 00072/SPO2/33 | B2 | FUTURA PLETH | O6058 |  | 2007-02-07 | SILICON LAB PVT LTD CHENNAI | SILICON LAB PVT.LTD CHENNAI | BOT | TNHSP | TNHSP/TNMSC/ENGG/CE9/2006 DT.25.10.2006 | 2007-02-07 |  | 18500 |  | NO AMC |  |  |  | 21-6-2013 | W
115 | Pulse Oximeter | CRD_SPO2 | 00072/SPO2/41 | B2 | RAD-8 | M-71664 |  | 2014-04-01 | M/S MASIMO CORPORATION | GRACE MFG. andamp; TRADING CO. DELHI | SNCU-M-71664 | RCH | RCH-II /TNMSC ENGG/E67/2012 18.6.12 | 2014-04-01 | 2019-03-31 | 68968 |  | CAMC |  |  | GRACE MFGandamp;TRADING CO DELHI | 2014-07-04 | W
116 | Pulse Oximeter with NIB.P | CRD_POBP | 00072/POBP/8 | B2 | FUTURA PLETH | 8102 |  | 2009-03-16 | SILICON LABS CHENNAI | SILICON LABS CHENNAI | NB WARD | TNHSP | 8623/Sandamp;P/1/09/24/02/2009 | 2009-03-18 |  | 25672 |  | NO AMC |  |  |  | 2013-03-04 | W
117 | Pulse Oximeter with NIB.P | CRD_POBP | 00072/POBP/6 | B2 |  | T 80010812069 |  | 2009-01-12 | southern medicals systems trichy | southern medicals systems trichy | AOT | TNHSP | TNHSP/TNMSC/P3513/08/10/10/2008 | 2009-01-21 |  | 18450 |  | NO AMC |  |  |  | 2013-03-04 | NA | DOUBLE ENTRY
118 | Pulse Oximeter with NIB.P | CRD_POBP | 00072/POBP/10 | B2 | FUTURA PLETH | 8098 |  | 2009-03-16 | SILICON LABS CHENNAI | SILICON LABS CHENNAI | N B WARD | TNHSP | 8623/Sandamp;P/1/09 | 2009-03-18 |  | 25672 |  | NO AMC |  |  |  | 2013-03-04 | W
119 | Pulse Oximeter with NIB.P | CRD_POBP | 00072/POBP/2 | B2 | STELLAR-P | S07P25280 |  | 2008-01-07 | Landamp;T | Landamp;T | AN WARD | TNHSP | TNHSP/TNMSC/P2E9/07/11/09/07 | 2008-03-27 |  | 16875 |  | NO AMC |  |  |  | 2013-01-04 | W
120 | Pulse Oximeter with NIB.P | CRD_POBP | 00072/POBP/3 | B2 | STELLAR P |  |  | 2008-03-18 | Landamp;T | Landamp;T | MPO | DRHM | 2394/NRHM/TNMSC/2008-2/8.3.2008 | 2008-06-27 |  | 16875 |  | NO AMC |  |  |  | 2013-01-04 | NA | DOUBLE ENTRY
121 | Pulse Oximeter with NIB.P | CRD_POBP | 00072/POBP/7 | B2 |  | T 80010812070 |  | 2009-01-12 | SOUTHERN MEDICAL SYSTEM TRICHY | SOUTHERN MEDICAL SYSTEMS TRICHY | NEPHRO | TNHSP | TNHSP/TNMSC/P3513/08/10/10/2008 | 2009-01-21 |  | 18450 |  | NO AMC |  |  |  | 2013-03-04 | W
122 | Pulse Oximeter with NIB.P | CRD_POBP | 00072/POBP/13 | B2 | MASIMO RADICAL 7 | Q10378 |  | 2013-02-26 | M/S GRACE MFGandamp;TRADING CO NEWDELHI | M/S GRACE MFGandamp;TRADING CO NEWDELHI | NBWARD | RCH | RCH II/TNMSC/ENG49/2011 10/05/2012 | 2013-03-05 | 2016-03-04 | 88230 |  | CAMC |  |  |  | 2013-04-04 | W
123 | Pulse Oximeter with NIB.P | CRD_POBP | 00072/POBP/4 | B2 | STELLAR P | S08P25562 |  | 2008-04-08 | Landamp;T | Landamp;T | AOT | DRHM | 2394/NRHM/TNMSC/2008-36/25-03-2008 | 2008-04-08 |  | 16875 |  | NO AMC |  |  |  | 2013-01-04 | W
124 | Pulse Oximeter with NIB.P | CRD_POBP | 00072/POBP/5 | B2 | STELLAR P | S08P25550 |  | 2008-04-08 | Landamp;T | Landamp;T | AOT | DRHM | 2394/NRHM/TNMSC/2008-36/25/03/2008 | 2008-07-01 |  | 16875 |  | NO AMC |  |  |  | 2013-01-04 | W
125 | Pulse Oximeter with NIB.P | CRD_POBP | 00072/POBP/15 | B2 | INNOAVA-10 CIR | CI1302BK42 |  | 2013-03-12 | CONCEPT INTEGRATIONS PUNE | CONCEPT INTEGRATIONS PUNE | ICCU | TNHSP | TNHSP/TNMSC-AG14/12/21/11/2012 | 2013-03-12 | 2014-03-11 | 57120 |  | NO AMC |  |  |  | 15-4-2013 | W
126 | Pulse Oximeter with NIB.P | CRD_POBP | 00072/POBP/14 | B2 | innoava 10 cir | CI 1302BK41 |  | 2013-03-12 | concept integrations (i) pvt.ltd bawdhan pune | concept integrations (i) pvt.ltd bawdhan pune | AOT | TNHSP | TNHSP/TNMSC AG14/2012/21/11/2012 | 2013-03-12 | 2014-03-11 | 57120 |  | NO AMC |  |  |  | 2013-10-04 | W
127 | Pulse Oximeter with NIB.P | CRD_POBP | 00072/POBP/16 | B2 | INNOAVA10CIR | CI1302BK43 |  | 2013-03-12 | CONCEPT INTEGRATIONS PUNE | CONCEPT INTEGRATIONS PUNE | ICCU | TNHSP | TNHSP/TNMSC/AG/14/12/21/11/2012 | 2013-03-12 | 2014-03-11 | 57120 |  | NO AMC |  |  |  | 15-4-2013 | W
128 | Pulse Oximeter with NIB.P | CRD_POBP | 00072/POBP/12 | B2 | MASIMO RADICAL 7 | Q10394 |  | 2013-02-26 | M/S GRACE MFGandamp;TRADING CO NEWDELHI | M/S GRACE MFGandamp;TRADING CONEWDELHI | N B WARD | RCH | RCH II/TNMSC/ENG/E49/2011/10/05/2012 | 2013-03-05 | 2016-03-04 | 88230 |  | AMC |  |  |  | 2013-04-04 | W
129 | Pulse Oximeter with NIB.P | CRD_POBP | 00072/POBP/9 | B2 | FUTURA PLETH | 8105 |  | 2009-03-16 | SILICON LABS CHENNAI | SILICON LABS CHENNAI | N B WARD | TNHSP | 8623/Sandamp;P/1/09/24/02/2009 | 2009-03-18 |  | 25672 |  | NO AMC |  |  |  | 2013-03-04 | W
130 | Pulse Oximeter with NIB.P | CRD_POBP | 00072/POBP/1 | B2 | STELLER P | S07P25301 |  | 2008-01-07 | Landamp;T | Landamp;T | NEPHWARD | TNHSP | TNHSP/TNMSC/P2E9/07/11/09/07 | 2008-03-27 |  | 16875 |  | NO AMC |  |  |  | 2013-01-04 | W
131 | Pulse Oximeter with NIB.P | CRD_POBP | 00072/POBP/11 | B2 | MNSIMO RADICAL 7 | Q209613 |  | 2013-02-26 | M/S GRACE MFGandamp;TRADING CO NEWDELHI | M/S GRACE MFGandamp;TRADING CO NEWDELHI | N BWARD | RCH | RCH-II/TNMSC/ENGG/E49/2011/10/05/2012 | 2013-03-05 | 2016-03-04 | 88230 |  | CAMC |  |  |  | 2013-04-04 | W
132 | Pulse Oximeter with NIB.P | CRD_POBP | 00072/POBP/17 | B2 | INNOAVA 10CIR | CI1302BK44 |  | 2013-03-12 | CONCEPT INTEGRATIONS PUNE | CONCEPT INTEGRATIONS PUNE | STORE | TNHSP | TNHSP/TNMSC/AG14/12/21/11/2012 | 2013-03-12 | 2014-03-11 | 57120 |  | NO AMC |  |  |  | 15-4-2013 | W
133 | Semi auto analyser | LAB_SEAA | 00072/SEAA/1 | B2 | RX 50 | TN10J049 |  | 2010-11-12 |  | MICRO LAB INSTRUMENTS | Lab | RCH | RCH II/TNMSC/ENG/E38/2010/2 | 2010-11-12 |  | 0 |  | NO AMC |  |  |  | 18-12-2010 | W
134 | Semi auto analyser | LAB_SEAA | 00072/SEAA/3 | B2 | PRIETEST TOUCH | AT1170209RBK |  | 2009-05-04 | ROBONIK | RABONIK CHENNAI | LAB | TNHSP | TNHSP/TNMSC/ICB/P3E2/2009 | 2009-05-04 |  | 59500 |  | NO AMC |  |  |  | 18-12-2010 | W
135 | Semi auto analyser | LAB_SEAA | 00072/SEAA/2 | B2 | PRIETEST TOUCH | AT1160209RBK |  | 2009-05-04 | ROBONIK | RABONIK CHENNAI | LAB | TNHSP | TNHSP/TNMSC/ICB/P3E2/2009 | 2009-05-04 |  | 59500 |  | NO AMC |  |  |  | 18-12-2010 | W | TF OUT
136 | Short Wave Diathermy | PHY_SWDI | 00072/SWDI/2 | B2 | SWD 350W WITH TROLLY | 7551 |  | 2014-12-13 | BHARAT MEDIAL SYSTEM | BHARAT MEDICAL SYSTEM | PHYSIOTHERAPY | TNMSC | 1526/TNMSC/ENGG/2014-1 | 2014-12-13 | 2017-12-13 | 31311 |  | CAMC |  |  | BHARAT MEDICAL SYSTEM CHENNAI | 18-2-2015 | W
137 | Short Wave Diathermy | PHY_SWDI | 00072/SWDI/1 | B2 | HMT | 1003208 |  | 2010-03-15 | HMT | CARE AND CARE | PHYSIOTHERAPY | TNHSP | TNHSP/TNMSC/ENGG/P5A37/09 | 2010-03-15 | 2011-03-14 | 19202 |  | NO AMC |  |  |  | 2014-01-09 | W
138 | Suction Apparatus - Electrical(Hivacuam) | OTE_SAHV | 00072/SAHV/1 | C | LIFE CARE | AA2684 |  | 2012-06-15 | GOLEY-FAIRDEAL TRADERS HARYANA | SURGICALCENTRE ERODE | CASUALTY | JDHS | 4174/S1/2012 | 2012-06-15 |  | 8925 |  | NO AMC |  |  |  | 2013-02-05 | W
139 | Suction Apparatus - Electrical(Hivacuam) | OTE_SAHV | 00072/SAHV/4 | C | LIFE CARE | AB-0143 |  | 2012-06-19 | GOLEY FAIRDEAL TRADERS | SURGICAL CENTER | NB | JDHS | 4174/S1/12 14/06/2012 | 2012-06-19 | 2014-01-07 | 8925 |  | NO AMC |  |  |  | 2013-07-05 | W
140 | Suction Apparatus - Electrical(Hivacuam) | OTE_SAHV | 00072/SAHV/5 | C |  | AB 0138 |  | 2012-06-20 | GOLEY FAIRDEAL TRADERS HARYANA | SURGICAL CENTRE ERODE | AOT | JDHS | 4174/S1/12 14/06/2012 | 2012-06-20 | 2014-01-07 | 8925 |  | NO AMC |  |  |  | 2013-07-05 | W
141 | Suction Apparatus - Electrical(Hivacuam) | OTE_SAHV | 00072/SAHV/3 | C | LIFE CARE | AA2686 |  | 2012-06-18 | GOLEY FAIR DEAL TRADERS HARYANA | SURGICAL CENTER ERODE | AE WARD | JDHS | 4174/S12012 14/06/2012 | 2012-06-18 | 2014-01-07 | 8925 |  | NO AMC |  |  |  | 2013-03-05 | W
142 | Suction Apparatus - Electrical(Hivacuam) | OTE_SAHV | 00072/SAHV/2 | C | LIFE CARE | AA2685 |  | 2012-06-16 | GOLEY FAIRDEAL TRADERS HARYANA | SURGICAL CENTER ERODE | AE OT | JDHS | 4174/S1/2012 14/06/2012 | 2012-06-18 | 2014-01-07 | 8925 |  | NO AMC |  |  |  | 2013-03-05 | W
143 | Suction Apparatus - Electrical(Hivacuam) | OTE_SAHV | 00072/SAHV/9 | C | LIFE CARE |  |  | 2012-06-30 | FAIRDEAL TRADERS | SURGICAL CENTRE ERODE | MS III | JDHS | 4174/S1/2012 14/06 2012 | 2012-06-30 | 2014-03-14 | 8925 |  | NO AMC |  |  |  | 2013-10-05 | W
144 | Suction Apparatus - Electrical(Hivacuam) | OTE_SAHV | 00072/SAHV/6 | C | LIFE CARE | AB 0141 |  | 2012-06-26 | GOLEY | SURGICAL CENTER ERODE | AE OT | JDHS | 4174/S1/2012 14/06/2012 | 2012-06-26 | 2014-03-14 | 8925 |  | NO AMC |  |  |  | 2013-10-05 | W
145 | Suction Apparatus - Electrical(Hivacuam) | OTE_SAHV | 00072/SAHV/8 | C | LIFE CARE |  |  | 2012-06-29 | GOLEY FAIRDEAL TRADERS | SURGICAL CENTRE ERODE | FS 1 | JDHS | 4171 S1 2012 14/06/2012 | 2012-06-29 | 2014-03-14 | 8925 |  | NO AMC |  |  |  | 2013-10-05 | W
146 | Suction Apparatus - Electrical(Hivacuam) | OTE_SAHV | 00072/SAHV/7 | C | LIFE CARE | AB 0142 |  | 2012-06-28 | GOLEY FAIRDEAL TRADERS | SURGICAL CENTRE ERODE | PN WARD | JDHS | 4174/S1/2012 14 06 2012 | 2012-06-28 | 2014-03-14 | 8925 |  | NO AMC |  |  |  | 2013-10-05 | W
147 | Ultra Sound Scanner - Colour | IME_USGC | 00072/USGC/4 | B2 | SONATA / MFT 3-77-390-0023-57 |  |  | 2003-11-19 | LARSON andamp; TOUR BRO LTD | LARSON andamp; TOUR BRO LTD | AN WARD | DMS | 7014 / Sandamp;P / 1/ 03 DT 9.9.2003 | 2003-11-19 |  | 0 |  | NO AMC |  |  |  | 2013-10-07 | NA | DOUBLE ENTRY
148 | Ultra Sound Scanner - Colour | IME_USGC | 00072/USGC/2 | B2 | Logiq p3 |  |  | 2009-06-27 | wipro ge | Wipro ge | Radiology | TNHSP | TNHSP/TNMSC/ICB/P3E24/2009 | 2009-07-14 |  | 674800 |  | NO AMC |  |  |  | 25-2-2013 | NW
149 | Ultra Sound Scanner - Colour | IME_USGC | 00072/USGC/5 | B2 | SONATA |  |  | 2004-02-03 | LARSON andamp; TOURBRO LTD CHENNAI | LARSON andamp; TOURBRO LTD CHENNAI | AN WARD | DMS | 7014 / Sandamp; P / 1/ 2003 - 2 DT 26.5.2003 | 2004-02-03 |  | 0 |  | NO AMC |  |  |  | 2013-10-07 | NA | DOUBLE ENTRY
150 | Ultra Sound Scanner - Colour | IME_USGC | 00072/USGC/1 | B2 | LOGIQ P3 | 56421WS1 |  | 2009-06-27 | GE | WIPRO GE | X RAY-SCAN ROOM | TNHSP | TNHSP/TNMSC/ICB/P3E24/2009 | 2009-06-27 | 2010-06-26 | 688296 |  | AMC |  |  |  | 21-2-2013 | NW
151 | Ultra Sound Scanner - Colour | IME_USGC | 00072/USGC/3 | B2 | 310 B |  |  | 1995-12-15 | M/S TUSNIWAL BROTHER PVT LTD | M/S TUS NIWAL BROTHERS PVT LTD |  | DMS | 95/00/CP II /1/ 93 DT 11.9.1995 | 1995-12-15 |  | 466480 |  | NO AMC |  |  |  | 2013-10-07 | NA | DOUBLE ENTRY
152 | Ultrasound Therapy | PHY_ULT | 00072/ULT/1 | B2 | HMT | 1003106 |  | 2010-03-15 | HMT | CARE AND CARE | PHYSIOTHERAPY | TNHSP | TNHSP/TNMSC/ENGG/P5A37/09 | 2010-03-15 | 2011-03-14 | 6481 |  | NO AMC |  |  |  | 2014-01-09 | W
153 | Ultrasound Therapy | PHY_ULT | 00072/ULT/2 | B2 | ELECTROSON-709 | T-2280~2281 |  | 2014-12-22 | TECHNOMED ELECTRONICS CHENNAI | TECHNOMED ELECTRONICS CHENNAI | PHYSIOTHERAPY | TNMSC | 1526/TNMSC/ENGG/2014-2 | 2014-12-22 | 2017-12-22 | 35788 |  | CAMC |  |  | TECHNOMED ELECTRONICS CHENNAI | 18-2-2015 | W
154 | Ventilators (Adult) | CRD_VENA | 00072/VENA/7 | B2 | TAKOOOAKO |  |  |  |  | Medi corp | AE WARD | OTHERS |  |  |  | 0 | [5 empty] | 2012-05-10 | NA | DOUBLE ENTRY
155 | Ventilators (Paediatrics) | CRD_VENP | 00072/VENP/4 | B2 | CPAP 200 | 1048 |  | 2011-02-10 | PHOENIX | PHOENIX | NICU | RCH | RCHII/TNMSC/ENGG/E37/2010-5 | 2012-06-11 | 2013-08-27 | 260000 |  | NO AMC |  |  |  | 25-2-2013 | W
156 | Ventilators (Paediatrics) | CRD_VENP | 00072/VENP/3 | B2 | NCPAP | 1047 |  | 2011-02-10 | PHOENIX MEDICAL SYSTEM PVT LTD | PHOENIX MEDICAL SYSTEM PVT LTD | NEW BORN WARD | TNMSC | RCH-II/TNMSC/ENGG/E37/2010-5 | 2012-06-11 | 2013-06-10 | 124999 |  | NO AMC |  |  |  | 25-8-2012 | W
157 | Yag Laser | EYE_YAGL | 00072/YAGL/2 | B2 | NEIDEK | 61129 |  | 2002-06-18 | NEIDEK | NIRMAN BHAVAN | EYE | OTHERS | L-11013/3/2001 | 2002-02-18 |  | 690796 | [5 empty] | 2014-01-09 | W
158 | Yag Laser | EYE_YAGL | 00072/YAGL/1 | B2 | APP2/ 307 | 123 |  | 2009-12-15 | M/S APPASAMY ASSOCIATES CHENNAI | M/S APPASAMY ASSOCIATES CHENNAI | EYE WARD | TNHSP | TNHSP/ TNMSC/ P3A15/ 2009DT13.10.2009 | 2009-12-15 | 2012-12-14 | 676000 | [5 empty] | 2013-05-07 | W
159 | Echocardiogram Color | IME_IECGM | 00072/IECGM/1 | B1 | DC T6 | PM19000437 |  | 2012-01-28 | Mindray | Mindray | ICCU | TNHSP | TNHSP/TNMSC/ENGG/AG10andamp;AG22/2011 12/08/2011 | 2012-01-28 | 2013-01-27 | 14494 |  | NO AMC |  |  |  | 29-5-2012 | W
160 | Fully Automated Clinical Chemistry Analyser/Biochemistry Analyser | LAB_FAA | 00072/FAA/1 | B1 | AUTORA | RA0080214RBK |  | 2014-08-06 | ROBONIC INDIA PVT LTD NAVI MUMBAI | ROBONIC INDIA PVT LTD NAVI MUMBAI | LAB | TNHSP | TNHSP /TNMSC/AG87A/2013 28/02/2014 | 2014-08-06 | 2017-08-05 | 496942 |  | CAMC |  |  | ROBONIK INDIA PVT LTD NAVI MUMBAI | 2014-12-08 | W
161 | Laparoscope operating major with accessories | END_LAPO | 00072/LAPO/1 | B1 | AE SCULAR |  |  | 2010-09-25 | SOUTH INDIA SURGICALS | SOUTH INDIA SURGICALS | A OT | TNHSP | TNSP/TNMSC/P3A30/2009 | 2011-02-01 | 2012-01-31 | 1550595 |  | NO AMC |  |  |  | 17-9-2012 | W
162 | Laparoscope operating major with accessories | END_LAPO | 00072/LAPO/2 | B1 | karl storz | 1205KN |  | 2013-04-03 | karl storz germany | vishal surgicals equipment | AOT | TNMSC | 9907/TNMSC/ENGG/2012/18/02/2013 | 2013-04-03 | 2016-04-03 | 1457561 |  | AMC |  |  | VISHAL SURGICALS EQUIPMENT CHENNAI | 17-4-2013 | W
163 | Operating Microscope(Eye) | EYE_OMS | 00072/OMS/1 | B1 | OM-8 | 1209975 |  | 2010-03-09 | TAKAGI | ASCON MEDICAL SYSTEM | EYE WARD | TNMSC | 3093/TNMSC/ENG/2009 | 2010-03-31 |  | 576923 |  | NO AMC |  |  |  | 22-3-2013 | W
164 | Operating Microscope(Eye) | EYE_OMS | 00072/OMS/4 | B1 | AP 901 | 93 |  | 2009-10-30 | Brilliant | APPASAMY ASSOCIATES CHENNAI | EYEWARD | TNHSP | TNHSP / TNMSC / P3A16/ 2009 DT 1.10.2009 | 2009-10-30 |  | 0 | [5 empty] | 25-7-2013 | w
165 | Operating Microscope(Eye) | EYE_OMS | 00072/OMS/3 | B1 | OM 5 | 407359 |  | 2007-05-17 | ASCON MEDICAL OPERATING MICROSCOPE PVTandlt;D | ASCON MEDICAL OPERATING MICROSCOPE PVT andlt;D | EYE WARD | DMS | 24698 / TNMSC / ENGG/ 2007 DT 28.3.2007 | 2007-05-17 |  | 0 | [5 empty] | 25-7-2013 | W
166 | Operating Microscope(Eye) | EYE_OMS | 00072/OMS/2 | B1 | OM-8 | 110976 |  | 2010-03-22 | TAKAGI | ASCON | EYE WARD | TNMSC | 3093/TNMSC/ENG/2009 | 2010-03-31 |  | 802885 |  | NO AMC |  |  |  | 22-3-2013 | W
167 | Video Gastroscope/Colonoscope/Dudenscope/Processor and Monitor | END_VGCD | 00072/VGCD/1 | B1 | GIF-LVI CV-VI LMD-1530 | 1200249--1200334--3101438-6 |  | 2013-04-18 | M/S OLYMBUS MEDICAL SYSTEMS INDIA PVT LTD HARYANA | HEALTH WARE LTD HYDERABAD | AOT | TNMSC | 1549/TNMSC/ENGG/2012 | 2013-04-18 | 2016-04-17 | 764041 | [5 empty] | 17-5-2013 | W
168 | A-Scan Biometer | EYE_ASB_T | 00072/ASB/1 | B | Sono Mark | [5 empty] | Eye | OTHERS |  |  |  | 0 | [5 empty] | 18-12-2010 | NW | Condemned
169 | A-Scan Biometer | EYE_ASB_T | 00072/ASB/2 | B | Sono Mark | [5 empty] | Eye | DMS |  |  |  | 0 | [5 empty] | 18-12-2010 | NA | DOUBLE ENTRY
170 | Boyles apparatus with Ventilator | ANA_VEN_T | 00072/VEN/1 | B | Compact | AC20-AC2-0707-011 |  | 2007-10-24 | Landamp;T | Landamp;T | AOT | TNHSP | TNHSP/TNMSC/ICB/CE/2007 | 2007-10-24 | 2007-08-09 | 0 |  | AMC |  | 2011-01-30 | Landamp;T | 25-12-2010 | W
171 | Boyles apparatus with out Circle Abosrber | ANA_BAOCA | 00072/BAOCA/3 | B | IOL | 308M1-94 |  | 1994-06-15 | M/S IOL LTD MADRAS | M/S IOL LTD MADRAS | AOT | DMS | 95100/CP/2-1-93 DT 31.3.94 | 1994-06-15 |  | 118819 | [5 empty] | 2013-02-07 | W
172 | Boyles apparatus with out Circle Abosrber | ANA_BAOCA | 00072/BAOCA/4 | B | Pedius C | DRAGOR |  | 1999-07-19 | M/S USHA DRAYER LTD NEW DELHI | M/S USHA DRAYER LTD NEW DELHI | AOT | DMS | 27151/CPII/1/99 DT 27.6.1999 | 1999-07-19 | 2000-07-18 | 97718 | [5 empty] | 2013-02-07 | W
173 | Boyles apparatus with out Circle Abosrber | ANA_BAOCA | 00072/BAOCA/2 | B | Basic | IOL BASIC 2(583177) |  | 1986-08-19 | M/S IOL LTD MADRAS | M/S IOL LTD MADRAS | AOT | DMS | 4344/MKT/16.86.3 DT 5.5.1986 | 1986-08-19 |  | 21610 | [5 empty] | 2013-02-07 | W
174 | Boyles apparatus with out Circle Abosrber | ANA_BAOCA | 00072/BAOCA/1 | B | Basic | IOL BASIC 1(231/8) |  | 1986-08-19 | M/S IOL LTD MADRAS | M/S IOL LTD MADRAS | AOT | DMS | 4344/MKT/16.86.3 DT 5.5.1986 | 1986-08-19 |  | 21610 | [5 empty] | 2013-02-07 | W
175 | Cell Counter Electronic (AUTOMATIC) | LAB_CLCN | 00072/CLCN/2 | B | SYSMAX | B1690 |  | 2007-10-02 | TRANSASIA | TRANSASIA | LAB | OTHERS |  | 2007-10-02 | 2008-10-02 | 384800 | [5 empty] | 2014-01-09 | W
176 | Cell Counter Electronic (AUTOMATIC) | LAB_CLCN | 00072/CLCN/1 | B | Poch 100i | F2374 |  | 2012-12-27 | SYSMEX CORPORATION~ JAPAN | Transasia Bio Medicals Pvt | Lab | TNMSC | 2630/tnmsc/ENGG/2012 | 2013-01-07 | 2015-01-07 | 290822 |  | AMC |  |  | TRANSASIA | 2013-07-01 | W
177 | Diathermy Machine (Electric Cautery) | OTE_SDIA | 00072/SDIA/1 | B | Ausculap | 0 0 4064 |  | 2007-09-27 |  | SOUTHERN MEDICAL | [5 empty] | 0 | [5 empty] | 18-12-2010 | W
178 | Diathermy Machine (Electric Cautery) | OTE_SDIA | 00072/SDIA/4 | B | Dott | AOT/DT/04 |  | 2007-04-05 |  | SOLOKRAFT | AOT | TNMSC | RES03/TANSAC/TNMSC/SRM/06 | 2009-08-31 |  | 19520 | [5 empty] | 2012-07-09 | W
179 | Diathermy Machine (Electric Cautery) | OTE_SDIA | 00072/SDIA/6 | B |  | AOT 3 |  | 2007-06-14 | JUPITER | JUPITTRER | AOT | OTHERS | 35047/Sandamp;P/1/2007 | 2009-10-12 |  | 18000 | [5 empty] | 2012-07-09 | w
180 | Diathermy Machine (Electric Cautery) | OTE_SDIA | 00072/SDIA/3 | B |  |  |  | 2009-10-30 | APPASAMY | APPASAMY ASSOCIATES | STORE | TNHSP |  |  | 2012-10-29 | 0 | [5 empty] | 2012-07-09 | w
181 | Diathermy Machine (Electric Cautery) | OTE_SDIA | 00072/SDIA/5 | B |  | AOT 2 |  | 2006-06-14 | JUPITER | JUPITER MANUFACTURING | AOT | OTHERS | 35047/Sandamp;P/1/2007 | 2009-10-12 |  | 18000 | [5 empty] | 2012-07-09 | NA | CONDEMNED
182 | Diathermy Machine (Electric Cautery) | OTE_SDIA | 00072/SDIA/2 | B | UM-D3000 |  |  | 2007-09-27 | Hiren Pharma and Surgical | Hiren Pharma and Surgical | AOT | TNHSP | TNHSP/TNMSC/P2E13/2007 | 2007-09-27 | 2008-09-27 | 0 |  | AMC |  | 2011-02-28 | Hiren Pharma and Surgical | 25-12-2010 | W
183 | ECG machine computerized | CRD_ECGC | 00072/ECGC/5 | B | PHILIPS WRITER MULTI CHANNEL | US80611270 |  | 2007-01-02 | MADRAS SURGICALS CHENNAI | MADRAS SURGICALS CHENNAI | ECG ROOM | DMS | 92206/Sandamp;P/1/2006 4/12/2006 | 2007-01-02 |  | 85000 | [5 empty] | 26-6-2013 | NW | CONDEMNED
184 | ECG machine computerized | CRD_ECGC | 00072/ECGC/4 | B | SC300B | 3090924027 |  | 2009-10-26 | EDAN | MADRAS SURGICALS | ECG UNIT | TNHSP | TNHSP/TNMSC/P3A46/2009 | 2010-12-10 |  | 41630 | [5 empty] | 2012-07-09 | W
185 | ECG machine computerized | CRD_ECGC | 00072/ECGC/3 | B | SC300B | 3090924017 |  | 2009-10-26 | EDAN | MADRAS SURGICALS | ECG UNIT | TNHSP | TNHSP/TNMSC/P3A46/2009 | 2010-05-07 |  | 41630 |  | NO AMC |  |  |  | 2012-07-09 | W
186 | ECG machine computerized | CRD_ECGC | 00072/ECGC/2 | B | SC300 EDAN | SC300B2A0200893838 |  | 2008-11-20 | EDAN | MADRAS SURGICALS | ECG ROOM | TNHSP | TNHSP/TNMSC/P3E12/2008 | 2009-09-18 | 2009-11-19 | 45614 |  | AMC |  | 2011-11-18 |  | 2012-07-09 | W
187 | ECG machine computerized | CRD_ECGC | 00072/ECGC/8 | B | PHILIPS WRITER MULTI CHENNAL | US80611274 |  | 2007-01-02 | MADRAS SURGICALS CHENNAI | MADRAS SURGICALS CHENNAI | ECG ROOM | DMS | 92206/Sandamp;P/1/2006 4/12/2006 | 2007-01-02 |  | 85000 | [5 empty] | 26-6-2013 | NW | CONDEMNED
188 | ECG machine computerized | CRD_ECGC | 00072/ECGC/7 | B | PHILIPS WRITER MULTI CHENNAL | US80611273 |  | 2007-01-02 | MADRAS SURGICALS CHENNAI | MADRAS SURGICALS CHENNAI | ECG ROOM | DMS | 92206/Sandamp;P/1/2006 4/12/2006 | 2007-01-02 |  | 85000 | [5 empty] | 26-6-2013 | NW | CONDEMNED
189 | ECG machine computerized | CRD_ECGC | 00072/ECGC/6 | B | PHILIPS WRITER MULTI CHANNEL | US80611272 |  | 2007-01-02 | MADRAS SURGICALS CHENNAI | MADRAS SURGICALS CHENNAI | ECG ROOM | DMS | 92206/Sandamp;P/1/2006 4/12/2006 | 2007-01-02 |  | 85000 | [5 empty] | 26-6-2013 | NW | CONDEMNED
190 | ECG machine computerized | CRD_ECGC | 00072/ECGC/1 | B | Cardio Touch 3000 | T2L09001124 |  | 2011-12-07 | Bionet | JK Medical system Pvt Ltd. | ECG Room | TNHSP | TNHSP/TNMSC/ENGG/AG21/2010 | 2011-11-15 | 2012-11-14 | 69023 | [5 empty] | 29-5-2012 | W
191 | ECG machine ordinary | CRD_ECGO | 00072/ECGO/1 | B | HP M1772A | CNC1514734 |  | 2002-04-01 | HP | MADRAS SURGICAL AND CHEMICALS | ECG ROOM | TNMSC |  | 2002-02-01 |  | 0 | [5 empty] | 18-12-2010 | W
192 | ECG machine ordinary | CRD_ECGO | 00072/ECGO/5 | B | Philips | [5 empty] | ECG |  |  |  |  | 0 | [5 empty] | 18-12-2010 | NA | DOUBLE ENTRY
193 | ECG machine ordinary | CRD_ECGO | 00072/ECGO/2 | B | Marks | [10 empty] | 0 | [5 empty] | 18-12-2010 | NW | CONDEMNED
194 | ECG machine ordinary | CRD_ECGO | 00072/ECGO/6 | B | BPL | [10 empty] | 0 | [5 empty] | 18-12-2010 | NA | DOUBLE ENTRY
195 | ECG machine ordinary | CRD_ECGO | 00072/ECGO/3 | B | [6 empty] | ECG |  |  |  |  | 0 | [5 empty] | 18-12-2010 | NA | DOUBLE ENTRY
196 | ECG machine ordinary | CRD_ECGO | 00072/ECGO/7 | B | BPL | [10 empty] | 0 | [5 empty] | 18-12-2010 | NA | DOUBLE ENTRY
197 | ECG machine ordinary | CRD_ECGO | 00072/ECGO/4 | B | Philips | [5 empty] | ECG |  |  |  |  | 0 | [5 empty] | 18-12-2010 | NA | DOUBLE ENTRY
198 | Elisa Reader cum washer | LAB_ELRW | 00072/ELRW/1 | B |  | RT0908RBR227 |  | 2008-12-03 | ARTEK | ARTEK SCIENTIFIC CORPORATION | BLOOD BANK | OTHERS | P11015/01/2008/NACOCPROC | 2008-12-03 |  | 155000 |  | NO AMC |  |  |  | 18-12-2010 | W
199 | Foetal Monitor | NNE_FAMON | 00072/FAMON/6 | B |  |  |  | 1998-12-28 | M/S BET MEDICAL (P) Landamp;D CHENNAI | M/S BET MEDICAL P Landamp; D CHENNAI | AN WARD | DMS | 5313/98/S2 DT 1.9.1998 | 1998-12-28 |  | 6000 | [5 empty] | 2013-01-07 | NW | CONDEMNED
200 | Foetal Monitor | NNE_FAMON | 00072/FAMON/3 | B |  |  |  | 2003-08-13 | ASSOCIATED SURGICALS (INDIA) CHENNAI | ASSOCIATED SURGICALS (INDIA) CHENNAI | ANWD | DMS | 45O36/SPS/1/03 DT.12.06.2013 | 2003-08-13 |  | 5150 | [5 empty] | 28-6-2013 | NA | DOUBLE ENTRY
201 | Foetal Monitor | NNE_FAMON | 00072/FAMON/1 | B | SONOTRAXL |  |  | 2008-04-25 | SONATA | VIBASH COIMBATORE SURGICALS | STORE | TNHSP |  |  | 2009-04-24 | 0 | [5 empty] | 2012-04-09 | NA | DOUBLE ENTRY
202 | Foetal Monitor | NNE_FAMON | 00072/FAMON/5 | B | MODEL DIGIDOP |  |  | 1999-09-21 | M/S BET MEDICAL P LTD CHENNAI | M/S BET MEDICAL P LTD CHENNAI | AN WARD | DMS | 20535/CPII/01/99 DT . 14.3.1999 | 1999-09-21 |  | 13500 | [5 empty] | 2013-01-07 | NA | DOUBLE ENTRY
203 | Foetal Monitor | NNE_FAMON | 00072/FAMON/4 | B |  |  |  | 2003-08-13 | ASSOCIATED SURGICAL (INDIA) CHENNAI | ASSOCIATED SURGICAL (INDIA) CHENNAI | ANWD | DMS | 45036/SPS/1/03 DT.12.06.2003 |  |  | 5150 | [5 empty] | 28-6-2013 | NA | DOUBLE ENTRY
204 | Foetal Monitor | NNE_FAMON | 00072/FAMON/2 | B | FOETAL DOPPLER SONOTRAXLASPER |  |  | 2008-04-25 | VIBASH COIMBATORE SURGICAL PVT.LTD | VIBASH COIMBATORE SURGICAL PVT.LTD | ANWD | TNHSP | TNHSP/TNMSC/P2E14/2008 DT.31.01.2008 | 2008-04-25 |  | 7500 | [5 empty] | 28-6-2013 | NA | DOUBLE ENTRY
205 | Keratometer | EYE_KER_T | 00072/KER/1 | B | [6 empty] | Eye |  |  |  |  | 0 | [5 empty] | 18-12-2010 | NA | DOUBLE ENTRY
206 | Keratometer | EYE_KER_T | 00072/KER/2 | B | VISINE | VIKM II |  |  | VISINE | VISINE | Eye |  | NIL |  |  | 0 | [5 empty] | 18-12-2010 | W
207 | Multi Para Monitor | CRD_MPM_T | 00072/MPM/3 | B | BPM 300 | 130CJ15618 |  | 2003-07-02 |  | BIOSYS | [5 empty] | 0 | [5 empty] | 18-12-2010 | W
208 | Multi Para Monitor | CRD_MPM_T | 00072/MPM/1 | B | Silicon Labs | [5 empty] | ICU |  |  |  |  | 0 | [5 empty] | 18-12-2010 | NA | DOUBLE ENTRY
209 | Multi Para Monitor | CRD_MPM_T | 00072/MPM/2 | B | Bio Sys | [5 empty] | Child Ward |  |  |  |  | 0 | [5 empty] | 18-12-2010 | NA | DOUBLE ENTRY
210 | Operating Microscope(Eye) | EYE_OMS_T | 00072/OMS/5 | B | [6 empty] | Eye |  |  |  |  | 0 | [5 empty] | 18-12-2010 | NA | DOUBLE ENTRY
211 | Operating Microscope(Eye) | EYE_OMS_T | 00072/OMS/3 | B |  |  |  | 2007-10-03 |  | VAANSARI MARKETING CHENNAI | [5 empty] | 0 | [5 empty] | 18-12-2010 | NA | DOUBLE ENTRY
212 | Operating Microscope(Eye) | EYE_OMS_T | 00072/OMS/2 | B | GEM Op Tech | [5 empty] | Eye |  |  |  |  | 0 | [5 empty] | 18-12-2010 | NA | DOUBLE ENTRY
213 | Operating Microscope(Eye) | EYE_OMS_T | 00072/OMS/1 | B |  |  |  | 2007-07-05 |  | ASLON MEDION | [5 empty] | 0 | [5 empty] | 18-12-2010 | NA | DOUBLE ENTRY
214 | Operating Microscope(Eye) | EYE_OMS_T | 00072/OMS/4 | B | [6 empty] | Eye |  |  |  |  | 0 | [5 empty] | 18-12-2010 | NA | DOUBLE ENTRY
215 | Pulse Oximeter | CRD_SPO2 | 00072/SPO2/13 | B |  |  |  | 2008-07-01 |  | LandT MYSORE | [5 empty] | 0 | [5 empty] | 18-12-2010 | NA | DOUBLE ENTRY
216 | Pulse Oximeter | CRD_SPO2 | 00072/SPO2/20 | B | Futura Pleth |  |  | 2009-03-16 | Silicon Labs | Silicon Labs | BOT | TNHSP |  | 2009-03-16 | 2010-03-16 | 0 |  | AMC |  | 2011-01-30 | Silicon Labs | 25-12-2010 | NA | DOUBLE ENTRY
217 | Pulse Oximeter | CRD_SPO2 | 00072/SPO2/21 | B | Futura Pleth |  |  | 2009-03-16 |  | Silicon Labs | NICU | TNHSP |  | 2009-03-16 | 2010-03-16 | 0 |  | AMC |  | 2011-01-30 | Silicon Labs | 25-12-2010 | NA | DOUBLE ENTRY
218 | Pulse Oximeter | CRD_SPO2 | 00072/SPO2/16 | B |  |  |  | 2009-03-16 |  | SILICON LABS | [5 empty] | 0 | [5 empty] | 18-12-2010 | NA | DOUBLE ENTRY
219 | Pulse Oximeter | CRD_SPO2 | 00072/SPO2/17 | B |  |  |  | 2009-03-16 |  | SILICON LABS | [5 empty] | 0 | [5 empty] | 18-12-2010 | NA | DOUBLE ENTRY
220 | Pulse Oximeter | CRD_SPO2 | 00072/SPO2/18 | B |  |  |  | 2009-03-16 |  | SILICON LABS | [5 empty] | 0 | [5 empty] | 18-12-2010 | NA | DOUBLE ENTRY
221 | Pulse Oximeter | CRD_SPO2 | 00072/SPO2/12 | B |  |  |  | 2008-07-01 |  | LandT MYSORE | [5 empty] | 0 | [5 empty] | 18-12-2010 | NA | DOUBLE ENTRY
222 | Pulse Oximeter | CRD_SPO2 | 00072/SPO2/11 | B | STELLAR P | S08P25550 |  | 2008-04-08 | L AND T | L AND T | WARD | DRHM | 2394/NRHM/TNMSC/2008-36 | 2008-04-08 | 2009-04-07 | 67500 | [5 empty] | 18-12-2010 | W
223 | Pulse Oximeter | CRD_SPO2 | 00072/SPO2/10 | B | STELLAR P | S08P25562 |  | 2007-07-02 | L AND T | L AND T | WARD | DRHM | 2394/NRHM/TNMSC/2008/36 | 2008-04-07 | 2009-04-07 | 67500 | [5 empty] | 18-12-2010 | W
224 | Pulse Oximeter | CRD_SPO2 | 00072/SPO2/15 | B |  |  |  | 2009-03-16 |  | SILICON LABS | [5 empty] | 0 | [5 empty] | 18-12-2010 | NA | DOUBLE ENTRY
225 | Pulse Oximeter | CRD_SPO2 | 00072/SPO2/14 | B | LandT Steller | [10 empty] | 0 | [5 empty] | 18-12-2010 | NA | DOUBLE ENTRY
226 | Pulse Oximeter | CRD_SPO2 | 00072/SPO2/9 | B | STELLAR P | NA |  | 2008-03-18 | L AND T | L AND T | WARD | DRHM | 2394/NRHM/TNMSC/2008-02 | 2008-03-18 | 2009-03-17 | 67500 | [5 empty] | 18-12-2010 | NA | DOUBLE ENTRY
227 | Pulse Oximeter | CRD_SPO2 | 00072/SPO2/8 | B | STELLAR P | S07P25280 |  | 2009-12-01 | L andamp; T | L andamp; T | WARD | TNHSP | TNHSP/TNMSC/P2E9/07 | 2008-01-07 | 2009-01-06 | 33750 | [5 empty] | 18-12-2010 | W
228 | Pulse Oximeter | CRD_SPO2 | 00072/SPO2/7 | B | STELLAR P | S07P25301 |  | 2007-03-29 | L andamp; T | L andamp; T | WARD | TNHSP | TNHSP/TNMSC/P2E9/7 | 2008-01-07 | 2009-01-06 | 33750 | [5 empty] | 18-12-2010 | W
229 | Pulse Oximeter | CRD_SPO2 | 00072/SPO2/6 | B | FUTURA PLEATH | 8098 |  | 2009-03-16 | SILICON LABS | SILICON LABS | NB | OTHERS | 8623/Sandamp;P/1/09 | 2009-03-16 | 2010-03-15 | 25672 | [5 empty] | 18-12-2010 | W
230 | Pulse Oximeter | CRD_SPO2 | 00072/SPO2/5 | B | FUTURA PLEATH | 8105 |  | 2009-03-16 | SILICON LABS | SILICON LABS | AE WARD | OTHERS | 8623/Sandamp;P//1/2009 | 2009-03-16 | 2009-03-16 | 25672 | [5 empty] | 18-12-2010 | W
231 | Pulse Oximeter | CRD_SPO2 | 00072/SPO2/4 | B | FUTURA PLEATH | 8102 |  | 2009-03-16 | SILICON LABS | SILICON LABS | AE Ward | OTHERS | 8623/Sandamp;P/1/09 | 2009-03-16 | 2010-03-15 | 25672 | [5 empty] | 18-12-2010 | W
232 | Pulse Oximeter | CRD_SPO2 | 00072/SPO2/22 | B | Stellar - P |  |  | 2008-03-18 | Landamp;T | Landamp;T | OT | TNHSP |  | 2008-03-18 | 2009-03-18 | 0 |  | AMC |  | 2011-02-28 | Landamp;T | 25-12-2010 | NA | DOUBLE ENTRY
233 | Pulse Oximeter | CRD_SPO2 | 00072/SPO2/19 | B |  |  |  | 2008-03-18 |  | LandT CHENNAI | [5 empty] | 0 | [5 empty] | 18-12-2010 | NA | DOUBLE ENTRY
234 | Pulse Oximeter | CRD_SPO2 | 00072/SPO2/23 | B | Stellar - P |  |  | 2008-03-18 | Landamp;T | Landamp;T | OT | TNHSP |  | 2008-03-18 | 2009-03-18 | 0 |  | AMC |  | 2011-02-28 | Landamp;T | 25-12-2010 | NA | DOUBLE ENTRY
235 | Pulse Oximeter | CRD_SPO2 | 00072/SPO2/3 | B | RAD 7 | 210378 |  | 2007-02-20 | MASSIMO | GRACE MFG AND TRADING | NB | RCH | RCH II/TNMSC/E49/2011 | 2013-02-26 | 2014-02-25 | 88230 | [5 empty] | 18-12-2010 | W
236 | Pulse Oximeter | CRD_SPO2 | 00072/SPO2/2 | B | RAD 7 | 210394 |  | 2007-02-20 | MASIMO | GRACE MEDICAL | NB | RCH | RCHII/TNMC/E49/2011 | 2013-02-26 |  | 88230 | [5 empty] | 18-12-2010 | W
237 | Pulse Oximeter | CRD_SPO2 | 00072/SPO2/1 | B |  | 209613 |  | 2013-02-26 | GRACE MFG AND TRADING | RAD 7 | NB | RCH | RCHII/TNMSC/E49/2011 | 2013-03-05 | 2014-02-26 | 88230 | [5 empty] | 18-12-2010 | W
238 | Shadowless Lamp stand model | OTE_MOLT | 00072/MOLT/1 | B | STAND1 | AOT 1 |  | 2008-03-13 | Jupiter- | Jupiter manufacturing | AOT | TNHSP |  | 2008-03-13 |  | 13220 |  | NO AMC |  |  |  | 21-2-2013 | W
239 | Shadowless Lamp stand model | OTE_MOLT | 00072/MOLT/2 | B | STAND 1 | STAND 2 |  | 2008-03-13 | jUPITER | jUPITER | AOT | TNHSP | TNHSP/TNMSC/P2E17/2007 |  |  | 13220 |  | NO AMC |  |  |  | 21-2-2013 | W
240 | Shadowless lamp ceiling type minor | OTE_CLMI | 00072/CLMI/1 | B |  |  |  | 2009-04-22 |  | DALAHCO CHENNAI | AEOT | TNMSC | 2394/TNMSC/ENGG/2009 | 2009-04-22 |  | 113900 |  | NO AMC |  |  |  | 18-12-2010 | NW | CONDEMNED
241 | Suction Apparatus - Foot operated | OTE_SAFO | 00072/SAFO/1 | B |  |  |  | 2009-04-16 |  | VISHAL MANUFACTURE | [5 empty] | 0 | [5 empty] | 18-12-2010 | NW | CONDEMNED
242 | Syringe Pump | CRD_SYRP | 00072/SYRP/5 | B | InjectomatAgilia | 018090/21575305 |  | 2012-03-26 | Fresenius Kabi | Mitie Electronics | NICU |  |  | 2012-03-26 | 2013-03-26 | 0 | [5 empty] | 29-5-2012 | W
243 | Syringe Pump | CRD_SYRP | 00072/SYRP/7 | B | SYRU PUMP 406 | H08061102 |  | 2007-04-12 | AKAS | AKAS | ICCU | OTHERS | 103928/SHP/1/2006 | 2008-06-21 |  | 30000 |  | NO AMC |  |  |  | 21-2-2013 | W
244 | Syringe Pump | CRD_SYRP | 00072/SYRP/6 | B | Injectomat Agilia | 018090/21575313 |  | 2012-03-26 | Fresenius Kabi | Mitie Electronics | NICU |  |  | 2012-03-26 | 2013-03-26 | 0 | [5 empty] | 29-5-2012 | W
245 | Syringe Pump | CRD_SYRP | 00072/SYRP/8 | B | SYRUPUMP 406 | H08061304 |  | 2007-04-12 | AKAS | AKAS | NEW BORN WARD | OTHERS | 103928/Sandamp;P/1/2006 | 2008-06-11 |  | 30000 |  | NO AMC |  |  |  | 21-2-2013 | W
246 | Syringe Pump | CRD_SYRP | 00072/SYRP/1 | B | ST 6000 | 31710T/05 |  | 2011-08-10 | Samtronic | Trans health Care India Pvt. Ltd. | NICU | TNHSP |  | 2011-08-10 | 2012-08-09 | 25200 | [5 empty] | 29-5-2012 | W
247 | Syringe Pump | CRD_SYRP_T | 00072/SYRP/2 | B | Injectomat Agilia | 018090/21575315 |  | 2012-03-26 | Fresenius Kabi | Mitie Electronics | ICCU | TNHSP |  |  |  | 0 | [5 empty] | 18-12-2010 | W
248 | Syringe Pump | CRD_SYRP | 00072/SYRP/3 | B | ST6000 | 32033T/05 |  | 2011-08-10 | samtronic | Trans Health Care India pvt. Ltd. | ICCU | TNHSP |  | 2011-08-10 | 2012-08-09 | 25200 | [5 empty] | 29-5-2012 | W
249 | Syringe Pump | CRD_SYRP_T | 00072/SYRP/1 | B | Injectomat Agilia | 018090/21575327 |  | 2012-03-26 | Fresenius Kabi | Mitie Electronics | ICCU | TNHSP |  |  |  | 0 | [5 empty] | 18-12-2010 | W
250 | Syringe Pump | CRD_SYRP | 00072/SYRP/2 | B | ST6000 | 32039T/05 |  | 2011-08-10 | samtronic | Trans health care | ICCU | TNHSP |  |  | 2012-08-09 | 25200 | [5 empty] | 29-5-2012 | W
251 | Syringe Pump | CRD_SYRP | 00072/SYRP/4 | B | ST 6000 | 31548T/05 |  | 2011-08-10 | SAMTRONIC | TRans health care | ICCU | TNHSP |  | 2011-08-10 | 2012-08-09 | 25200 | [5 empty] | 29-5-2012 | W
252 | Ultra Sonogram -MOBILE | IME_IUSM | 00072/IUSM/4 | B | CHISON | 6AP-112032 |  | 2012-03-28 | CHISON | SURYA sURGICAL iNDUSTRIES | RADIOLOGY-SCAN ROOM | TNMSC | 2684/TNMSC/ENGG/2011 | 2012-04-18 |  | 286598 |  | NO AMC |  |  |  | 29-6-2012 | W
253 | Ultra Sonogram -MOBILE | IME_IUSM | 00072/IUSM/2 | B | LOGIQ C2 | 206492WX1 |  | 2011-09-28 | WIPRO GE | WIPRO GE | RADIOLOGY | RCH | TNHSP/TNMSC/ENGG/2009/P3E24 | 2009-09-28 | 2012-09-27 | 323800 |  | AMC |  | 2014-03-06 | WIPRO GE | 18-12-2010 | NW
254 | Ultra Sonogram -MOBILE | IME_IUSM | 00072/IUSM/1 | B | SELECTRA LX | NO815454 |  | 2008-07-07 | Landamp;T | Landamp;T CHENNAI | AN WARD | OTHERS | 2394/NRHM/TNMSC/2008-37 | 2009-10-14 |  | 186430 |  | NO AMC |  |  |  | 18-12-2010 | W
255 | Ultra Sonogram -MOBILE | IME_IUSM | 00072/IUSM/5 | B | SONATA | N0356525 |  | 2003-11-19 | L andamp;T | L andamp;T | lw | OTHERS | 7014/Sandamp;P/1/2003 | 2003-11-19 |  | 277366 | [5 empty] | 2014-01-09 | W
256 | Ultra Sonogram -MOBILE | IME_IUSM | 00072/IUSM/3 | B | Landamp;T -SONATA | 03S6427 |  | 2004-02-03 | Landamp;T | Landamp;T | Labour Ward | DMS | 7014/Sandamp;P/1/2003-2 | 2004-02-03 |  | 311537 | [5 empty] | 18-12-2010 | W
257 | Vehicle mount fogging machine | OTH_VMFM | 00072/VMFM/1 | B | RPF 10/SP |  |  | 2006-12-09 | ROYAL TRADE LINKS (PVT) LTD DELHI | ROYAL TRADE LINKS (PVT) LTD DELHI | CASUALTY | DMS | 87299/Sandamp;P/1/2006 13/11/2006 | 2006-12-04 |  | 51792 | [5 empty] | 2013-01-07 | NA | To be delete
258 | Ventilators (Adult) | CRD_VENA | 00072/VENA/6 | B | Advent-U |  |  | 2007-02-08 | Erkadi systems | Erkadi systems | IMCU | TNHSP |  | 2007-02-08 | 2008-02-08 | 0 |  | AMC |  | 2011-02-28 | Erkadi systems | 25-12-2010 | NW
259 | Ventilators (Adult) | CRD_VENA | 00072/VENA/1 | B | SAVINA | ARYK-0108 |  | 2008-04-28 | DRAGOR | MADRAS SURGICAL | AE WARD | OTHERS | 2394/NRHM/TNMSC/08-6 | 2008-06-16 |  | 695000 |  | NO AMC |  |  |  | 18-12-2010 | W
260 | Ventilators (Adult) | CRD_VENA | 00072/VENA/5 | B |  | 2865 |  | 2008-03-01 | GR MEDICORP | TAKAOKA | ICCU |  |  |  |  | 0 | [5 empty] | 18-12-2010 | W
261 | Ventilators (Adult) | CRD_VENA | 00072/VENA/3 | B | SAVINA | ARYB-0238 |  | 2012-10-03 | DRAGOR | MADRAS SUURGICALS | AE Ward | OTHERS | 92206/Sandamp;P/1/2006 | 2012-10-03 |  | 720000 |  | NO AMC |  |  |  | 18-12-2010 | W
262 | Ventilators (Adult) | CRD_VENA | 00072/VENA/2 | B | Erkadi | ADXOS71092 |  | 2008-01-03 | ERKADI | Trivitron | STORE | TNHSP | TNHSP/TNMSC/E5/07 | 2008-01-03 |  | 449643 | [5 empty] | 18-12-2010 | NW
263 | Ventilators (Adult) | CRD_VENA | 00072/VENA/4 | B | DRAGOR | ARYB-0284 |  | 2013-10-23 | DRAGOR | MADAS SURGICALS AND CHEMICALS | ICU | DMS |  | 2013-10-23 |  | 748800 | [5 empty] | 18-12-2010 | W
264 | Ventilators (Paediatrics) | CRD_VENP | 00072/VENP/1 | B | ERKADI | AD80X71518 |  | 2007-05-22 | ERKADI | ERKADI SYSTEM | NEW BORN WARD | TNHSP | TNHSP/TNMSC/ICB/CE3/2006 | 2007-09-26 |  | 493399 |  | NO AMC |  |  |  | 18-12-2010 | NW
265 | Ventilators (Paediatrics) | CRD_VENP | 00072/VENP/2 | B | BEAR CUB | AGCO1429 |  | 2007-02-06 | VIASYS HEALTH CARE | TRANS HEALTH CARE | NICU | OTHERS | 92206/Sandamp;P/1/2006 | 2007-02-06 | 2007-02-06 | 629200 |  | AMC |  | 2011-01-30 | Erkadi systems | 25-12-2010 | NW
266 | X-ray Machine 100 mA | IME_XRY100_T | 00072/XRY100/1 | B | GE | [5 empty] | X-Ray |  |  |  |  | 0 |  | NO AMC |  |  |  | 18-12-2010 | DELETE | DE
267 | X-ray Machine 100 mA | IME_XRY100_T | 00072/XRY100/2 | B | DIAGNOX 4006 | 10K019 |  | 2010-12-22 | PHILIPS | PHILIPS | AE Ward | TNHSP | TNHSP/TNMSC/P3A7R/2010 | 2010-12-22 | 2011-12-21 | 418200 | [5 empty] | 18-12-2010 | W | AMC CALLED
268 | X-ray Machine 200 mA | IME_XRY200_T | 00072/XRY200/1 | B | GE | [5 empty] | X-Ray |  |  |  |  | 0 |  | NO AMC |  |  |  | 18-12-2010 | W | TF OUT TO KODUMUDI
269 | X-ray Machine 30 mA(Mobile) | IME_XRY30_T | 00072/XRY30/1 | B | BED MEDICO | 95014 |  |  | BED MEDICO |  | X-Ray | OTHERS |  |  |  | 0 | [5 empty] | 18-12-2010 | W
270 | X-ray Machine 300 mA | IME_XRY300_T | 00072/XRY300/1 | B | Siemens | [5 empty] | X-Ray |  |  |  |  | 0 | [5 empty] | 18-12-2010 | NW | CONDEMNED
271 | Alpha Bed with motor | OTH_ABM | 00072/ABM/2 | C | NA | NA |  | 2007-06-14 | JUPITER MANUFACTURY WORK CBE | JUPITER MANUFACTURY WORK CBE | ICCU | DMS | 35047/Sandamp;P/1/07/DT.23.04.2007 | NA | NA | 6600 |  | NO AMC | NA | NA | NA | 2013-02-07 | NW | Condemned
272 | Alpha Bed with motor | OTH_ABM | 00072/ABM/1 | C | NA | NA |  | 2007-06-14 | JUPITER MANUFACTURY WORKS CBE | JUPITER MANUFACTURY WORKS CBE | AEWD | DMS | 35047/Sandamp;P/1/07/DT.23.04.2007 | NA | NA | 6600 |  | NO AMC | NA | NA | NA | 2013-02-07 | NW | Condemned
273 | Alpha Bed with motor | OTH_ABM | 00072/ABM/4 | C | NA | NA |  | 2003-08-13 | ASSOCIATED SURGICAL (INDIA ) CHENNAI | ASSOCIATED SURGICALS (INDIA) CHENNAI | MMI | DMS | 45036/SPS/ 1/ 03 DT 12.6.2002 | NA | NA | 8200 |  | NO AMC | NA | NA | NA | 2013-02-07 | NW | Condemned
274 | Alpha Bed with motor | OTH_ABM | 00072/ABM/3 | C | NA | NA |  | 2007-06-14 | JUPITER MANUFACTURY WORKS CBE | JUPITER MANUFACTURY WORKS CBE | MS III |  | 35047/Sandamp;P/1/2007/DT.23.04.2007 | NA | NA | 6600 |  | NO AMC | NA | NA | NA | 2013-02-07 | NW | Conddemned
275 | Audiometer | ENT_AUMT | 00072/AUMT/3 | C | GSI 39 | AY101622 |  | 2010-04-15 | ALLIENS | ALLIENS AUDIOMETER SYSTEMN | ENT OP | TNMSC | 10979/TNMSC/ENGG/2010 | 2010-07-15 | NA | 215000 | [5 empty] | 2012-07-09 | W
276 | Audiometer | ENT_AUMT | 00072/AUMT/1 | C | ARPHI 2001 | 287 |  | 2009-10-15 | MADRAS SURGICALS | MADRAS SURGICALS | ENT | TNHSP | TNHSP/TNMSC/ENGG/P3A6/2009 | 2009-10-15 | 2010-10-14 | 87500 |  | AMC |  | 2012-10-14 |  | 2012-04-09 | W
277 | Audiometer | ENT_AUMT | 00072/AUMT/2 | C | ARPHI 2001 | 325 |  | 2010-03-11 | ARPHI ELECTRONICS | ARPHI ELECTRONICS | ENT | TNMSC | 109979/TNMSC/ENGG/2010 | 2010-03-13 | 2011-03-10 | 60000 |  | AMC |  | 2013-03-10 | ARPHI ELECTRONICS | 2012-04-09 | W
278 | Auto Clave HP Horizontal-CYLINDRICAL | OTE_ACHC | 00072/ACHC/2 | C | 16HP/E/SPL | AOT HP AUTO 2 |  | 2008-01-24 | JUPITER MANUFACTURER | JUPITER MANUFACTURER | AOT | TNHSP | TNHSP/TNMSC/P2E11/2007 | 2008-04-04 |  | 140000 | [5 empty] | 2012-07-09 | W
279 | Auto Clave HP Horizontal-CYLINDRICAL | OTE_ACHC | 00072/ACHC/3 | C |  | AOT AUTO 03 |  | 2009-12-12 | SOLOKRAFT | SOLOKRAFT INDUSTRIES | AOT | TNMSC | RCH II/TNMSC/ENGG/E18/2009 | 2009-12-17 | 2010-10-16 | 132000 |  | NO AMC |  |  |  | 2012-07-09 | W
280 | Auto Clave HP Horizontal-CYLINDRICAL | OTE_ACHC | 00072/ACHC/6 | C | HIGH PRESSURE MODEL 16HB/E/SPL |  |  | 2000-03-23 | M/S ASSOCIATED SURGICALS CHENNAI | M/S ASSOCIATED SURGICALS CHENNAI |  | JDHS | 175/2000/S DT 21.3.2000 |  |  | 197532 | [5 empty] | 28-6-2013 | NW | Condemned
281 | Auto Clave HP Horizontal-CYLINDRICAL | OTE_ACHC | 00072/ACHC/5 | C | HIGH PRESSURE MODEL 16HB/E/SPL |  |  | 1989-09-16 | M/S YORK SCIENTIEICE INDUSTRIES 1325 | M/S YORK SCIENTIEICE INDUSTRIES 1325 | COT | DMS |  | 1990-04-25 |  | 43680 | [5 empty] | 27-6-2013 | NW | Condemned
282 | Auto Clave HP Horizontal-CYLINDRICAL | OTE_ACHC | 00072/ACHC/1 | C | HZ512 SPL | AOT HPAUTO 1 |  | 2011-07-15 | SOLOKRAFTS | Solokraft Industries | AOT | TNMSC | 2396/TNMSC/ENGG/2010 | 2011-08-09 | 2014-08-14 | 145000 | [5 empty] | 29-5-2012 | W
283 | Auto Clave HP Horizontal-CYLINDRICAL | OTE_ACHC | 00072/ACHC/4 | C | HIGH PRESSURE MODEL 16 HB/E/SPL |  |  | 1987-04-07 | M/S PIKAYS MEDICAL MADRAS | M/S PIKAYS MEDICAL SURGICALS MADRAS | AEOT | DMS | 128575/CP2/1/85 5/03/1987 | 1987-05-19 |  | 45915 | [5 empty] | 27-6-2013 | NW | Condemned
284 | Auto Clave HP Horizontal-RECTANGULAR | OTE_ACHR | 00072/ACHR/1 | C |  |  |  | 2008-01-24 |  | JUPITER-CBE | [5 empty] | 0 | [5 empty] | 18-12-2010 | NA | To be delete
285 | Auto Clave HP Vertical (2 bin) | OTE_ACV2 | 00072/ACV2/3 | C |  |  |  | 2006-12-06 |  |  | BB Bank |  |  |  |  | 0 |  | NO AMC |  |  |  | 18-12-2010 | DELETE
286 | Auto Clave HP Vertical (2 bin) | OTE_ACV2 | 00072/ACV2/2 | C |  |  |  | 1987-12-15 |  | Associated Surgicals | Labour Ward |  |  |  |  | 0 |  | NO AMC |  |  |  | 18-12-2010 | DELETE
287 | Auto Clave HP Vertical (2 bin) | OTE_ACV2 | 00072/ACV2/1 | C | [6 empty] | Eye |  |  |  |  | 0 |  | NO AMC |  |  |  | 18-12-2010 | DELETE
288 | Autoclave vertical single bin | OTE_ACV1 | 00072/ACV1/3 | C |  |  |  | 2008-03-13 | JUIPTER MANUFACTURY WORKS CBE | JUPITER MANUFACTURY WORKS CBE | AOT | TNHSP | TNHSP/TMSC/P2E11/2007 DT.28.11.2007 | 2008-04-21 |  | 32000 | [5 empty] | 28-6-2013 | W
289 | Autoclave vertical single bin | OTE_ACV1 | 00072/ACV1/1 | C | [6 empty] | Lab |  |  |  |  | 0 | [5 empty] | 18-12-2010 | NW | CONDEMNED
290 | Autoclave vertical single bin | OTE_ACV1 | 00072/ACV1/2 | C | [6 empty] | Lab |  |  |  |  | 0 | [5 empty] | 18-12-2010 | NW | CONDEMNED
291 | B.P.apparatus stand model | CRD_BPAS | 00072/BPAS/2 | C |  |  |  | 2013-03-27 |  | RASI MEDICAL AGENCIES KARUR | AN (CEMONC) | JDHS | 689/S2/2013/26.03.2013 | 2013-03-27 |  | 4987 |  | NO AMC |  |  |  | 27-5-2013 | W
292 | B.P.apparatus stand model | CRD_BPAS | 00072/BPAS/3 | C |  |  |  | 2013-03-28 |  | RASI MEDICAL AGENCIES KARUR | AN ( CEMON C ) | JDHS | 689/S2/2013/ 26.03.2013 | 2013-03-28 |  | 4987 |  | NO AMC |  |  |  | 27-5-2013 | W
293 | B.P.apparatus stand model | CRD_BPAS | 00072/BPAS/14 | C | STAND MODEL |  |  | 2011-04-21 | JUPITER MANUFATURY | JUPITER MANUFATURY | AOT | RCH | RCH II/ TNMSC/ ENGG/4538/2O11 DT.10.02.2011 | 2011-04-21 |  | 2369 |  | NO AMC |  |  |  | 29-5-2013 | CONDEMNED
294 | B.P.apparatus stand model | CRD_BPAS | 00072/BPAS/16 | C |  |  |  | 2008-03-27 | ASSOCIATED SURGICAL CHENNAI | ASSOCIATED SURGICAL CHENNAI | M M I | JDHS | 2565 / S3 /08 DT 28.2.2008 | 2008-03-27 |  | 520 |  | NO AMC |  |  |  | 18-7-2013 | W
295 | B.P.apparatus stand model | CRD_BPAS | 00072/BPAS/12 | C | STAND MODEL |  |  | 2011-04-21 | JUPITER MANUFACTURY | JUPITER MANUFACTURY | AOT | RCH | RCH II/TNMSC/ENGG/4538/2011 DT.10.02.2011 | 2011-04-21 |  | 2369 |  | NO AMC |  |  |  | 29-5-2013 | W
296 | B.P.apparatus stand model | CRD_BPAS | 00072/BPAS/4 | C |  |  |  | 2013-03-28 |  | RASI MEDICAL AGENCIES KARUR | AN (CEMON C) | JDHS | 689/S2/2013 26.03.2013 | 2013-03-28 |  | 4987 |  | NO AMC |  |  |  | 27-5-2013 | W
297 | B.P.apparatus stand model | CRD_BPAS | 00072/BPAS/5 | C | stand model |  |  | 2010-12-10 |  | JUPITER MFG | MOP | JDHS | 10518/S4/10 | 2010-12-10 |  | 1579 |  | NO AMC |  |  |  | 28-5-2013 | CONDEMNED
298 | B.P.apparatus stand model | CRD_BPAS | 00072/BPAS/6 | C | STAND MODEL |  |  | 2010-12-10 | JUPITER MFG | JUPITER MFG | AOT | JDHS | 10518/S4/10 | 2010-12-10 |  | 0 |  | NO AMC |  |  |  | 28-5-2013 | CONDEMNED
299 | B.P.apparatus stand model | CRD_BPAS | 00072/BPAS/17 | C |  |  |  | 2008-03-27 | ASSOCIATED SURGICAL CHENNAI | ASSOCIATED SURGICAL CHENNAI | MS III | JDHS | 2565 / S3/ 08 DT 28.2 2008 | 2008-03-27 |  | 520 |  | NO AMC |  |  |  | 18-7-2013 | W
300 | B.P.apparatus stand model | CRD_BPAS | 00072/BPAS/7 | C |  |  |  | 2010-12-10 | JUPITER MFG | JUPITER MFG | AOT | JDHS | 10518/S4/10 | 2010-12-10 |  | 0 |  | NO AMC |  |  |  | 28-5-2013 | W
301 | B.P.apparatus stand model | CRD_BPAS | 00072/BPAS/1 | C |  |  |  | 2013-03-27 |  | RASI MEDICAL AGENCIES KARUR | AN (CEMONC) | JDHS | 689/S2/2013/ 26.03.2013 | 2013-03-27 |  | 4987 |  | NO AMC |  |  |  | 27-5-2013 | W
302 | B.P.apparatus stand model | CRD_BPAS | 00072/BPAS/23 | C |  |  |  | 2008-03-27 | ASSOCIATED SURGICAL CHENNAI | ASSOCIATED SURGICAL CHENNAI | CASUALTY | JDHS | 2565 / S3 / 08 DT 28.2.2008 | 2008-03-27 |  | 520 |  | NO AMC |  |  |  | 18-7-2013 | W
303 | B.P.apparatus stand model | CRD_BPAS | 00072/BPAS/11 | C | STAND MODEL |  |  | 2011-04-21 | JUPITER MANUFACTURY | JUPITER MANUFACTURY | AEOT | RCH | RCH-II/TNMSC/ENGG/4538/2011.DT.10.02.2011 | 2011-04-21 |  | 2369 |  | NO AMC |  |  |  | 29-5-2013 | W
304 | B.P.apparatus stand model | CRD_BPAS | 00072/BPAS/24 | C |  |  |  | 2008-03-27 | ASSOCIATED SURGICAL CHENNAI | ASSOCIATED SURGICAL CHENNAI | MOP | JDHS | 2565 / S3 / 08 DT 28.2.2008 | 2008-03-27 |  | 520 |  | NO AMC |  |  |  | 18-7-2013 | W
305 | B.P.apparatus stand model | CRD_BPAS | 00072/BPAS/9 | C | STAND MODEL |  |  | 2012-12-10 | JUBITER MANUFACTURY | JUBITER MANUFACTURY | AEOT | JDHS | 10518/S4/2010 | 2010-12-10 |  | 1579 |  | NO AMC |  |  |  | 29-5-2013 | W
306 | B.P.apparatus stand model | CRD_BPAS | 00072/BPAS/18 | C |  |  |  | 2008-03-27 | ASSOCIATED SURGICAL CHENNAI | ASSOCIATED SURGICAL CHENNAI | MOP | JDHS | 2565/ S3 / 08 DT 28.2.2008 | 2008-03-27 |  | 520 |  | NO AMC |  |  |  | 18-7-2013 | W
307 | B.P.apparatus stand model | CRD_BPAS | 00072/BPAS/8 | C | STAND MODEL |  |  | 2010-12-10 |  | JUBITER MANUFACTURY | BOT | JDHS | 10518/S4/2010 | 2010-12-10 |  | 1579 |  | NO AMC |  |  |  | 29-5-2013 | W
308 | B.P.apparatus stand model | CRD_BPAS | 00072/BPAS/19 | C |  |  |  | 2008-03-27 | ASSOCIATED SURGICAL CHENNAI | ASSOCIATED SURGICAL CHENNAI | PN WARD | JDHS | 2565/ S3 / 08 DT 28.2.2008 | 2008-03-27 |  | 520 |  | NO AMC |  |  |  | 18-7-2013 | W
309 | B.P.apparatus stand model | CRD_BPAS | 00072/BPAS/10 | C | STAND MODEL |  |  | 2010-12-10 | JUPITER MANUFACTURY | JUPITER MANUFACTURY | AEOT | JDHS | 10518/S4/2010 | 2010-12-10 |  | 1579 |  | NO AMC |  |  |  | 29-5-2013 | W
310 | B.P.apparatus stand model | CRD_BPAS | 00072/BPAS/15 | C |  |  |  | 2008-03-27 | ASSOCIATED SURGICAL CHENNAI | ASSOCIATED SURGICAL CHENNAI | EYE WARD | JDHS | 2565/ S3 / 08 DT 28.2.2008 | 2008-03-27 |  | 520 |  | NO AMC |  |  |  | 18-7-2013 | W
311 | B.P.apparatus stand model | CRD_BPAS | 00072/BPAS/20 | C |  |  |  | 2008-03-27 | ASSOCIATED CHENNAI | ASSOCIATED SURGICAL CHENNAI | FOP | JDHS | 2565 / S3 / 08 DT 28.2.2008 | 2008-03-27 |  | 520 |  | NO AMC |  |  |  | 18-7-2013 | W
312 | B.P.apparatus stand model | CRD_BPAS | 00072/BPAS/21 | C |  |  |  | 2008-03-27 | ASSOCIATED SURGICALL CHENNAI | ASSOCIATED SURGICAL CHENNAI | FM WARD | JDHS | 2565 / S3 / 08 DT 28.2.2008 | 2008-03-27 |  | 520 |  | NO AMC |  |  |  | 18-7-2013 | W
313 | B.P.apparatus stand model | CRD_BPAS | 00072/BPAS/13 | C | STAND MODEL |  |  | 2011-04-21 | JUBITER MANUFATURY | JUBITER MANUFATURY | AOT | RCH | RCHII/TNMSC/ENGG/4538/2011 DT.10.02.2011 | 2011-04-21 |  | 2369 |  | NO AMC |  |  |  | 29-5-2013 | W
314 | B.P.apparatus stand model | CRD_BPAS | 00072/BPAS/22 | C |  |  |  | 2008-03-27 | ASSOCIATED SURGICAL CHENNAI | ASSOCIATED SURGICAL CHENNAI | AN WARD | JDHS | 2565 / S3 / 08 DT 28.2.2008 | 2008-03-27 |  | 520 |  | NO AMC |  |  |  | 18-7-2013 | W
315 | B.P.apparatus table model | CRD_BPAT | 00072/BPAT/102 | C | DELUXE MERCURIAL |  |  | 2013-06-25 | INDUSTRIAL ELECTRONIC andamp;ALLIED PRODUCTS PUNE | SURGICAL CENTER ERODE | MSI | OTHERS | 1990/S2/PWS/2013 | 2013-06-25 |  | 2205 |  | NO AMC |  |  |  | 17-3-2014 | W
316 | B.P.apparatus table model | CRD_BPAT | 00072/BPAT/84 | C |  |  |  | 2010-12-14 | M/S M.C DALAL andamp; CO CHENNAI | M/S M.C DALAL andamp; CO CHENNAI | FOP | JDHS | 11390 / S4 / 10 DT 15.11.2010 | 2010-12-14 |  | 554 |  | NO AMC |  |  |  | 24-7-2013 | W
317 | B.P.apparatus table model | CRD_BPAT | 00072/BPAT/53 | C |  |  |  | 2009-03-21 | M/S M C DALAL andamp; CO CHENNAI | M/S M. C DALAL andamp; CO CHENNAI | FPO | JDHS | 2096 /S4 / 09 DT 14.3.2009 | 2009-03-21 |  | 660 |  | NO AMC |  |  |  | 19-7-2013 | W
318 | B.P.apparatus table model | CRD_BPAT | 00072/BPAT/50 | C |  |  |  | 2009-03-21 | M/S M.C DALAL andamp; CO CHENNAI | M/S M. C DALAL andamp;CO CHENNAI | AEOT | JDHS | 2096/ S4 / 09 DT 14.3.09 | 2009-03-21 |  | 660 |  | NO AMC |  |  |  | 19-7-2013 | W
319 | B.P.apparatus table model | CRD_BPAT | 00072/BPAT/5 | C | [6 empty] | Child Ward |  |  |  |  | 0 |  | NO AMC |  |  |  | 18-12-2010 | DELETE
320 | B.P.apparatus table model | CRD_BPAT | 00072/BPAT/4 | C | [5 empty] | LandT | NPO |  |  |  |  | 0 |  | NO AMC |  |  |  | 18-12-2010 | DELETE
321 | B.P.apparatus table model | CRD_BPAT | 00072/BPAT/43 | C |  |  |  | 2008-12-10 | M /S M. C DALAL andamp; CO CHENNAI | M/S M . C DALAL andamp;CO CHENNAI | MS I | JDHS | 13816 / S4 / 08 DT 4.12.2008 | 2008-12-10 |  | 635 |  | NO AMC |  |  |  | 19-7-2013 | W
322 | B.P.apparatus table model | CRD_BPAT | 00072/BPAT/42 | C |  |  |  | 2008-12-10 | M/S M. C DALAL andamp; CO CHENNAI | M/S M .C DALAL andamp; CO CHENNAI | FS III | JDHS | 13816 / S4 / 08 DT 4.12.2008 | 2008-12-10 |  | 635 |  | NO AMC |  |  |  | 19-7-2013 | W
323 | B.P.apparatus table model | CRD_BPAT | 00072/BPAT/19 | C |  |  |  | 2008-04-04 | ASSOCIATED SURGICAL CHENNAI | ASSOCIATED SURGICAL CHENNAI | AN WD | OTHERS | 2394/NRHM/TNMSC/2008/DT.11.03.2008 |  |  | 520 |  | NO AMC |  |  |  | 18-7-2013 | DELETE
324 | B.P.apparatus table model | CRD_BPAT | 00072/BPAT/6 | C |  |  |  | 1983-02-21 |  |  | RS 3 Ward |  |  |  |  | 0 |  | NO AMC |  |  |  | 18-12-2010 | DELETE
325 | B.P.apparatus table model | CRD_BPAT | 00072/BPAT/82 | C |  |  |  | 2010-12-14 | M/S M.C DALAL andamp; CO CHENNAI | M/S M.C DALAL andamp; CO CHENNAI | FM~ WARD | JDHS | 11390 / S4 / 10 DT 15.11.2010 | 2010-12-14 |  | 554 |  | NO AMC |  |  |  | 24-7-2013 | CONDEMNED
326 | B.P.apparatus table model | CRD_BPAT | 00072/BPAT/92 | C |  |  |  | 2010-12-14 | M/S M.C DALAL andamp; CO CHENNAI | M/S M.C DALAL andamp; CO CHENNAI | FPO | JDHS | 11390 / S4 / 10 DT 15.11.2010 | 2010-12-14 |  | 554 |  | NO AMC |  |  |  | 24-7-2013 | CONDEMNED
327 | B.P.apparatus table model | CRD_BPAT | 00072/BPAT/15 | C |  |  |  | 2008-04-04 | ASSOCIATED SURGICAL CHENNAI | ASSOCIATED SURGICAL CHENNAI | FOP | OTHERS | 2394/NRHM/TNMSC/2008/ DT.11.03.2008 |  |  | 520 |  | NO AMC |  |  |  | 18-7-2013 | DELETE
328 | B.P.apparatus table model | CRD_BPAT | 00072/BPAT/3 | C | [6 empty] | MS 3 Ward |  |  |  |  | 0 |  | NO AMC |  |  |  | 18-12-2010 | DELETE
329 | B.P.apparatus table model | CRD_BPAT | 00072/BPAT/7 | C |  |  |  | 1983-02-21 |  |  | RS 3 Ward |  |  |  |  | 0 |  | NO AMC |  |  |  | 18-12-2010 | DELETE
330 | B.P.apparatus table model | CRD_BPAT | 00072/BPAT/2 | C | [6 empty] | FM Ward |  |  |  |  | 0 |  | NO AMC |  |  |  | 18-12-2010 | DELETE
331 | B.P.apparatus table model | CRD_BPAT | 00072/BPAT/39 | C |  |  |  | 2008-12-10 | M/S M.C DALAL andamp; CO CHENNAI | M/S M.C DALAL andamp; CO CHENNAI | MOP | JDHS | 13816 / S4 / 08 DT 4.12.2008 | 2008-12-10 |  | 635 |  | NO AMC |  |  |  | 19-7-2013 | W
332 | B.P.apparatus table model | CRD_BPAT | 00072/BPAT/86 | C |  |  |  | 2010-12-14 | M/S M.C DALAL andamp; CO CHENNAI | M/S M.C DALAL andamp;CO CHENNAI | ID WARD | JDHS | 11390 / S4 / 10 DT 15.11.2010 | 2010-12-14 |  | 554 |  | NO AMC |  |  |  | 24-7-2013 | W
333 | B.P.apparatus table model | CRD_BPAT | 00072/BPAT/8 | C | [5 empty] | Silicon Labs | MSI Ward |  |  |  |  | 0 |  | NO AMC |  |  |  | 18-12-2010 | DELETE
334 | B.P.apparatus table model | CRD_BPAT | 00072/BPAT/1 | C | [6 empty] | FM Ward |  |  |  |  | 0 |  | NO AMC |  |  |  | 18-12-2010 | DELETE
335 | B.P.apparatus table model | CRD_BPAT | 00072/BPAT/59 | C |  |  |  | 2009-03-21 | M/S M.C DALAL andamp; CO CHENNAI | M/S M.C DALAL andamp; CO CHENNAI | PP WARD | JDHS | 2096 / S4 /09 DT 14.3.2009 | 2009-03-21 |  | 660 |  | NO AMC |  |  |  | 19-7-2013 | W
336 | B.P.apparatus table model | CRD_BPAT | 00072/BPAT/90 | C |  |  |  | 2010-12-14 | M/S M.C DALAL andamp; CO CHENNAI | M/S M.C DALAL andamp; CO CHENNAI | EYE WARD | JDHS | 11390 / S4 / 10 DT 15.11.2010 | 2010-12-14 |  | 554 |  | NO AMC |  |  |  | 24-7-2013 | W
337 | B.P.apparatus table model | CRD_BPAT | 00072/BPAT/55 | C |  |  |  | 2009-03-21 | M/S M.C DALAL andamp; CO CHENNAI | M/S M.C DALAL andamp; CO CHENNAI | FS I | JDHS | 2096 / S4 / 09 DT 14.3.2009 | 2009-03-03 |  | 660 |  | NO AMC |  |  |  | 19-7-2013 | W
338 | B.P.apparatus table model | CRD_BPAT | 00072/BPAT/114 | C | DELUXE MERCURIAL |  |  | 2013-06-28 |  | SURGICAL CENTER ERODE | M P O | OTHERS | 1990/S2/PWS/2013 | 2013-06-28 |  | 2205 |  | NO AMC |  |  |  | 16-4-2014 | W
339 | B.P.apparatus table model | CRD_BPAT | 00072/BPAT/9 | C | [6 empty] | Mental Ward |  |  |  |  | 0 |  | NO AMC |  |  |  | 18-12-2010 | DELETE
340 | B.P.apparatus table model | CRD_BPAT | 00072/BPAT/16 | C |  |  |  | 2007-12-28 | ASSOCIATED SURGICAL CHENNAI | ASSOCIATED SURGICAL CHENNAI | MOP | JDHS | 6504/ S4 / 07 DT 5.12.2007 | 2007-12-28 |  | 520 |  | NO AMC |  |  |  | 18-7-2013 | CONDEMNED
341 | B.P.apparatus table model | CRD_BPAT | 00072/BPAT/51 | C |  |  |  | 2009-03-21 | M/S M.C DALAL andamp; CO CHENNAI | M/S M.C DALAL andamp; CO CHENNAI | CASULATY | JDHS | 2096 / S4 / 09 DT 14.3.2009 | 2009-03-21 |  | 660 |  | NO AMC |  |  |  | 19-7-2013 | CONDEMNED
342 | B.P.apparatus table model | CRD_BPAT | 00072/BPAT/44 | C |  |  |  | 2008-12-10 | M/ S M.C DALAL andamp; CO CHENNAI | M/S M.C DALAL andamp; CO CHENNAI | AN WARD | JDHS | 13816 / S4 / 08 .DT 4.12.2008 | 2008-12-10 |  | 635 |  | NO AMC |  |  |  | 19-7-2013 | CONDEMNED
343 | B.P.apparatus table model | CRD_BPAT | 00072/BPAT/38 | C |  |  |  | 2008-12-10 | M/S M. C DALAL andamp; CCO CHENNAI | M/S M . C DALAL andamp; CO CHENNAI | CASULATY | JDHS | 13816 / S4 / 08 DT 4.12.2008 | 2008-12-10 |  | 635 |  | NO AMC |  |  |  | 19-7-2013 | CONDEMNED
344 | B.P.apparatus table model | CRD_BPAT | 00072/BPAT/57 | C |  |  |  | 2009-03-21 | M/S M.C DALAL andamp; CO CHENNAI | M/S M. C DALAL andamp; CO CHENNAI | CH WARD | JDHS | 2096 / S4 / 09 DT 14.3.2009 | 2009-03-21 |  | 660 |  | NO AMC |  |  |  | 19-7-2013 | CONDEMNED
345 | B.P.apparatus table model | CRD_BPAT | 00072/BPAT/94 | C |  |  |  | 2010-12-14 | M/S M.C DALAL andamp; CO CHENNAI | M/S M. C DALAL andamp; CO CHENNAI | PN WARD | JDHS | 11390 / S4 / 10 DT 15.11.2010 | 2010-12-14 |  | 554 |  | NO AMC |  |  |  | 24-7-2013 | W
346 | B.P.apparatus table model | CRD_BPAT | 00072/BPAT/87 | C |  |  |  | 2010-12-14 | M/S M.C DALAL andamp; CO CHENNAI | M/S M. C DALAL andamp; CO CHENNAI | MS I | JDHS | 11390 / S4 / 10 DT 15.11.2010 | 2010-12-14 |  | 554 |  | NO AMC |  |  |  | 24-7-2013 | W
347 | B.P.apparatus table model | CRD_BPAT | 00072/BPAT/93 | C |  |  |  | 2010-12-14 | M/S M. C DALAL andamp;CO CHENNAI | M/S M.C DALAL andamp; CO CHENNAI | CASULATY | JDHS | 11390 / S4 / 10 DT 15.11.2010 | 2010-12-14 |  | 554 |  | NO AMC |  |  |  | 24-7-2013 | CONDEMNED
348 | B.P.apparatus table model | CRD_BPAT | 00072/BPAT/16 | C |  |  |  | 2007-12-28 | ASSOCIATED SURGICAL CHENNAI | ASSOCIATED SURGICAL CHENNAI | CASUALTY | JDHS | 6504/S4/07 DT 05-12-2007 | 2007-12-28 |  | 520 |  | NO AMC |  |  |  | 18-7-2013 | CONDEMNED
349 | B.P.apparatus table model | CRD_BPAT | 00072/BPAT/91 | C |  |  |  | 2010-12-14 | M/S M.C DALAL andamp;CO CHENNAI | M/S M.C DALAL andamp;CO CHENNAI | AE WARD | JDHS | 11390 / S4 / 10 DT 15.11.2010 | 2010-12-14 |  | 554 |  | NO AMC |  |  |  | 24-7-2013 | CONDEMNED
350 | B.P.apparatus table model | CRD_BPAT | 00072/BPAT/113 | C | DELUXE MERCURIAL |  |  | 2013-06-28 | INDUSTRIAL ELECTRONIC andamp;ALLIED PRODUCTS PUNE | SURGICAL CENTER ERODE | MS I | OTHERS | 1990/S2/PWS /2013 | 2013-06-28 |  | 2205 |  | NO AMC |  |  |  | 16-4-2014 | W
351 | B.P.apparatus table model | CRD_BPAT | 00072/BPAT/74 | C |  |  |  | 2008-12-17 | M/S M.C DALAL andamp; CO CHENNAI | M/S M.C DALAL andamp; CO CHENNAI | AN WARD | JDHS | 13816 /S4 / 08 DT 10.12.2008 | 2008-12-17 |  | 635 |  | NO AMC |  |  |  | 24-7-2013 | CONDEMNED
352 | B.P.apparatus table model | CRD_BPAT | 00072/BPAT/26 | C |  |  |  | 2007-12-28 | ASSOCIATED SURGICAL CHENNAI | ASSOCIATED SURGICAL CHENNAI | FM WARD | JDHS | 6504/S4/07 DT 05-12-2007 | 2007-12-28 |  | 520 |  | NO AMC |  |  |  | 18-7-2013 | CONDEMNED
353 | B.P.apparatus table model | CRD_BPAT | 00072/BPAT/49 | C |  |  |  | 2008-12-10 | M/S M.C DALALandamp; CO CHENNAI | M/S M .C DALAL andamp; CO CHENNAI | FS III | JDHS | 13816 / S4 / 08 DT 4.12.2008 | 2008-12-10 |  | 635 |  | NO AMC |  |  |  | 19-7-2013 | CONDEMNED
354 | B.P.apparatus table model | CRD_BPAT | 00072/BPAT/29 | C |  |  |  | 2007-12-28 | ASSOCIATED SURGICAL CHENNAI | ASSOCIATED SURGICAL CHENNAI | EYE WARD | JDHS | 6504/S4/07 DT 05-12-07 | 2007-12-28 |  | 520 |  | NO AMC |  |  |  | 18-7-2013 | CONDEMNED
355 | B.P.apparatus table model | CRD_BPAT | 00072/BPAT/48 | C |  |  |  | 2008-12-10 | M/S M C DALAL andamp; CO CHENNAI | M/S M C DALAL andamp; CO CHENNAI | AN WARD | JDHS | 13816 / S4 / 08 DT 4.12.2008 | 2008-12-10 |  | 635 |  | NO AMC |  |  |  | 19-7-2013 | CONDEMNED
356 | B.P.apparatus table model | CRD_BPAT | 00072/BPAT/45 | C |  |  |  | 2008-12-10 | M/S M.C DALAL andamp; CO CHENNAI | M/S M.C DALAL andamp; CO CHENNAI | FOP WARD | JDHS | 13816 / S4 / 08 DT 4.12.2008 | 2008-12-10 |  | 635 |  | NO AMC |  |  |  | 19-7-2013 | CONDEMNED
357 | B.P.apparatus table model | CRD_BPAT | 00072/BPAT/37 | C |  |  |  | 2008-12-10 | M/S M . C DALAL andamp; CO CHENNAI | M/S M. C DALAL andamp; CO CHENNAI | FOP | JDHS | 13816 / S4 / 08 / DT 4.12.2008 | 2008-12-10 |  | 635 |  | NO AMC |  |  |  | 19-7-2013 | CONDEMNED
358 | B.P.apparatus table model | CRD_BPAT | 00072/BPAT/52 | C |  |  |  | 2009-03-21 | M/S M.C DALAL andamp; CO CHENNAI | M/S M. C DALAL andamp; CO CHENNAI | MOP | JDHS | 2096 / S4 / 09 / DT 14.3.2008 | 2009-03-21 |  | 660 |  | NO AMC |  |  |  | 19-7-2013 | CONDEMNED
359 | B.P.apparatus table model | CRD_BPAT | 00072/BPAT/46 | C |  |  |  | 2008-12-10 | M/S M. C DALAL andamp; CO CHENNAI | M/S M C DALAL andamp; CO CHENNAI | FOP | JDHS | 13816 / S4 08 DT 4.12.2008 | 2008-12-10 |  | 635 |  | NO AMC |  |  |  | 19-7-2013 | CONDEMNED
360 | B.P.apparatus table model | CRD_BPAT | 00072/BPAT/112 | C | DELUXE MERCURIAL |  |  | 2013-06-28 | INDUSTRIAL ELECTRONIC andamp;ALLIED PRODUCTS PUNE | SURGICAL CENTER ERODE | M M I | OTHERS | 1990/S2/PWS/2013 | 2013-06-28 |  | 2205 |  | NO AMC |  |  |  | 16-4-2014 | W
361 | B.P.apparatus table model | CRD_BPAT | 00072/BPAT/41 | C |  |  |  | 2008-12-10 | M/S M. C DALAL andamp; CO CHENNAI | M/S M. C DALAL andamp; CO CHENNAI | EYE WARD | JDHS | 13816 / S4/ 08 DT 4.12.2008 | 2008-12-10 |  | 635 |  | NO AMC |  |  |  | 19-7-2013 | CONDEMNED
362 | B.P.apparatus table model | CRD_BPAT | 00072/BPAT/110 | C | DELUXE DIAMOND |  |  | 2013-06-27 | INDUSTRIAL ELECTRONIC andamp;ALLIED PRODUCTS PUNE | SURGICAL CENTER ERODE | NCD | OTHERS | 1990/S2/PWS/2013 | 2013-06-27 |  | 2205 |  | NO AMC |  |  |  | 2014-08-04 | W
363 | B.P.apparatus table model | CRD_BPAT | 00072/BPAT/40 | C |  |  |  | 2008-12-10 | M/S M.C DALAL andamp; CO CHENNAI | M/S M.C DALAL andamp; CO CHENNAI | PN WARD | JDHS | 13816 / S4 / 08 DT 4.12.2008 | 2008-12-10 |  | 635 |  | NO AMC |  |  |  | 19-7-2013 | CONDEMNED
364 | B.P.apparatus table model | CRD_BPAT | 00072/BPAT/111 | C | DELUXE MERCURIAL |  |  | 2013-06-28 | INDUSTRIAL ELECTRONIC andamp;ALLIED PRODUCTS PUNE | SURGICAL CENTER ERODE | NCD | OTHERS | 1990/S2/PWS/2013 | 2013-06-28 |  | 2205 |  | NO AMC |  |  |  | 16-4-2014 | W
365 | B.P.apparatus table model | CRD_BPAT | 00072/BPAT/36 | C |  |  |  | 2008-12-10 | M/S M.C DALAL andamp; CO CHENNAI | M/S M.C DALAL andamp; CO CHENNAI | AE WARD | JDHS | 13816 / S4 / 08 DT 4.12.2008 | 2008-12-10 |  | 635 |  | NO AMC |  |  |  | 19-7-2013 | CONDEMNED
366 | B.P.apparatus table model | CRD_BPAT | 00072/BPAT/109 | C | DELUXE DIAMOND |  |  | 2013-06-27 | INDUSTRIAL ELECTRONIC andamp;APPLIED PRODUCTS PUNE | SURGICAL CENTER ERODE | FOP | OTHERS | 1990/S2/PWS/2013 | 2013-06-27 |  | 2205 |  | NO AMC |  |  |  | 2014-08-04 | W
367 | B.P.apparatus table model | CRD_BPAT | 00072/BPAT/25 | C |  |  |  | 2008-04-04 | ASSOCIATED SURGICAL CHENNAI | ASSOCIATED SURGICAL CHENNAI | MOP | OTHERS | 2394/NRHM/TNMSC/2008/DT.11.03.2008 |  |  | 520 |  | NO AMC |  |  |  | 18-7-2013 | CONDEMNED
368 | B.P.apparatus table model | CRD_BPAT | 00072/BPAT/14 | C |  |  |  | 2011-04-21 |  | JM Enterprices | AEOT | RCH |  |  | 2012-05-21 | 1500 |  | NO AMC |  |  |  | 29-5-2012 | CONDEMNED
369 | B.P.apparatus table model | CRD_BPAT | 00072/BPAT/73 | C |  |  |  | 2008-12-17 | M/S M.C DALAL andamp; CO CHENNAI | M/S M.C DALAL andamp; CO CHENNAI | CASUIATY | JDHS | 13816 / S4/ 08 DT 10.12.2008 | 2008-12-17 |  | 635 |  | NO AMC |  |  |  | 24-7-2013 | CONDEMNED
370 | B.P.apparatus table model | CRD_BPAT | 00072/BPAT/21 | C |  |  |  | 2007-12-28 | ASSOCIATED SURGICAL CHENNAI | ASSOCIATED SURGICAL CHENNAI | PP WARD | JDHS | 6504 / S4 / 07 DT 5.12.2007 | 2007-12-28 |  | 520 |  | NO AMC |  |  |  | 18-7-2013 | CONDEMNED
371 | B.P.apparatus table model | CRD_BPAT | 00072/BPAT/71 | C |  |  |  | 2008-12-17 | M/S M.C DALAL andamp; CO CHENNAI | M/S M.C DALAL andamp;CO CHENNAI | BLOOD BANK | JDHS | 13816 / S4 / 08 DT 10.12.2008 | 2008-12-17 |  | 635 |  | NO AMC |  |  |  | 24-7-2013 | CONDEMNED
372 | B.P.apparatus table model | CRD_BPAT | 00072/BPAT/27 | C |  |  |  | 2007-12-28 | ASSOCIATED SURGICAL CHENNAI | ASSOCIATED SURGICAL CHENNAI | CASUALTY | JDHS | 6504 / S4 / 07 DT 5.12.2007 | 2007-12-28 |  | 520 |  | NO AMC |  |  |  | 18-7-2013 | CONDEMNED
373 | B.P.apparatus table model | CRD_BPAT | 00072/BPAT/35 | C |  |  |  | 2008-09-15 | VIBASH COIMBATORE SURGICAL CBE | VIBASH COIMBATORE SURGICAL CBE | BOT | TNHSP | TNHSP / TNMSC / ENGG / P3 E18 / 08 DT 11.8.2008 | 2008-09-15 |  | 540 |  | NO AMC |  |  |  | 19-7-2013 | CONDEMNED
374 | B.P.apparatus table model | CRD_BPAT | 00072/BPAT/30 | C |  |  |  | 2007-12-28 | ASSOCIATED SURGICAL CHENNAI | ASSOCIATED SURGICAL CHENNAI | AN WARD | JDHS | 6504 / S4 / 07 DT 5.12.2007 | 2007-12-28 |  | 520 |  | NO AMC |  |  |  | 18-7-2013 | CONDEMNED
375 | B.P.apparatus table model | CRD_BPAT | 00072/BPAT/76 | C |  |  |  | 2008-12-17 | M/S M. C DALAL andamp; CO CHENNAI | M/S M.C DALAL andamp; CO CHENNAI | ICCU | JDHS | 13816 / S4 / 08 DT 10.12.2008 | 2008-12-17 |  | 635 |  | NO AMC |  |  |  | 24-7-2013 | CONDEMNED
376 | B.P.apparatus table model | CRD_BPAT | 00072/BPAT/32 | C |  |  |  | 2007-12-28 | ASSOCIATED SURGICAL CHENNAI | ASSOCIATED SURGICAL CHENNAI | MOP WARD | JDHS | 6504 / S4 / 07 DT 5.12.2007 | 2007-12-28 |  | 520 |  | NO AMC |  |  |  | 18-7-2013 | CONDEMNED
377 | B.P.apparatus table model | CRD_BPAT | 00072/BPAT/72 | C |  |  |  | 2008-12-17 | M/S M.C DALAL andamp; CO CHENNAI | M/S M.C DALAL andamp; CO CHENNAI | FOP | JDHS | 13816 / S4 / 08 DT 10.12.2008 | 2008-12-17 |  | 635 |  | NO AMC |  |  |  | 24-7-2013 | CONDEMNED
378 | B.P.apparatus table model | CRD_BPAT | 00072/BPAT/51 | C |  |  |  | 2008-12-17 | M/S M.C DALAL andamp; CO CHENNAI | M/S M.C DALAL andamp; CO CHENNAI | NEPHROLOGY | JDHS | 13816/S4/08 DT 10-12-2008 | 2008-12-17 |  | 635 |  | NO AMC |  |  |  | 19-7-2013 | CONDEMNED
379 | B.P.apparatus table model | CRD_BPAT | 00072/BPAT/10 | C | [6 empty] | ICU |  |  |  |  | 0 |  | NO AMC |  |  |  | 18-12-2010 | CONDEMNED
380 | B.P.apparatus table model | CRD_BPAT | 00072/BPAT/56 | C |  |  |  | 2008-12-17 | M/S M.C DALAL andamp; CO CHENNAI | M/S M.C DALAL andamp; CO CHENNAI | MS III | JDHS | 13816/S4/08 DT 10-12-2008 | 2008-12-17 |  | 635 |  | NO AMC |  |  |  | 19-7-2013 | CONDEMNED
381 | B.P.apparatus table model | CRD_BPAT | 00072/BPAT/68 | C |  |  |  | 2009-03-21 | M/S M.C DALAL andamp;CO CHENNAI | M/S M.C DALAL andamp; CO CHENNAI | FN WARD | JDHS | 2096 / S4 / 09 DT 14.3.2009 | 2009-03-21 |  | 660 |  | NO AMC |  |  |  | 24-7-2013 | CONDEMNED
382 | B.P.apparatus table model | CRD_BPAT | 00072/BPAT/16 | C |  |  |  | 2008-04-04 | ASSOCIATED SURGICAL CHENNAI | ASSOCIATED SURGICAL CHENNAI | CASUALTY | OTHERS | 2394/NRHM/TNMSC/2008/DT.11.03.2008 |  |  | 520 |  | NO AMC |  |  |  | 18-7-2013 | DELETE
383 | B.P.apparatus table model | CRD_BPAT | 00072/BPAT/67 | C |  |  |  | 2009-03-21 | M / S M . C DALAL andamp; CO CHENNAI | M/ S M. C DALAL andamp;CO CHENNAI | EYE WARD | JDHS | 2096 / S4 / 09 DT 14.3.2009 | 2009-03-21 |  | 660 |  | NO AMC |  |  |  | 24-7-2013 | DELETE
384 | B.P.apparatus table model | CRD_BPAT | 00072/BPAT/108 | C | DELUXE DIAMOND |  |  | 2013-06-27 | INDUSTRIAL ELECTRONIC andamp;ALLIED PRODUCTS PUNE | SURGICAL CENTER ERODE | ANWARD | OTHERS | 1990/S2/PWS/2013 | 2013-06-27 |  | 2205 |  | NO AMC |  |  |  | 2014-08-04 | W
385 | B.P.apparatus table model | CRD_BPAT | 00072/BPAT/89 | C |  |  |  | 2010-12-14 | M/S M.C DALAL andamp;CO CHENNAI | M/S M.C DALAL andamp; CO CHENNAI | MOP | JDHS | 11390 / S4/ 10 DT 15.11.2010 | 2010-12-14 |  | 554 |  | NO AMC |  |  |  | 24-7-2013 | DELETE
386 | B.P.apparatus table model | CRD_BPAT | 00072/BPAT/107 | C | DELUXE DIAMOND |  |  | 2013-06-27 | INDUSTRIAL ELECTRONIC andamp;ALLIED PRODUCTS PUNE | SURGICAL CENTER ERODE | AN WARD | OTHERS | 1990/S2/PWS/2013 | 2013-06-27 |  | 2205 |  | NO AMC |  |  |  | 2014-08-04 | W
387 | B.P.apparatus table model | CRD_BPAT | 00072/BPAT/88 | C |  |  |  | 2010-12-14 | M/S M.C DALAL andamp; CO CHENNAI | M/S M.C DALAL andamp; CO CHENNAI | FOP | JDHS | 11390 / S4 / 10 DT 15.11.2010 | 2010-12-14 |  | 554 |  | NO AMC |  |  |  | 24-7-2013 | CONDEMNED
388 | B.P.apparatus table model | CRD_BPAT | 00072/BPAT/96 | C | DELUXE DIAMOND |  |  | 2013-06-24 |  | SURGICAL CENTER ERODE | FOP | OTHERS | 1990/S2/PWS 2013 | 2013-06-24 |  | 2205 |  | NO AMC |  |  |  | 14-3-2014 | W
389 | B.P.apparatus table model | CRD_BPAT | 00072/BPAT/85 | C |  |  |  | 2010-12-14 | M~/S M.C DALAL andamp; CO CHENNAI | M/S M.C DALAL andamp; CO CHENNAI | EYE WARD | JDHS | 11390 / S4 / 10 DT 15.11.2010 | 2010-12-14 |  | 554 |  | NO AMC |  |  |  | 24-7-2013 | CONDEMNED
390 | B.P.apparatus table model | CRD_BPAT | 00072/BPAT/54 | C |  |  |  | 2008-12-17 | M/S M.C DALAL andamp; CO CHENNAI | M/S M.C DALAL andamp; CO CHENNAI | AN WARD | JDHS | 138116/S4/08 DT 10-12-2008 | 2008-12-17 |  | 635 |  | NO AMC |  |  |  | 19-7-2013 | CONDEMNED
391 | B.P.apparatus table model | CRD_BPAT | 00072/BPAT/62 | C |  |  |  | 2009-03-21 | M/ S M. C DALAL andamp; CO CHENNAI | M/S M .C DALAL andamp; CO CHENNAI | MS I | JDHS | 2096 / S4 / 09 DT 14.3.2009 | 2009-03-21 |  | 660 |  | NO AMC |  |  |  | 24-7-2013 | CONDEMNED
392 | B.P.apparatus table model | CRD_BPAT | 00072/BPAT/19 | C |  |  |  | 2007-12-28 | ASSOCIATED SURGICAL CHENNAI | ASSOCIATED SURGICAL CHENNAI | FSI | JDHS | 6504/S4/07 DT 05-12-2007 | 2007-12-28 |  | 520 |  | NO AMC |  |  |  | 18-7-2013 | CONDEMNED
393 | B.P.apparatus table model | CRD_BPAT | 00072/BPAT/63 | C |  |  |  | 2009-03-21 | M/S M. C DALAL andamp; CO CHENNAI | M/S M.C DALAL andamp; CO CHENNAI | M S III | JDHS | 2096 / S4 / 09 DT 14.3.2009 | 2009-03-21 |  | 660 |  | NO AMC |  |  |  | 24-7-2013 | W
394 | B.P.apparatus table model | CRD_BPAT | 00072/BPAT/21 | C |  |  |  | 2007-12-28 | ASSOCIATED SURGICAL CHENNAI | ASSOCIATED SURGICAL CHENNAI | CH WARD | JDHS | 6504/S4/07 DT 05-12-2007 | 2007-12-28 |  | 520 |  | NO AMC |  |  |  | 18-7-2013 | CONDEMNED
395 | B.P.apparatus table model | CRD_BPAT | 00072/BPAT/80 | C |  |  |  | 2010-12-14 | M/ S M.C andamp; DALAL andamp; CO CHENNAI | M/S M.C DALAL andamp; CO CHENNAI | CASULATY | JDHS | 11390 / S4 / 10 DT 15.11.2010 | 2010-12-14 |  | 554 |  | NO AMC |  |  |  | 24-7-2013 | CONDEMNED
396 | B.P.apparatus table model | CRD_BPAT | 00072/BPAT/31 | C |  |  |  | 2007-12-28 | ASSOCIATED SURGICAL CHENNAI | ASSOCIATED SURGICAL CHENNAI | POT | JDHS | 6504/S4/07 DT 05-12-07 | 2007-12-28 |  | 520 |  | NO AMC |  |  |  | 18-7-2013 | CONDEMNED
397 | B.P.apparatus table model | CRD_BPAT | 00072/BPAT/83 | C |  |  |  | 2010-12-14 | M/S M.C DALAL andamp; CO CHENNAI | M/S M.C DALAL andamp; CO CHENNAI | PN WARD | JDHS | 11390 / S4 /10 DT 15.11.2010 | 2010-12-14 |  | 554 |  | NO AMC |  |  |  | 24-7-2013 | CONDEMNED
398 | B.P.apparatus table model | CRD_BPAT | 00072/BPAT/24 | C |  |  |  | 2007-12-28 | ASSOCIATED SURGICAL CHENNAI | ASSOCIATED SURGICAL CHENNAI | MSI | JDHS | 6504/S4/07 DT 05-12-2007 | 2007-12-28 |  | 520 |  | NO AMC |  |  |  | 18-7-2013 | CONDEMNED
399 | B.P.apparatus table model | CRD_BPAT | 00072/BPAT/79 | C |  |  |  | 2010-12-14 | M/S M. C DALAL andamp; CO CHENNAI | M/S M.C DALAL andamp; CO CHENNAI | AE WARD | JDHS | 11390 / S4 / 10.DT 15.11.2010 | 2010-12-14 |  | 554 |  | NO AMC |  |  |  | 24-7-2013 | CONDEMNED
400 | B.P.apparatus table model | CRD_BPAT | 00072/BPAT/58 | C |  |  |  | 2008-12-17 | M/S M.C DALAL andamp; CO CHENNAI | M/S M.C DALAL andamp; CO CHENNAI | ICCU | JDHS | 13816/S4/08 DT10-12-2008 | 2008-12-17 |  | 635 |  | NO AMC |  |  |  | 19-7-2013 | CONDEMNED
401 | B.P.apparatus table model | CRD_BPAT | 00072/BPAT/78 | C |  |  |  | 2010-12-14 | M / S M.C DALAL andamp; CO CHENNAI | M/S M. C DALAL andamp; CO CHENNAI | MOP | JDHS | 11390 / S4 / 10 DT 15.11.2010 | 2010-12-14 |  | 554 |  | NO AMC |  |  |  | 24-7-2013 | CONDEMNED
402 | B.P.apparatus table model | CRD_BPAT | 00072/BPAT/60 | C |  |  |  | 2008-12-17 | M/S M.C DALAL andamp; CO CHENNAI | M/S M.C DALAL andamp; CO CHENNAI | FPO | JDHS | 13816/S4/08 DT 10-12-2008 | 2008-12-17 |  | 635 |  | NO AMC |  |  |  | 19-7-2013 | CONDEMNED
403 | B.P.apparatus table model | CRD_BPAT | 00072/BPAT/69 | C |  |  |  | 2008-12-17 | M/S M.C DALAL andamp; CO CHENNAI | M / S M.C DALAL andamp; CO CHENNAI | F M WARD | JDHS | 13816 / S4 / 08 DT 10.12.2008 | 2008-12-17 |  | 635 |  | NO AMC |  |  |  | 24-7-2013 | CONDEMNED
404 | B.P.apparatus table model | CRD_BPAT | 00072/BPAT/29 | C |  |  |  | 2008-04-04 | ASSOCIATED SURGICAL CHENNAI | ASSOCIATED SURGICAL CHENNAI | FOP | OTHERS | 2394/NRHM/TNMSC/2008/DT.11.03.2008 |  |  | 520 |  | NO AMC |  |  |  | 18-7-2013 | CONDEMNED
405 | B.P.apparatus table model | CRD_BPAT | 00072/BPAT/64 | C |  |  |  | 2009-03-21 | M/ S M.C DALAL andamp; CO CHENNAI | M/S M. C DALAL andamp; CO CHENNAI | A N WARD | TNHSP | 2096 / S4 / 09 DT 14.3.2009 | 2009-03-21 |  | 660 |  | NO AMC |  |  |  | 24-7-2013 | CONDEMNED
406 | B.P.apparatus table model | CRD_BPAT | 00072/BPAT/103 | C | DELUXE MERCURIAL |  |  | 2013-06-26 | INDUSTRIAL ELECTRONIC andamp;ALLIED PRODUCTS PUNE | SURGICAL CENTER ERODE | MPO | OTHERS | 1990/S2/PWS/2013 | 2013-06-26 |  | 2205 |  | NO AMC |  |  |  | 21-3-2014 | W
407 | B.P.apparatus table model | CRD_BPAT | 00072/BPAT/66 | C |  |  |  | 2009-03-21 | M/S M. C DALAL andamp; CO CHENNAI | M/S M. C DALAL andamp; CO CHENNAI | CASULATY | JDHS | 2096 / S4 / 09 / DT 14.3.2009 | 2009-03-21 |  | 660 |  | NO AMC |  |  |  | 24-7-2013 | DELETE
408 | B.P.apparatus table model | CRD_BPAT | 00072/BPAT/99 | C | deluxe mercurial |  |  | 2013-06-25 | INDUSTRIAL ELECTRONIC andamp;ALLIED PRODUCTS PUNE | surgical center erode | BLOOD BANK | OTHERS | 1990/S2/PWS/2013 | 2013-06-25 |  | 2205 |  | NO AMC |  |  |  | 17-3-2014 | W
409 | B.P.apparatus table model | CRD_BPAT | 00072/BPAT/70 | C |  |  |  | 2008-12-17 | M/S M . C DALAL andamp; CO CHENNAI | M/S M.C DALAL andamp;CO CHENNAI | AN WARD | JDHS | 13816 / S4 / 08 DT 10.12.2008 | 2008-12-17 |  | 635 |  | NO AMC |  |  |  | 24-7-2013 | DELETE
410 | B.P.apparatus table model | CRD_BPAT | 00072/BPAT/103 | C | DELUXE MERCURIAL |  |  | 2013-06-26 | INDUSTRIAL ELECTRONIC andamp;APPLIED PRODUCTS PUNE | SURGICAL CENTER ERODE | AE WARD | OTHERS | 1990/S2/PWS/2013 | 2013-06-26 |  | 2205 |  | NO AMC |  |  |  | 21-3-2014 | W
411 | B.P.apparatus table model | CRD_BPAT | 00072/BPAT/75 | C |  |  |  | 2008-12-17 | M/S M.C DALAL andamp; CO CHENNAI | M/S M.C DALAL andamp; CO CHENNAI | MS I | JDHS | 13816 / S4 / 08 DT 10.12.2008 | 2008-12-17 |  | 635 |  | NO AMC |  |  |  | 24-7-2013 | DELETE
412 | B.P.apparatus table model | CRD_BPAT | 00072/BPAT/100 | C | DELUXE MERCURIAL |  |  | 2013-06-25 | INDUSTRIAL ELECTRONIC andamp;ALLIED PRODUCTS PUNE | SURGICAL CENTER ERODE | NCD | OTHERS | 1990/S2/PWS/2013 | 2013-06-25 |  | 2205 |  | NO AMC |  |  |  | 17-3-2014 | W
413 | B.P.apparatus table model | CRD_BPAT | 00072/BPAT/81 | C |  |  |  | 2010-12-14 | M/S M.C DALAL andamp; CO CHENNAI | M/S M. C DALAL andamp; CO CHENNAI | FOP | JDHS | 11390 / S4 / 10 DT 15.11.2010 | 2010-12-14 |  | 554 |  | NO AMC |  |  |  | 24-7-2013 | W
414 | B.P.apparatus table model | CRD_BPAT | 00072/BPAT/105 | C | DELUXE MERCURIAL |  |  | 2013-06-26 | INDUSTRIAL ELECTRONIC andamp;APPLIED PRODUCTS PUNE | SURGICAL CENTER ERODE | P N WARD | OTHERS | 1990/S2/PWS/2013 | 2013-06-26 |  | 2205 |  | NO AMC |  |  |  | 21-3-2014 | W
415 | B.P.apparatus table model | CRD_BPAT | 00072/BPAT/19 | C |  |  |  | 2007-12-28 | ASSOCIATED SURGICALL CHENNAI | ASSOCIATED SURGICAL CHENNAI | FPO | JDHS | 6504 / S4 / 07 DT 5.12.2007 | 2007-12-28 |  | 520 |  | NO AMC |  |  |  | 18-7-2013 | W
416 | B.P.apparatus table model | CRD_BPAT | 00072/BPAT/101 | C | DELUXE MERCURIAL |  |  | 2013-06-25 | INDUSTRIAL ELECTRONIC andamp;ALLIED PRODUCTS PUNE | SURGICAL CENTER ERODE | M M I | OTHERS | 1990/S2/PWS /2013 | 2013-06-25 |  | 2205 |  | NO AMC |  |  |  | 17-3-2014 | W
417 | B.P.apparatus table model | CRD_BPAT | 00072/BPAT/11 | C | [6 empty] | ICU |  |  |  |  | 0 |  | NO AMC |  |  |  | 18-12-2010 | DELETE
418 | B.P.apparatus table model | CRD_BPAT | 00072/BPAT/105 | C | DELUXE MERCURIAL |  |  | 2013-06-26 | INDUSTRIAL ELECTRONIC andamp;APPLIED PRODUCTS PUNE | SURGICAL CENTER ERODE | F P O | OTHERS | 1990/S2/PWS/2013 | 2013-06-26 |  | 2205 |  | NO AMC |  |  |  | 21-3-2014 | W
419 | B.P.apparatus table model | CRD_BPAT | 00072/BPAT/24 | C |  |  |  | 2007-12-28 | ASSOCIATED SURGICAL CHENNAI | ASSOCIATED SURGICAL CHENNAI | AN WARD | JDHS | 6504 / S4 / 07 DT 5.12.2007 | 2007-12-28 |  | 520 |  | NO AMC |  |  |  | 18-7-2013 | W
420 | B.P.apparatus table model | CRD_BPAT | 00072/BPAT/95 | C | DELUXE DIAMOND |  |  | 2013-06-24 |  | SURGICAL CENTRE ERODE | F O P | OTHERS | 1990/S2/PWS/2013 | 2013-06-24 |  | 2205 |  | NO AMC |  |  |  | 14-3-2014 | W
421 | B.P.apparatus table model | CRD_BPAT | 00072/BPAT/12 | C | [6 empty] | PN Ward |  |  |  |  | 0 |  | NO AMC |  |  |  | 18-12-2010 | DELETE
422 | B.P.apparatus table model | CRD_BPAT | 00072/BPAT/96 | C | DELUXE DIAMOND |  |  | 2013-06-24 |  | SURGICAL CENTRE ERODE | I C C U | OTHERS | 1990/S2/PWS /2013 | 2013-06-24 |  | 2205 |  | NO AMC |  |  |  | 14-3-2014 | W
423 | B.P.apparatus table model | CRD_BPAT | 00072/BPAT/13 | C | [6 empty] | Casuality |  |  |  |  | 0 |  | NO AMC |  |  |  | 18-12-2010 | DELETE
424 | B.P.apparatus table model | CRD_BPAT | 00072/BPAT/97 | C | DELUXE DIAMOND |  |  | 2013-06-24 |  | SURGICAL CENTER ERODE | FOP | OTHERS | 1990/S2/2013PWS | 2013-06-24 |  | 2205 |  | NO AMC |  |  |  | 14-3-2014 | W
425 | B.P.apparatus table model | CRD_BPAT | 00072/BPAT/77 | C |  |  |  | 2008-12-17 | M/S M.C DALAL andamp; CO CHENNAI | M/S M. C DALAL andamp; CO CHENNAI | FPO | JDHS | 13816 / S4 / 08 DT 10.12.2008 | 2008-12-17 |  | 635 |  | NO AMC |  |  |  | 24-7-2013 | DELETE
426 | B.P.apparatus table model | CRD_BPAT | 00072/BPAT/47 | C |  |  |  | 2008-12-10 | M/S MC DALAL andamp; CO CHENNAI | M/S M .C DALAL andamp; CO CHENNAI | CASULATY | JDHS | 13816 / S4 / 08 DT 4.12.2008 | 2008-12-10 |  | 635 |  | NO AMC |  |  |  | 19-7-2013 | DELETE
427 | B.P.apparatus table model | CRD_BPAT | 00072/BPAT/25 | C |  |  |  | 2007-12-28 | ASSOCIATED SURGICAL CHENNAI | ASSOCIATED SURGICAL CHENNAI | MS III | JDHS | 6504/S4/07 DT 05-12-2007 | 2007-12-28 |  | 520 |  | NO AMC |  |  |  | 18-7-2013 | DELETE
428 | B.P.apparatus table model | CRD_BPAT | 00072/BPAT/65 | C |  |  |  | 2009-03-21 | M/S M. C DALAL andamp; CO CHENNAI | M/S M.C DALAL andamp; CO CHENNAI | F M WARD | JDHS | 2096 / S4 / 09 DT 14.3.2009 | 2009-03-21 |  | 660 |  | NO AMC |  |  |  | 24-7-2013 | W
429 | Baby Incubators | NNE_BINC | 00072/BINC/1 | C |  |  |  | 2008-09-01 |  | MADRAS SURGICAL | [5 empty] | 0 | [5 empty] | 18-12-2010 | NA | DOUBLE ENTRY
430 | Baby Incubators | NNE_BINC | 00072/BINC/6 | C | Neotech | NA |  | 1995-03-28 | PHOENIX | PHOENIX | NB | OTHERS | 95100/CP II/1193 | 1995-03-28 |  | 65000 | [5 empty] | 18-12-2010 | w | Not in use
431 | Baby Incubators | NNE_BINC | 00072/BINC/3 | C | Neotech | [5 empty] | Labour Ward |  |  |  |  | 0 | [5 empty] | 18-12-2010 | NA | DOUBLE ENTRY
432 | Baby Incubators | NNE_BINC | 00072/BINC/4 | C | Neotech | NEOTECH 2007 2 |  | 2007-03-16 | NEOTECH | MADRAS SURGICAL | Labour Ward | OTHERS | 92206/Sandamp;P/1/06 | 2007-03-16 |  | 82000 | [5 empty] | 18-12-2010 | W
433 | Baby Incubators | NNE_BINC | 00072/BINC/5 | C | Neotech | NEOTECH 2007 1 |  | 2007-03-16 | NEOTECH | MADARS SURGICAL | NB | OTHERS | 92206/Sandamp;P/1/2006 | 2007-03-16 | 2007-03-16 | 82000 | [5 empty] | 18-12-2010 | W
434 | Baby Incubators | NNE_BINC | 00072/BINC/2 | C |  |  |  | 2008-09-01 |  | MADRAS SURGICAL | [5 empty] | 0 | [5 empty] | 18-12-2010 | NA | DOUBLE ENTRY
435 | Balance-Chemical | LAB_CHBAL | 00072/CHBAL/1 | C |  |  |  | 2011-12-05 | JUPITOR | JUPITOR |  | RCH | RCH ii/TNMSC/ENGG/7146 |  |  | 1900 |  | NO AMC |  |  |  | 23-8-2012 | NW | CONDEMNED
436 | Bowl Steriliser - big | OTE_BSBG | 00072/BSBG/4 | C |  |  |  | 2007-05-29 | VISHAL HOSPITAL STEEL FORMAN CHENNAI | VISHAL HOSPITAL STEEL FORMAN CHENNAI | AOT | DMS | 10852 / Sandamp;P / 1/ 07 DT 19.2.2007 | 2007-05-29 |  | 9720 | [5 empty] | 2013-08-07 | w
437 | Bowl Steriliser - big | OTE_BSBG | 00072/BSBG/1 | C |  |  |  | 2000-03-23 | M / S ASSOCIATED SUGICAL CHENNAI | M/S ASSOCIATED SUGICAL CHENNAI | COT | JDHS | 175 / 2000 / S DT 21.3.2000 | 2000-03-23 |  | 13500 | [5 empty] | 2013-08-07 | w
438 | Bowl Steriliser - big | OTE_BSBG | 00072/BSBG/3 | C |  |  |  | 1987-08-06 | M / S ASSOCIATED SURGICAL INDIA | M / S ASSOCIATED SURGICAL INDIA | AOT | DMS | 128575 / CP II / 87 DT 6.3.87 | 1987-08-06 |  | 10648 | [5 empty] | 2013-08-07 | NW | CONDEMNED
439 | Bowl Steriliser - big | OTE_BSBG | 00072/BSBG/2 | C |  |  |  | 1987-09-30 | M /S ASSOCIATED SUGICAL INDIA | M /S ASSOCIATED SUGICAL INDIA | BOT | DMS | 128575 / CP II / 1 / 87 DT 6.3.87 | 1987-09-30 |  | 10648 | [5 empty] | 2013-08-07 | W
440 | Cardiac Monitor | CRD_EBSM | 00072/EBSM/4 | C | Microman-Nxt | X007T0110 |  | 2008-01-07 | Landamp;T | Landamp;T | ICCU | TNHSP | TNHSP/TNMSC/P2E9/2007 | 2008-06-21 | 2009-01-20 | 27000 |  | AMC |  | 2011-02-28 | Landamp;T | 25-12-2010 | W
441 | Cardiac Monitor | CRD_EBSM | 00072/EBSM/6 | C | CONCEPT INTEGRATION | C10812AM58 |  | 2009-01-20 | CONCEPT INTEGRATION | CONCEPT INTEGRATION | AOT | TNHSP | TNHSP/TNMSC/P3E13/2008 | 2009-06-11 |  | 24500 |  | AMC |  |  | NIL | 2012-04-09 | W
442 | Cardiac Monitor | CRD_EBSM | 00072/EBSM/2 | C |  |  |  | 2008-07-01 |  | LandT MYSORE | [5 empty] | 0 | [5 empty] | 18-12-2010 | NA | DOUBLE ENTRY
443 | Cardiac Monitor | CRD_EBSM | 00072/EBSM/3 | C | Microman-Nxt | X07T0020 |  | 2008-01-07 | Landamp;T | Landamp;T | ICCU | TNHSP | TNHSP/TNMSC/P2E9/2007 | 2008-06-21 | 2009-01-20 | 27000 |  | AMC |  | 2011-02-28 | Landamp;T | 25-12-2010 | W
444 | Cardiac Monitor | CRD_EBSM | 00072/EBSM/5 | C |  | C10812AM56 |  | 2009-01-20 | concept integarations | concept integarations | AOT | TNHSP | TNHSP/TNMSC/P3E13 | 2009-01-20 |  | 24990 |  | NO AMC |  |  |  | 24-8-2012 | NW | CONDEMNED
445 | Cardiac Monitor | CRD_EBSM | 00072/EBSM/1 | C |  |  |  | 2008-07-01 |  | LandT MYSORE | [5 empty] | 0 | [5 empty] | 18-12-2010 | NA | DOUBLE ENTRY
446 | Cardiac Monitor with defibrillator | CRD_DEFI | 00072/DEFI/7 | C | G-CARE CAT 082 | 8080 |  | 2009-03-16 | SILICON LAB | SILICON LABS | ICCU | OTHERS | 8623/Sandamp;P/1/2009 | 2009-12-23 | 2010-03-15 | 68000 | [5 empty] | 18-12-2010 | NA | DOUBLE ENTRY
447 | Cardiac Monitor with defibrillator | CRD_DEFI | 00072/DEFI/6 | C |  |  |  | 2007-06-02 |  | TRIVITRO MEDICAL SYSTEM | [5 empty] | 0 | [5 empty] | 18-12-2010 | NA | DOUBLE ENTRY
448 | Cardiac Monitor with defibrillator | CRD_DEFI | 00072/DEFI/5 | C | HEART START XL | US00445459 |  |  | Philips | Philips Electronics India Ltd | ICU |  |  |  |  | 0 | [5 empty] | 18-12-2010 | W
449 | Cardiac Monitor with defibrillator | CRD_DEFI | 00072/DEFI/4 | C | HEART START XL | US00445458 |  |  | Philips | Philips Electronics India Ltd | AE WARD |  |  |  |  | 0 | [5 empty] | 18-12-2010 | W
450 | Cardiac Monitor with defibrillator | CRD_DEFI | 00072/DEFI/8 | C | Cardiolife | 3079 |  | 2007-02-06 | Nihon khoden | Trivitron Medical | ICU | TNHSP |  | 2007-02-06 | 2008-02-06 | 0 |  | AMC |  | 2011-01-31 | Trivitron Medical | 25-12-2010 | W
451 | Cardiac Monitor with defibrillator | CRD_DEFI | 00072/DEFI/2 | C | Cardio Aid |  |  | 2008-01-25 |  | Jupiter | ICU |  |  |  |  | 0 | [5 empty] | 18-12-2010 | NW | CONDEMNED
452 | Cardiac Monitor with defibrillator | CRD_DEFI | 00072/DEFI/1 | C | hEART START XL | [5 empty] | AE Ward |  |  |  |  | 0 | [5 empty] | 18-12-2010 | NA | DOUBLE ENTRY
453 | Cardiac Monitor with defibrillator | CRD_DEFI | 00072/DEFI/3 | C | Cardio Aid |  |  | 2008-01-25 |  | Jupiter | ICU |  |  |  |  | 0 | [5 empty] | 18-12-2010 | NA | DOUBLE ENTRY
454 | Centrifuge | LAB_COMC | 00072/COMC/1 | C | CRYOFUGE 6000 | 41698155 |  | 2014-09-27 | THERMOFISHER SCIENTIFIC PVT LTD MUMBAI | THRMOFISHER SCIENTIFIC PVT LTD MUMBAI | BLOOD BANK | TNMSC | 5859/TNMSC/ENGG/2014-1 | 2014-09-27 | 2017-09-27 | 0 |  | CAMC |  |  | THEROFISHER SCIENTIFIC PVT LTD MUMBAI | 18-2-2015 | W
455 | Coagulation Analyser | LAB_COAGA | 00072/COAGA/1 | C | CA-50 | A4602 |  | 2008-05-23 | TRANSASIA BIOMEDICAL | TANSASIA BIOMEDICAL | LAB | DMS | 12798/STP-1/08 | 2008-05-23 |  | 195000 |  | NO AMC |  |  |  | 24-8-2012 | W
456 | Dielectric Tube Sealer | LAB_DIES_T | 00072/DIES/1 | C |  | 910344 |  | 2009-10-27 | TERUMOPENPOLE | TERUMOPENPOLE | BB Blood Bank | TNMSC | BLOODBANK/TNMSC/TANSACS/2009-01 | 2009-10-30 | 2010-10-27 | 72000 |  | CAMC |  |  | TERUMOPENPOLE | 18-12-2010 | W
457 | Electri centrifuger | LAB_CENT | 00072/CENT/5 | C | R8C | IDLC-4081 |  |  | REMI | REMI | BB Bank |  |  |  |  | 0 | [5 empty] | 18-12-2010 | W
458 | Electri centrifuger | LAB_CENT | 00072/CENT/1 | C | 3100 | 37437 |  |  | HETTICH | HETTICH | LAB |  |  |  |  | 0 |  | NO AMC |  |  |  | 18-12-2010 | W
459 | Electri centrifuger | LAB_CENT | 00072/CENT/2 | C | BD 154 | 73718 |  | 2009-07-06 | BD INSTRUMENTS | SOLOKRAFT CHENNAI | LAB | TNHSP | TNHSP/TNMSC/ICB/P352/2009 |  | 2010-07-05 | 11308 |  | AMC |  |  |  | 18-12-2010 | W
460 | Electri centrifuger | LAB_CENT | 00072/CENT/3 | C | R8C | IDLC-4082 |  | 2008-08-01 | REMI | REMI | BLOOD BANK |  |  |  |  | 0 | [5 empty] | 18-12-2010 | W
461 | Electri centrifuger | LAB_CENT | 00072/CENT/4 | C | C8C | 0 923 |  |  | RAJA ENTERPRICES | RAJA ENTERPRICES | BB Bank |  |  |  |  | 0 | [5 empty] | 18-12-2010 | W
462 | Electric Calorimeter | LAB_CALO | 00072/CALO/1 | C |  |  |  | 2011-01-21 | Jupiter scientific | Jupiter Scientific | Lab | RCH | RCH II/TNMSC/ENGG/7146/2010 |  |  | 6300 | [5 empty] | 29-6-2012 | W
463 | Emergency Lamp | OTH_EML | 00072/EML/9 | C |  |  |  | 2009-03-06 | UNI PHARMA INDIA CHENNAI | UNI PHARMA INDIA CHENNAI | ANWD | DMS | 78102/Sandamp;P/1/07/DT.03.02.2009 |  |  | 2046 | [5 empty] | 2013-04-07 | NW | CONDEMNED
464 | Emergency Lamp | OTH_EML | 00072/EML/4 | C |  |  |  |  | UNI PHARM INDIAN | UNI PHARM INDIAN | AN WARD | DMS | 78102/Sandamp;P/ 1/02 DT 3.2.2009 |  |  | 2038 | [5 empty] | 2013-03-07 | NW | CONDEMNED
465 | Emergency Lamp | OTH_EML | 00072/EML/10 | C |  |  |  | 2009-03-06 | UNI PHARMA INDIA CHENNAI | UNI PHARMA INDIA CHENNAI | AOT | DMS | 78102/Sandamp;P/1/07 DT.03.02.2009 |  |  | 2046 | [5 empty] | 2013-04-07 | NW | CONDEMNED
466 | Emergency Lamp | OTH_EML | 00072/EML/8 | C |  |  |  | 2009-03-06 | UNI PHARMA INDIA CHENNAI | UNI PHARMA INDIA CHENNAI | AOT | DMS | 78102/Sandamp;P/1/07/DT.03.02.2009 |  |  | 2046 | [5 empty] | 2013-04-07 | NW | CONDEMNED
467 | Emergency Lamp | OTH_EML | 00072/EML/1 | C |  |  |  | 2009-07-21 | UNI PHARMA INDIA | UNI PHARMA INDIA | AOT | DMS | 78102/Sandamp;P/1/02 DT.03.02.2009 |  |  | 2046 | [5 empty] | 2013-03-07 | NW | CONDEMNED
468 | Emergency Lamp | OTH_EML | 00072/EML/6 | C |  |  |  | 2009-03-06 | UNI PHARMA INDIA | UNI PHARMA INDIA | ANWD | DRHM | 78102/Sandamp;P/1/07 DT.3.02.2007 |  |  | 2046 | [5 empty] | 2013-04-07 | NW | CONDEMNED
469 | Emergency Lamp | OTH_EML | 00072/EML/7 | C |  |  |  | 2009-03-06 | UNI PHARMA INDIA CHENNAI | UNI PHARMA INDIA CHENNAI | AN WD | DMS | 78102/Sandamp;P/1/07/DT.03.02.2009 |  |  | 2046 | [5 empty] | 2013-04-07 | NW | CONDEMNED
470 | Emergency Lamp | OTH_EML | 00072/EML/3 | C |  |  |  | 2009-07-21 | UNI PHRAM INDIA | UNI PHARM INDIA | AN WARD | DMS | 78102/Sandamp;P/1/02 DT 3.2.2009 |  |  | 2046 | [5 empty] | 2013-03-07 | NW | CONDEMNED
471 | Emergency Lamp | OTH_EML | 00072/EML/2 | C |  |  |  | 2009-07-21 | UNI PHARMA INDIA | UNI PHARMA INDIA | AOT | DMS | 78102/Sandamp;P/1/02/DT.03.02.2009 |  |  | 2046 | [5 empty] | 2013-03-07 | NW | CONDEMNED
472 | Emergency Lamp | OTH_EML | 00072/EML/4 | C |  |  |  | 2009-07-21 | UNI PHARMA INDIA | UNI PHARMA INDIA | AN WD | DMS | 78102/Sandamp;P/1/02/ DT.03.02.2009 |  |  | 2046 | [5 empty] | 2013-03-07 | NW | CONDEMNED
473 | Focus lamp Ordinary | OTE_FOLP | 00072/FOLP/4 | C |  |  |  | 2010-12-02 | GENARAL SURGICALS CHENNAI | GENERAL SURGICALS CHENNAI | AN WARD | RCH | RCH-II/TNMSC/ENGG/4378/6/10/2010 | 2010-12-10 |  | 4940 |  | NO AMC |  |  |  | 28-3-2013 | W
474 | Focus lamp Ordinary | OTE_FOLP | 00072/FOLP/2 | C |  |  |  | 2010-12-02 | GENERAL SURGICALS CHENNAI | GENERAL SURGICALS CHENNAI | CASUALTY | RCH | RCH-II/TNMSC/ENGG/4578/6/10/2010 | 2010-12-10 |  | 4940 |  | NO AMC |  |  |  | 28-3-2013 | W
475 | Focus lamp Ordinary | OTE_FOLP | 00072/FOLP/3 | C |  |  |  | 2010-12-02 | GENERAL SURGICALS CHENNAI | GENERAL SURGICALS CHENNAI | AN WARD | RCH | RCH-II/TNMSC/ENGG/4578/6/10/2010 | 2010-12-10 |  | 4940 |  | NO AMC |  |  |  | 28-3-2013 | W
476 | Focus lamp Ordinary | OTE_FOLP | 00072/FOLP/1 | C |  |  |  | 2010-12-02 | GENERAL SURGICALCHENNAI | GENERAL SURGICALS CHENNAI | AN WARD | RCH | RCHII/TNMSC/ENG/4578/6/10/2010 | 2010-12-10 |  | 4940 |  | NO AMC |  |  |  | 28-3-2013 | W
477 | Foetal Doppler | NNE_FDOP | 00072/FDOP/1 | C |  |  |  | 2008-04-25 |  | VISHBAH-CBE | [5 empty] | 0 | [5 empty] | 18-12-2010 | NW | CONDEMNED
478 | Foetal Doppler | NNE_FDOP | 00072/FDOP/2 | C | CMS 500++BF 23416 |  |  | 2007-02-10 | MADRAS SURGICALL AND CHEMICALS CHENNAI | MADRAS SURGICAL AND CHEMICALS CHENNAI | AN WARD | DMS | TNHSP/TNMSC/ ENGG/CE10/06 DT 3.11.2006 | 2007-02-10 |  | 83896 | [5 empty] | 2013-01-07 | NW | CONDEMNED
479 | Generator | OTH_GEN | 00072/GEN/1 | C | AGW15007 | 201102002 |  | 2011-06-14 | ATVL GENERATOR P LTD AGRA | ATVLGENERATOR (P)LTD AGRA | EYE WARD | TNHSP | 5535/SAR/P4/10/03-2011 |  |  | 249900 |  | NO AMC |  |  |  | 27-3-2013 | W
480 | Generator | OTH_GEN_T | 00072/GEN/2 | C | honda |  |  | 2006-11-06 |  | PREMIER ENGINEERS | AOT |  |  |  |  | 0 | [5 empty] | 18-12-2010 | W
481 | Generator | OTH_GEN_T | 00072/GEN/1 | C | honda |  |  | 2006-11-06 |  | PREMIER ENGINEERS | Eye |  |  |  |  | 0 | [5 empty] | 18-12-2010 | W
482 | Generator | OTH_GEN_T | 00072/GEN/3 | C | EXK 2800 S |  |  |  | Fermier | Fermier | OT | TNHSP |  |  |  | 0 |  | AMC |  | 2011-01-30 | Fermier | 25-12-2010 | W
483 | Glucometer | LAB_GLMT | 00072/GLMT/2 | C |  |  |  | 2012-03-05 | Aspen | SDurgical center | NICU | TNHSP |  | 2012-03-07 |  | 0 | [5 empty] | 29-5-2012 | W
484 | Glucometer | LAB_GLMT | 00072/GLMT/1 | C | [6 empty] | FM Ward |  |  |  |  | 0 | [5 empty] | 18-12-2010 | W
485 | Glucometer | LAB_GLMT | 00072/GLMT/3 | C |  | 1 |  | 2012-03-05 | ERODE SURGICAL CENTRE | ERODE SURGICAL CENTRE | NEW BORN WARD | OTHERS | 527/S1/2012 | 2012-03-07 |  | 1260 |  | NO AMC |  |  |  | 26-3-2013 | W
486 | Gonioscope | EYE_GSCP | 00072/GSCP/1 | C |  |  |  | 2010-01-31 |  | SABERWAL SURGICALS | EYE WARD | TNHSP | TNHSP/TNMSC/ENGG/P3A21/24/09/2009 |  |  | 4992 |  | AMC |  | 2014-01-29 | SABERWAL SURGICALS | 27-3-2013 | W
487 | Haemoglobinometer | LAB_HBMT | 00072/HBMT/1 | C | BDI E55 | 20110704 |  | 2011-10-10 | Labotech | Solokraft industries | Lab | RCH |  |  |  | 4300 | [5 empty] | 29-5-2012 | w
488 | Haemoglobinometer | LAB_HBMT | 00072/HBMT/4 | C | BDI E55 | 20110736 |  | 2011-10-10 | Labotech | Solokraft industries | Lab | RCH |  |  |  | 4300 | [5 empty] | 29-5-2012 | w
489 | Haemoglobinometer | LAB_HBMT | 00072/HBMT/3 | C | BDI E55 | 20110795 |  | 2011-10-10 | Labotech | Solokraft Industries | Lab | RCH |  |  |  | 0 | [5 empty] | 29-5-2012 | w
490 | Haemoglobinometer | LAB_HBMT | 00072/HBMT/2 | C | BDI E55 | 20110702 |  | 2011-10-10 | Labotech | Solokraft industries | lab | RCH |  |  |  | 4300 | [5 empty] | 29-5-2012 | w
491 | Infusion Pump/Infusion Syringe Pump/Insulin Syringe Pump | CRD_INPM | 00072/INPM/22 | C | ST 1000 | SAMTRONIC 7 |  | 2010-10-05 | TRANS HEALTH CARE INDIA PVT LTD CHENNAI | TRANS HEALTH CARE INDIA PVT LTD CHENNAI | WARD | RCH | RCH II / TNMSC /ENGG/ E37 / 2010-1 DT 30.7.2010 | 2010-10-05 | 2011-10-05 | 26100 | [5 empty] | 2013-08-07 | NA | CONDEMNED
492 | Infusion Pump/Infusion Syringe Pump/Insulin Syringe Pump | CRD_INPM | 00072/INPM/16 | C | EVADROP MP -1000 | MP1ALH203 |  | 2011-10-10 | Schiller Health Care | Schiller health Care | NICU | TNHSP | TNHSP/TNMSC/AG16/2011 | 2012-04-03 | 2015-04-02 | 25900 |  | NO AMC |  |  |  | 29-5-2012 | w
493 | Infusion Pump/Infusion Syringe Pump/Insulin Syringe Pump | CRD_INPM | 00072/INPM/18 | C | EVADROPE MP-1000 | MP1ALH205 |  | 2011-10-10 | Schiller Health Care | SCHILLER | ICCU | TNHSP | TNHSP/TNMSC/AG16/2011 | 2012-04-03 | 2015-04-02 | 25900 | [5 empty] | 29-5-2012 | w
494 | Infusion Pump/Infusion Syringe Pump/Insulin Syringe Pump | CRD_INPM | 00072/INPM/27 | C | Evadrop-SP-100 | 10103163 |  | 2010-12-16 | SCHILLER HEALTH CARE PVT LTD PONDICHERRY | SCHILLER HEALTH CARE PVT LTD PONDICHERRY | AOT | RCH | RCH II / TNMSC / ENGG/ E -37-2010-2 DT 23.9.2010 | 2010-12-16 |  | 2703 | [5 empty] | 2013-10-07 | W
495 | Infusion Pump/Infusion Syringe Pump/Insulin Syringe Pump | CRD_INPM | 00072/INPM/26 | C | ST1000 | SAMTRONIC 3 |  | 2010-10-05 | TRANS HEALTH CARE INDIA PVT LTD CHENNAI | TRANS HEALTH CARE INDIA PVT LTD CHENNAI |  | RCH | RCH II / TNMSC / ENGG/ E37 / 2010 -1 DT 30.7.2010 | 2010-10-05 | 2011-10-05 | 26100 | [5 empty] | 2013-08-07 | NA | CONDEMNED
496 | Infusion Pump/Infusion Syringe Pump/Insulin Syringe Pump | CRD_INPM | 00072/INPM/17 | C | EVADROP-MP-1000 | MP1ALH204 |  | 2011-10-10 | SCHILLER | Schiller Health Care | ICCU | TNHSP | TNHSP/TNMSC/AG16/2011 | 2012-04-03 | 2015-04-02 | 25900 | [5 empty] | 29-5-2012 | w
497 | Infusion Pump/Infusion Syringe Pump/Insulin Syringe Pump | CRD_INPM | 00072/INPM/32 | C | ST 1000 | SAMTRONIC 2 |  | 2010-10-05 | TRANS HEALTH CARE INDIA (P) LTD | TRANS HEALTH CARE INDIA (P) LTD | NB WARD | RCH | RCH II / TNMSC / ENGG / E38 / 2010-11 DT 30.7.2010 | 2010-10-05 |  | 26100 | [5 empty] | 2013-10-07 | NA | CONDEMNED
498 | Infusion Pump/Infusion Syringe Pump/Insulin Syringe Pump | CRD_INPM | 00072/INPM/23 | C | ST1000 | SAMTRONIC 6 |  | 2010-10-05 | TRANS HEALLTH CARE INDIA PVT LTD CHENNAI | TRANS HEALTH CARE INDIA PVT LTD CHENNAI |  | RCH | RCH II/ TNMSC / ENGG/ E37 / 2010-1 DT 30.7.2010 | 2010-10-05 | 2011-10-05 | 26100 | [5 empty] | 2013-08-07 | NA | CONDEMNED
499 | Infusion Pump/Infusion Syringe Pump/Insulin Syringe Pump | CRD_INPM | 00072/INPM/21 | C | ST 670 | 37759D/28 |  | 2010-10-05 | TRANS HELTH CARE INDIA PVT LTD CHENNAI | TRANS HELTH CARE INDIA PVT LTD CHENNAI |  | RCH | RCH II / TNMSC/ ENGG/ E38/ 2010-1 DT 30.7.2010 | 2010-10-05 | 2011-10-05 | 26100 | [5 empty] | 2013-08-07 | w
500 | Infusion Pump/Infusion Syringe Pump/Insulin Syringe Pump | CRD_INPM | 00072/INPM/25 | C | ST1000 | SAMTRONIC 4 |  | 2010-10-05 | TRANS HEALTH CARE INDIA PVT LTD CHENNAI | TRANS HEALTH CARE INDIA PVT LTD CHENNAI |  | RCH | RCH II / TNMSC / ENGG / E37 /2010-1 DT 30.7.2010 | 2010-10-05 | 2011-10-05 | 26100 | [5 empty] | 2013-08-07 | NA | CONDEMNED
501 | Infusion Pump/Infusion Syringe Pump/Insulin Syringe Pump | CRD_INPM | 00072/INPM/19 | C | TRIVITRON-TRIVIFUSA | 1 |  | 2007-04-03 | TRIVITRAN MEDICAL SYSTEM | TRIVITRAN MEDICAL SYSTEM | NB WARD | OTHERS | 92206/Sandamp;P/2006 |  |  | 24000 | [5 empty] | 17-9-2012 | nw | CONDEMNED
502 | Infusion Pump/Infusion Syringe Pump/Insulin Syringe Pump | CRD_INPM | 00072/INPM/24 | C | ST1000 | SAMTRONIC 5 |  | 2010-10-05 | TRANS HEALTH CARE INDIA PVT LTD CHENNAI | TRANS HEALTH CARE INDIA PVT LTD CHENNAI | WARD | RCH | RCH II / TNMSC / ENGG/ E 37 2010-1 DT 30.7.2010 | 2010-10-05 | 2011-10-05 | 26100 | [5 empty] | 2013-08-07 | NA | CONDEMNED
503 | Infusion Pump/Infusion Syringe Pump/Insulin Syringe Pump | CRD_INPM | 00072/INPM/29 | C | Evadrop-SP-100 | 10103165 |  | 2010-12-16 | SCHILLER HEALTH CARE PVT LTD PONDICHERRY | SCHILLER HEALTH CARE PVT LTD PONDICHERRY | ICCU | RCH | RCH II / TNMSC / ENGG / E -37 2010-2 DT 23.9.2010 | 2010-12-16 |  | 2703 | [5 empty] | 2013-10-07 | W
504 | Infusion Pump/Infusion Syringe Pump/Insulin Syringe Pump | CRD_INPM | 00072/INPM/20 | C | ST 670 | 37712D/28 |  | 2010-10-05 | TRANS HELTH CARE INDIA PVT LTD CHENNAI | TRANS HELTH CARE INDIA PVT LTD CHENNAI | NB | RCH | RCH II / TNMSC / ENGG/ E37 / 2010- 1 DT 30.7.2010 | 2010-10-05 | 2011-10-04 | 21600 | [5 empty] | 2013-08-07 | W
505 | Infusion Pump/Infusion Syringe Pump/Insulin Syringe Pump | CRD_INPM | 00072/INPM/28 | C | EVADROP | 10103164 |  | 2010-12-16 | SCHILLER HEALTH CARE PVT LDT PONDICHERRI | SCHILLER HEALTH CARE PVT LTD PONDICHERRI | AE WARD | RCH | RCH II / TNMSC / ENGG / E - 37-2010 -2 DT 23- 09 .2010 | 2010-12-16 |  | 2703 | [5 empty] | 2013-10-07 | W
506 | Infusion Pump/Infusion Syringe Pump/Insulin Syringe Pump | CRD_INPM | 00072/INPM/30 | C | EVADROP SP 300 | 10103166 |  | 2010-12-16 | SCHILLER HEALTH CARE PVT LTD PONDICHERRY | SCHILLER HEALTH CARE PVT LTD PONDICHERRY | NB WARD | RCH | RCH II / TNMSC / ENGG/ E - 37- 2010 -2 DT 23.9.2010 | 2010-12-16 |  | 2703 | [5 empty] | 2013-10-07 | W
507 | Infusion Pump/Infusion Syringe Pump/Insulin Syringe Pump | CRD_INPM | 00072/INPM/31 | C | EVADROP SP 300 | 10103167 |  | 2010-12-16 | SCHILLER HEALTH CARE PVT LTD PONDICHERRY | SCHILLER HEALTH CARE PVT LTD PONDICHERRY | NB WARD | RCH | RCH II / TNMSC / ENGG / E37 2010-2 DT 23.9.2010 | 2010-12-16 |  | 2703 | [5 empty] | 2013-10-07 | W
508 | Infusion Pump/Infusion Syringe Pump/Insulin Syringe Pump | CRD_INPM | 00072/INPM/33 | C | ST 1000 | SAMTRONIC 1 |  | 2010-10-05 | TRANS HEALTH CARE INDIA (P) LTD | TRANS HEALTH CARE INDIA (P) LTD | NB WARD | RCH | RCH II / TNMSC / ENGG / E38 / 2010-11 DT 30.7.2010 | 2010-10-05 | 2011-10-06 | 22464 | [5 empty] | 2013-10-07 | NA | CONDEMNED
509 | Infusion pump | CRD_INPM | 00072/INPM/5 | C |  | 5 |  | 2007-03-28 | SAMTRONIC | TRANS HHEALTH CARE | STORE | RCH | RCH II/TNMSC/ENG/E37/2010 | 2010-10-05 |  | 26000 |  | NO AMC |  |  |  | 18-12-2010 | NA | DOUBLE ENTRY
510 | Infusion pump | CRD_INPM | 00072/INPM/7 | C | ST 1000 | 7 |  | 2010-10-05 | SAMTRONIC | TRANS HEALTH CARE | STORE | RCH | RCH II/TNMSC/ENG/E37/2010 | 2010-10-05 |  | 26100 |  | NO AMC |  |  |  | 18-12-2010 | NA | DOUBLE ENTRY
511 | Infusion pump | CRD_INPM | 00072/INPM/2 | C | ST 1000 | 2 |  | 2010-10-05 | SAMTRONIC | TRANS HEALTH CARE | STORE | RCH | RCH II/TNMSC/ENG/E37/2010 |  |  | 26000 |  | NO AMC |  |  |  | 18-12-2010 | NA | DOUBLE ENTRY
512 | Infusion pump | CRD_INPM | 00072/INPM/14 | C | Trifusa |  |  | 2007-02-21 |  | Trivitron Medical | NICU | TNHSP |  | 2007-02-21 | 2008-02-21 | 0 |  | AMC |  | 2011-01-30 | Trivitron Medical | 25-12-2010 | NW | CONDEMNED
513 | Infusion pump | CRD_INPM | 00072/INPM/8 | C | TRIVIFUSA | TRIVITRON 1 |  | 2007-03-04 | TRIVITRON | TRIVITRON | WARD | OTHERS | 92206/Sandamp;P/2006 | 2007-04-02 | 2008-04-02 | 22500 | [5 empty] | 18-12-2010 | NW | CONDEMNED
514 | Infusion pump | CRD_INPM | 00072/INPM/4 | C | ST 1000 | 4 |  | 2010-10-05 | SAMTRONIC | TRANS HEALTH CARE | ICU | RCH | RCH II/TNMSC/ENG/E37/2010 | 2010-10-05 |  | 26000 |  | NO AMC |  |  |  | 18-12-2010 | NA | DOUBLE ENTRY
515 | Infusion pump | CRD_INPM | 00072/INPM/15 | C | Trifusa |  |  | 2007-02-21 |  | Trivitron Medical | NICU | TNHSP |  | 2007-02-21 | 2008-02-21 | 0 |  | AMC |  | 2011-01-30 | Trivitron Medical | 25-12-2010 | NW | CONDEMNED
516 | Infusion pump | CRD_INPM | 00072/INPM/10 | C | TRIVIFUSA | TRIVITRON 3 |  | 2007-03-04 | TRIVITRON | TRIVITRON | WARD | OTHERS | 92206/Sandamp;P/2006 | 2007-04-03 | 2008-04-02 | 25500 | [5 empty] | 18-12-2010 | NW | CONDEMNED
517 | Infusion pump | CRD_INPM | 00072/INPM/11 | C | TRIVIFUSA | TRIVITRON 4 |  | 2007-03-04 | TRIVITRON | TRIVITRON | WARD | OTHERS | 92206/Sandamp;P/2006 | 2007-04-03 | 2008-04-03 | 25500 | [5 empty] | 18-12-2010 | NW | CONDEMNED
518 | Infusion pump | CRD_INPM | 00072/INPM/12 | C | TRIVIFUSA | TRIVITRON 5 |  | 2007-03-04 | TRIVITTRON | TRIVITRON | WARD | OTHERS | 92206/Sandamp;P/2006 | 2007-04-03 | 2008-04-03 | 25500 | [5 empty] | 18-12-2010 | NW | CONDEMNED
519 | Infusion pump | CRD_INPM | 00072/INPM/13 | C | TRIVIFUSA | TRIVITRON 6 |  | 2007-04-03 | TRIVITRON | TRIVITRON | WARD | OTHERS | 92206/Sandamp;P/2006 | 2007-04-03 | 2008-04-03 | 25500 | [5 empty] | 18-12-2010 | NW | CONDEMNED
520 | Infusion pump | CRD_INPM | 00072/INPM/3 | C | ST 1000 | 3 |  | 2010-10-05 | SAMTRNIC | TRANS HEALTH CARE | ICU | RCH | RCH II/TNMSC/ENGG/E37/2010 | 2010-10-05 |  | 26000 |  | NO AMC |  |  |  | 18-12-2010 | NA | DOUBLE ENTRY
521 | Infusion pump | CRD_INPM | 00072/INPM/1 | C | ST 6000 | 31710T/05 |  | 2007-02-21 | SAMTRONIC | TRANS HEALTH CARE | NEW BORN WARD | RCH |  | 2010-10-12 |  | 26100 |  | NO AMC |  |  |  | 18-12-2010 | W
522 | Infusion pump | CRD_INPM | 00072/INPM/9 | C | TRIVIFUSA | TRIVITRON 2 |  | 2007-03-04 | TRIVITRON | TRIVITRON | WARD | OTHERS | 92206/Sandamp;P/2006 | 2007-04-03 | 2008-04-02 | 25500 | [5 empty] | 18-12-2010 | NW | CONDEMNED
523 | Infusion pump | CRD_INPM | 00072/INPM/6 | C | ST 1000 | 6 |  | 2010-10-05 | SAMTRONIC | TRANS HEALTH CARE | STORE | RCH | RCH II/TNMSC/ENG/E37/2010 | 2010-10-05 |  | 26000 |  | NO AMC |  |  |  | 18-12-2010 | NA | DOUBLE ENTRY
524 | Inverter | OTH_INV_T | 00072/INV/2 | C |  |  |  | 2006-11-08 |  | NUMERIC POWER ENGINEERS | AN |  |  |  |  | 0 | [5 empty] | 18-12-2010 | NA | To be delete
525 | Inverter | OTH_INV_T | 00072/INV/1 | C |  |  |  | 2006-11-08 |  | NUMERIC POWER ENGINEERS | NB |  |  |  |  | 0 |  | NO AMC |  |  |  | 18-12-2010 |  | To be delete
526 | Keratometer | EYE_KER | 00072/KER/2 | C | [11 empty] | 0 | [5 empty] | 2014-01-09 | NA | DOUBLE ENTRY
527 | Keratometer | EYE_KER | 00072/KER/1 | C | vikm.11 | 110265 |  | 2010-01-12 | M.C.DALALandamp;CO CHENNAI | M.C.Dalal andamp; co CheNNAI | EYE WARD | TNHSP | TNHSP/TNMSC/ENG/P3A20/2009/24/09/2009 | 2011-09-26 |  | 14974 |  | NO AMC |  |  |  | 27-3-2013 | W
528 | Keratometer | EYE_KER | 00072/KER/3 | C | NIL | KERATOMETER 3 |  |  | NIL |  |  | OTHERS |  |  |  | 0 | [5 empty] | 2014-01-09 | W
529 | Lab Incubator | LAB_INCU | 00072/INCU/1 | C | Universal | BB/INC/01 |  |  |  |  | BLOOD BANK |  |  |  |  | 0 | [5 empty] | 18-12-2010 | W
530 | Lab Incubator | LAB_INCU | 00072/INCU/2 | C | Universal | NA |  |  |  |  | Lab |  |  |  |  | 0 | [5 empty] | 18-12-2010 | W
531 | Lab Incubator | LAB_INCU | 00072/INCU/6 | C |  |  |  | 2003-01-25 |  | LandT | BB Blood Bank |  |  |  |  | 0 | [5 empty] | 18-12-2010 | NA | DOUBLE ENTRY
532 | Lab Incubator | LAB_INCU | 00072/INCU/3 | C | [6 empty] | Lab |  |  |  |  | 0 | [5 empty] | 18-12-2010 | NA | DOUBLE ENTRY
533 | Lab Incubator | LAB_INCU | 00072/INCU/4 | C | [6 empty] | Lab |  |  |  |  | 0 | [5 empty] | 18-12-2010 | NA | DOUBLE ENTRY
534 | Lab Incubator | LAB_INCU | 00072/INCU/5 | C |  |  |  | 2003-01-25 |  | LandT | BB Blood Bank |  |  |  |  | 0 | [5 empty] | 18-12-2010 | NA | DOUBLE ENTRY
535 | Laproscope Double Puncture | END_LDP_T | 00072/LDP/1 | C |  |  |  | 2007-05-15 |  | VISHAL SURGICAL | [5 empty] | 0 | [5 empty] | 18-12-2010 | W
536 | Laryngoscope(Adult) | ENT_LAGA | 00072/LAGA/4 | C |  |  |  | 2002-03-02 | ALAN MEDICAL andamp; LAB PRODUCTS CHENNAI | ALAN MEDICAL andamp; LAB PRODUCTS CHENNAI | AOT | JDHS | 01691/S4/07.02.2002 |  |  | 1776 |  | CAMC |  |  |  | 17-7-2013 | w
537 | Laryngoscope(Adult) | ENT_LAGA | 00072/LAGA/3 | C |  |  |  | 2002-03-02 | ALAN MEDICAL andamp; LAB PRODUCTS CHENNAI | ALAN MEDICAL andamp; LAB PRODUCTS CHENNAI | OPD | JDHS | O1691/S4/DT.07.02.2002 |  |  | 1776 | [5 empty] | 17-7-2013 | w
538 | Laryngoscope(Adult) | ENT_LAGA | 00072/LAGA/1 | C |  |  |  | 2011-03-31 |  | Jupiter Manufacturing | AOT | TNHSP |  |  |  | 0 | [5 empty] | 29-5-2012 | w
539 | Laryngoscope(Adult) | ENT_LAGA | 00072/LAGA/2 | C |  |  |  | 2011-03-01 | JUPITOR MANUFACTURING WORKS | JUPITOR MANUFACTURING WORKS | STORES | TNMSC | RCH II/TNMSC/ENGG/4538/2010-3 |  |  | 770 | [5 empty] | 17-9-2012 | w
540 | Laryngoscope(Paediatric) | ENT_LAGP | 00072/LAGP/1 | C |  |  |  | 2012-07-12 | ASSOCIATED SURGICALS(INDIA) | AASOCIATED SURGICALS(INDIA) | NEW BORN WARD | TNMSC | RCH-ii/TNMSC/ENGG/E46(R)2012 | 2012-07-13 |  | 1875 |  | NO AMC |  |  |  | 25-8-2012 | w
541 | Lead Apron | XRA_XRLA | 00072/XRLA/3 | C |  | LEAD APRON 3 |  | 2011-11-02 | SOLOKRAFT INDUSTRIES | SOLOKRAFT INDUSTRIES | X-RAY ROOM | TNHSP | TNHSP/TNMSC/ENGG/P3A2-2/2011 | 2012-07-24 |  | 0 | [5 empty] | 2012-04-09 | w
542 | Lead Apron | XRA_XRLA | 00072/XRLA/2 | C |  | LEAD APRON 2 |  | 2011-11-02 | SOLOKRAFT INDUSTRIES | sOLOKRAFT INDUSTRIES | X-RAY | TNHSP | TNHSP/TNMSC/ENGG/P3A2R-2/2011 | 2012-07-24 |  | 0 | [5 empty] | 2012-04-09 | w
543 | Lead Apron | XRA_XRLA | 00072/XRLA/1 | C |  | SOUTH INDIA SURGICALS 2 |  | 2011-11-02 | Solokraft industries | Solokraft industries | X-ray room | TNHSP | TNHSP/TNMSC/ENGG/P3A2R-2/2011 | 2011-11-02 |  | 39200 | [5 empty] | 2012-04-09 | w
544 | Magnavision Lamp | NNE_MAGL | 00072/MAGL/1 | C |  |  |  | 2011-03-31 |  | Jupiter manufacturing work | Labour ward |  |  |  |  | 4400 | [5 empty] | 29-5-2012 | W
545 | Mannual Colposcope | GYN_CALPM | 00072/CALPM/1 | C | ARI II - ID |  |  | 2012-09-12 | Ari technology co ltd ~ China | SOUTH INDIA SURGICALS | PN WARD | TNHSP | TNHSP/TNMSC/ENGG/AG30/2011 | 2012-10-16 | 2013-09-11 | 130000 |  | CAMC |  |  |  | 13-9-2012 | W
546 | Mono cular Microscope | LAB_MOMS | 00072/MOMS/1 | C | [6 empty] | Lab |  |  |  |  | 0 | [5 empty] | 18-12-2010 | W
547 | Mono cular Microscope | LAB_MOMS | 00072/MOMS/3 | C |  |  |  | 2004-02-26 |  |  | Lab |  |  |  |  | 0 | [5 empty] | 18-12-2010 | NW | CONDEMNED
548 | Mono cular Microscope | LAB_MOMS | 00072/MOMS/2 | C | [6 empty] | Lab |  |  |  |  | 0 | [5 empty] | 18-12-2010 | NA | DOUBLE ENTRY
549 | Mono cular Microscope | LAB_MOMS | 00072/MOMS/4 | C |  |  |  | 2004-02-26 |  |  | Lab |  |  |  |  | 0 | [5 empty] | 18-12-2010 | NA | DOUBLE ENTRY
550 | Muscle Stimulator | PHY_MUSS | 00072/MUSS/1 | C | hmt | 1003302 |  | 2010-03-15 | HMT | CARE AND CARE | PHYSIOTHERAPY | TNHSP | TNHSP/TNMSC/ENGG/P5A37/0 25.1.10 | 2010-03-15 | 2011-03-14 | 5145 | [5 empty] | 2014-01-09 | W
551 | Muscle Stimulator | PHY_MUSS | 00072/MUSS/2 | C | PHYSIOTIM-D | 7469 |  | 2014-12-13 | BHARAT MEDICAL SYSTEM CHENNAI | BHARAT MEDICAL SYSTEM CHENNAI | PHYSIOTHERAPHY | TNMSC | 1526/TNMSC/ENGG/2014-1 | 2014-12-13 | 2017-12-13 | 5568 |  | CAMC |  |  | BHARAT MEDICAL SYSTEM CHENNAI | 18-2-2015 | W
552 | Nebuliser Adult | OTH_NEBA | 00072/NEBA/5 | C | ITALIANMAKE |  |  | 2010-11-11 | SOUTH INDIA SURGICAL CO LTD | SOUTH INDIA SURGICAL CO LTD | FM | DMS |  | 2010-11-11 |  | 1742 |  | NO AMC |  |  |  | 2013-05-07 | W
553 | Nebuliser Adult | OTH_NEBA | 00072/NEBA/14 | C |  | 3 |  | 2013-11-01 | MEDINORM | MYURA SURGICALS PHARRMA ERODE | STORES | OTHERS | 7073/S2/2013/CMCHIS-2 | 2013-11-01 | 2014-10-31 | 1655 |  | NO AMC |  |  |  | 13-2-2014 | W
554 | Nebuliser Adult | OTH_NEBA_T | 00072/NEBA/2 | C | Flow Lab | [5 empty] | ICU |  |  |  |  | 0 |  | NO AMC |  |  |  | 18-12-2010 | DELETE
555 | Nebuliser Adult | OTH_NEBA | 00072/NEBA/22 | C | 403A | B05012-0158 |  | 2014-07-31 | NINGBO PRC | VIN BIOTECH SYSTEMS LTD CHENNAI |  | OTHERS | 4782/2/CPC/S3/2014 09/07/2014 | 2014-08-01 | 2015-07-30 | 1190 |  | NO AMC |  |  |  | 2014-06-08 | W
556 | Nebuliser Adult | OTH_NEBA | 00072/NEBA/24 | C | 403 A | B05012-0156 |  | 2014-07-31 | NINGBO PRC | VIN BIOTECH SYSTEMS LTD CHENNAI |  | OTHERS | 4782/2/CPC/S3/2014 09/07/2014 | 2014-08-01 | 2015-07-30 | 1190 |  | NO AMC |  |  |  | 2014-06-08 | W
557 | Nebuliser Adult | OTH_NEBA | 00072/NEBA/6 | C | ITALIANMAKE |  |  | 2010-11-11 | SOUTH INDIA SURGICAL CO LTD | SOUTH INDIA SURGICAL CO LTD | FPO | DMS |  | 2010-11-11 |  | 1742 |  | NO AMC |  |  |  | 2013-05-07 | DELETE
558 | Nebuliser Adult | OTH_NEBA | 00072/NEBA/12 | C |  | 1 |  | 2013-11-01 | MEDINORM | MYURA SURGICAL PHARRMA ERODE | M M WARD | OTHERS | 7073/S2/2013/CMCHIS-2 | 2013-11-01 | 2014-10-31 | 1655 |  | NO AMC |  |  |  | 13-2-2014
559 | Nebuliser Adult | OTH_NEBA | 00072/NEBA/17 | C | 403ANEBUTECH | B05012-0317 |  | 2014-07-31 | NINGBO PRC | VIN BIOTECH SYSTEMS LTD CHENNAI |  | OTHERS | 4782/2/CPC/S3/2014 | 2014-08-01 | 2015-07-30 | 1190 |  | NO AMC |  |  |  | 2014-04-08 | W
560 | Nebuliser Adult | OTH_NEBA | 00072/NEBA/18 | C | 403A NEBUTECH | B05012-0313 |  | 2014-07-31 | NINGBO PRC | VIN BIOTECH SYSTEMS LTD CHENNAI |  | OTHERS | 4782/CPC/S3/2014 9/07/2014 | 2014-08-01 | 2015-07-30 | 1190 |  | NO AMC |  |  |  | 2014-04-08 | W
561 | Nebuliser Adult | OTH_NEBA | 00072/NEBA/19 | C | 403A NEBUTECH | B0512-0312 |  | 2014-07-31 | NINGBO PRC | VIN BIOTECH SYSTEMS LTD CNENNAI |  | OTHERS | 4782/2/CPC/S3/2014 9/07/2014 | 2014-08-01 | 2015-07-30 | 1190 |  | NO AMC |  |  |  | 2014-04-08 | DELETE
562 | Nebuliser Adult | OTH_NEBA_T | 00072/NEBA/3 | C | Flow Neb | [5 empty] | Child Ward |  |  |  |  | 0 |  | NO AMC |  |  |  | 18-12-2010 | DELETE
563 | Nebuliser Adult | OTH_NEBA | 00072/NEBA/1 | C | ITALIANMAKE |  |  | 2010-11-11 | SOUTH INDIA SURGICAL CO LTD | SOUTH INDIA SURGICAL CO LTD | BP |  |  | 2011-11-11 |  | 1742 |  | NO AMC |  |  |  | 2013-04-07 | W
564 | Nebuliser Adult | OTH_NEBA | 00072/NEBA/20 | C | 403 A NEBUTECH | B 05012-0314 |  | 2014-07-31 | NINGBO PRC | VIN BIOTECH SYSTEMS LTD CHENNAI |  | OTHERS | 4782/2/CPC/S3/2014 | 2014-08-01 | 2015-07-30 | 1190 |  | NO AMC |  |  |  | 2014-04-08 | W
565 | Nebuliser Adult | OTH_NEBA | 00072/NEBA/15 | C |  | 4 |  | 2013-10-31 | MEDINORM | MYURA SURGICALS PHARRMA ERODE | STORES | OTHERS | 7073/S2/2013/CMCHIS-2 | 2013-10-31 | 2014-10-30 | 1655 |  | NO AMC |  |  |  | 13-2-2014 | W
566 | Nebuliser Adult | OTH_NEBA | 00072/NEBA/8 | C | ARROW NEB | 63002406 |  | 2008-10-07 | NEBULIZER MICROSONIL | JUPITER MANUFACTORY WORKS COIMBATORE | AE WARD | TNHSP | TNHSP/ TNMSC/ENGG/P3E21/2008 DT 11.8.2008 | 2010-10-07 |  | 1300 |  | NO AMC |  |  |  | 2013-05-07 | W
567 | Nebuliser Adult | OTH_NEBA | 00072/NEBA/1 | C |  |  |  | 2007-09-05 | JOCOB SCIENTIFIC CHENNAI | JOCOB SCIENTIFIC CHENNAI | FOP | JDHS | 6504/S4/ 07/23.08.2007 |  |  | 4000 |  | NO AMC |  |  |  | 2013-04-07 | W
568 | Nebuliser Adult | OTH_NEBA | 00072/NEBA/11 | C |  |  |  | 2009-06-15 | SOUTH INDIA SURGICAL CO CHENNAI | SOUTH INDIA SURGICAL CO CHENNAI | AN WARD | TNMSC | 2394/TNMSC / ENGG/ 2009 DT 22.4.2009 | 2009-06-15 |  | 1908 |  | NO AMC |  |  |  | 2013-05-07 | W
569 | Nebuliser Adult | OTH_NEBA | 00072/NEBA/3 | C |  |  |  |  | JACOB SCIENTIFIC CHENNAI | JACOB SCIENTIFIC CHENNAI | MM II | JDHS | 6504/S4/07/DT.23.08.2007 |  |  | 4000 |  | NO AMC |  |  |  | 2013-04-07 | W
570 | Nebuliser Adult | OTH_NEBA | 00072/NEBA/9 | C | ARROW NEB | 63002409 |  | 2008-10-07 | NEBULISER MICROSONIL | JUPITER MANUFACTORY WORKS COIMBATORE | CHOP | TNHSP | TNHSP /TNMSC/ ENGG/ P. 3E21/2008 DT 11.8.2008 | 2008-10-07 |  | 1300 |  | NO AMC |  |  |  | 2013-05-07 | W
571 | Nebuliser Adult | OTH_NEBA | 00072/NEBA/21 | C | 403A NEBUTECH | B05012-0159 |  | 2014-07-31 | NINGBO PRC | VIN BIOTECH SYSTEMS LTD CHENNAI |  | OTHERS | 4782/2/CPC/S3/2014 09/07/2014 | 2014-08-01 | 2015-07-30 | 1190 |  | NO AMC |  |  |  | 2014-04-08 | W
572 | Nebuliser Adult | OTH_NEBA | 00072/NEBA/10 | C |  |  |  | 2009-06-15 | SOUTH INDIA SURGICAL CO CHENNAI | SOUTH INDIA SURGICAL CO CHENNAI | CHOP | TNMSC | 2394/TNMSC/ENGG/2009 DT 22.4.2009 | 2009-06-15 |  | 1908 |  | NO AMC |  |  |  | 2013-05-07 | DELETE
573 | Nebuliser Adult | OTH_NEBA | 00072/NEBA/2 | C | ITALIANMAKE |  |  | 2010-11-11 | SOUTH INDIA SURGICAL CO LTD | SOUTH INDIA SURGICAL CO LTD | MOP | DMS |  | 2010-11-11 |  | 1742 |  | NO AMC |  |  |  | 2013-04-07 | DELETE
574 | Nebuliser Adult | OTH_NEBA | 00072/NEBA/7 | C | ITALIANMAKE |  |  | 2010-11-11 | SOUTH INDIA SURGICAL CO LTD | SOUTH INDIA SURGICAL CO LTD | CHOP | DMS |  | 2010-11-11 |  | 1742 |  | NO AMC |  |  |  | 2013-05-07 | W
575 | Nebuliser Adult | OTH_NEBA_T | 00072/NEBA/1 | C | Model Pro | [5 empty] | BB Blood Bank |  |  |  |  | 0 |  | NO AMC |  |  |  | 18-12-2010 | W
576 | Nebuliser Adult | OTH_NEBA | 00072/NEBA/16 | C |  | 5 |  | 2013-10-31 | MEDINORM | MYURA SURGICAL PHARRMA ERODE | STRES | OTHERS | 7073/S2/2013/CMCHIS-2 24/10/2013 | 2013-10-31 | 2014-10-30 | 1655 |  | NO AMC |  |  |  | 13-2-2014 | DELETE
577 | Nebuliser Adult | OTH_NEBA | 00072/NEBA/13 | C |  | 2 |  | 2013-11-01 | MEDINORM | MYURA SURGICAL PHARRMA ERODE | M O P | OTHERS | 7073/S2/2013/CMCHIS-2 | 2013-11-01 | 2014-10-31 | 1655 |  | NO AMC |  |  |  | 13-2-2014 | W
578 | Nebuliser Adult | OTH_NEBA | 00072/NEBA/23 | C | 403 A | B05012/0315 |  | 2014-07-31 | NINGBO PRC | VIN BIOTECH SYSTEMS LTD CHENNAI |  | OTHERS | 4782/2/CPC/S3/2014 09/07/2014 | 2014-08-01 | 2015-07-30 | 1190 |  | NO AMC |  |  |  | 2014-06-08 | W
579 | Needle destroyer / Syringe Destroyer | OTH_NEED_T | 00072/NEED/35 | C |  |  |  | 2008-12-24 |  | GLOLIFECARE | [5 empty] | 0 | [5 empty] | 18-12-2010 | NW | CONDEMNED
580 | Needle destroyer / Syringe Destroyer | OTH_NEED | 00072/NEED/25 | C |  |  |  | 2008-12-24 | LIFE CARE EQIUPMENTS CHENNAI | LIFE CARE EQIUPMENTS CHENNAI | CASUALTY | TNHSP | TNHSP/TNMSC/ENGG/BMWMI/2008 DT.13.05.2008 | 2008-12-24 |  | 785 |  | NO AMC |  |  |  | 2013-04-06 | NW | CONDEMNED
581 | Needle destroyer / Syringe Destroyer | OTH_NEED | 00072/NEED/53 | C | NSDE 0613 | MYND 04 |  | 2013-11-01 | AMKAY PRODUCTS PVT LTD THANE | MYURA SURGICALS PHARRMA ERODE | STORES | OTHERS | 7073/S2/2013/CMCHIS-2 | 2013-11-01 | 2014-11-01 | 2187 | [5 empty] | 17-2-2014 | NW | CONDEMNED
582 | Needle destroyer / Syringe Destroyer | OTH_NEED | 00072/NEED/4 | C | LT-163-ND22 | 0219-0512 |  | 2012-07-19 |  | ERODE DRUG HOUSE | FM | JDHS | 4875/S1/2012-10.07.2012 | 2012-07-19 |  | 1663 | [5 empty] | 16-5-2013 | NW | CONDEMNED
583 | Needle destroyer / Syringe Destroyer | OTH_NEED | 00072/NEED/13 | C | LT-163 ND22 | 0220-0512 |  | 2012-07-23 |  | ERODE DRUG HOUSE | AEWD | JDHS | 4875/S1/2012-10.07.2012 | 2012-07-23 |  | 1663 | [5 empty] | 22-5-2013 | NW | CONDEMNED
584 | Needle destroyer / Syringe Destroyer | OTH_NEED | 00072/NEED/28 | C |  |  |  | 2008-12-24 | LIFECARE EQUIPMENTS CHENNAI | LIFECARE EQUIPMENTS CHENNAI | AE | TNHSP | TNHSP/TNMSC/ENGG/BMWMI/2008 DT.13.05.2008 | 2008-12-24 |  | 785 | [5 empty] | 2013-05-06 | NW | CONDEMNED
585 | Needle destroyer / Syringe Destroyer | OTH_NEED | 00072/NEED/30 | C |  |  |  | 2008-12-24 | LIFECARE EQIUPMENTS CHENNAI | LIFECARE EQIUPMENTS CHENNAI | MS III | TNHSP | TNHSP/TNMSC/ENGG/BMWMI/2008 DT.13.05.2008 | 2008-12-24 |  | 785 | [5 empty] | 2013-05-06 | NW | CONDEMNED
586 | Needle destroyer / Syringe Destroyer | OTH_NEED_T | 00072/NEED/10 | C |  |  |  | 2008-12-24 |  | GLOLIFECARE | [5 empty] | 0 | [5 empty] | 18-12-2010 | NW | CONDEMNED
587 | Needle destroyer / Syringe Destroyer | OTH_NEED | 00072/NEED/2 | C | LT - 163 - ND 22 | 1611-0112 |  | 2012-07-18 |  | ERODE DRUG HOUSE | MS 1 | JDHS | 4875/S1/2012-10.07.2012 | 2012-07-18 |  | 1663 | [5 empty] | 16-5-2013 | NW | CONDEMNED
588 | Needle destroyer / Syringe Destroyer | OTH_NEED | 00072/NEED/54 | C | NSDE 0613 | MYND 05 |  | 2013-11-04 | AMKAY PRODUCTS PVT LTD THANE | MYURA SURGICALS PHARRMA ERODE | STORES | OTHERS | 7073/S2/2013/CMCHIS-2 | 2013-11-04 | 2014-11-03 | 2187 | [5 empty] | 17-2-2014 | NW | CONDEMNED
589 | Needle destroyer / Syringe Destroyer | OTH_NEED | 00072/NEED/7 | C | LT-163-ND22 | 1608-0112 |  | 2012-07-20 |  | ERODE DRUG HOUSE | PN | JDHS | 4875/S1/2012-10.07.2012 | 2012-07-20 |  | 1663 | [5 empty] | 16-5-2013 | NW | CONDEMNED
590 | Needle destroyer / Syringe Destroyer | OTH_NEED | 00072/NEED/39 | C |  |  |  | 2008-12-24 | LIFECARE EQIUPMENTS CHENNAI | LIFECARE EQIUPMENTS CHENNAI | CH | TNHSP | TNHSP/TNMSC/ENGG/BMWMI/2008 DT.13.05.2008 | 2008-12-24 |  | 785 | [5 empty] | 2013-12-06 | NW | CONDEMNED
591 | Needle destroyer / Syringe Destroyer | OTH_NEED | 00072/NEED/24 | C |  |  |  | 2008-12-24 | LIFE CARE EQUIPMENTS CHENNAI | LIFE CARE EQIPMENTS CHENNAI | FS 1 | TNHSP | TNHSP/TNMSC/ENGG/BMWMI/ 2008 DT.13.05.2008 | 2008-12-24 |  | 785 | [5 empty] | 2013-04-06 | NW | CONDEMNED
592 | Needle destroyer / Syringe Destroyer | OTH_NEED_T | 00072/NEED/11 | C |  |  |  | 2008-12-24 |  | GLOLIFECARE | [5 empty] | 0 | [5 empty] | 18-12-2010 | NW | CONDEMNED
593 | Needle destroyer / Syringe Destroyer | OTH_NEED_T | 00072/NEED/9 | C |  |  |  | 2008-12-24 |  | GLOLIFECARE | [5 empty] | 0 | [5 empty] | 18-12-2010 | NW | CONDEMNED
594 | Needle destroyer / Syringe Destroyer | OTH_NEED | 00072/NEED/42 | C |  |  |  | 2008-12-24 | LIFECARE EQIUPMENTS CHENNAI | LIFECARE EQIUPMENTS CHENNAI | PPWD | TNHSP | TNHSP/TNMSC/ENGG/BMWMI/2008 DT.13.05.2008 | 2008-12-24 |  | 785 | [5 empty] | 13-6-2013 | NW | CONDEMNED
595 | Needle destroyer / Syringe Destroyer | OTH_NEED_T | 00072/NEED/8 | C |  |  |  | 2008-12-24 |  | GLOLIFECARE | [5 empty] | 0 | [5 empty] | 18-12-2010 | NW | CONDEMNED
596 | Needle destroyer / Syringe Destroyer | OTH_NEED | 00072/NEED/27 | C |  |  |  | 2008-12-24 | LIFECARE EQUIPMENTS CHENNAI | LIFECARE EQUIPMENTS CHENNAI | ICCU | TNHSP | TNHSP/TNMSC/ENGG/BMWMI/ 2008 DT. 13.05.2008 | 2008-12-24 |  | 785 | [5 empty] | 2013-05-06 | NW | CONDEMNED
597 | Needle destroyer / Syringe Destroyer | OTH_NEED_T | 00072/NEED/7 | C |  |  |  | 2008-12-24 |  | GLOLIFECARE | [5 empty] | 0 | [5 empty] | 18-12-2010 | NW | CONDEMNED
598 | Needle destroyer / Syringe Destroyer | OTH_NEED | 00072/NEED/33 | C |  |  |  | 2008-12-24 | LIFECARE EQIUPMENTS CHENNAI | LIFECARE EQIUPMENTS CHENNAI | MS 1 | TNHSP | TNHSP/TNMSC/ENGG/BMWMI/08 DT.13.05.2008 | 2008-12-24 |  | 785 | [5 empty] | 2013-06-06 | NW | CONDEMNED
599 | Needle destroyer / Syringe Destroyer | OTH_NEED_T | 00072/NEED/6 | C |  |  |  | 2008-12-24 |  | GLOLIFECARE | [5 empty] | 0 | [5 empty] | 18-12-2010 | NW | CONDEMNED
600 | Needle destroyer / Syringe Destroyer | OTH_NEED | 00072/NEED/32 | C |  |  |  | 2008-12-24 | LIFECARE EQIUPMENTS CHENNAI | LIFECARE EQIUPMENTS CHENNAI | AN | TNHSP | TNHSP/TNMSC/ENGG/BMWMI/2008 13.05.2008 | 2008-12-24 |  | 785 | [5 empty] | 2013-06-06 | NW | CONDEMNED
601 | Needle destroyer / Syringe Destroyer | OTH_NEED_T | 00072/NEED/5 | C |  |  |  | 2008-12-24 |  | GLOLIFECARE | [5 empty] | 0 | [5 empty] | 18-12-2010 | NW | CONDEMNED
602 | Needle destroyer / Syringe Destroyer | OTH_NEED_T | 00072/NEED/27 | C |  |  |  | 2008-12-24 |  | GLOLIFECARE | [5 empty] | 0 | [5 empty] | 18-12-2010 | NW | CONDEMNED
603 | Needle destroyer / Syringe Destroyer | OTH_NEED | 00072/NEED/31 | C |  |  |  | 2008-12-24 |  | LIFECARE EQUIPMENTS CHENNAI | PN | TNHSP | TNHSP/TNMSC/ENGG/BMWMI/2008 DT.13.05.2008 | 2008-12-24 |  | 785 | [5 empty] | 2013-05-06 | NW | CONDEMNED
604 | Needle destroyer / Syringe Destroyer | OTH_NEED | 00072/NEED/15 | C | LT-163-ND22 | 1618-0112 |  |  |  | ERODE DRUG HOUSE | LAB | JDHS | 4875/S1/2012-10.07.2012 | 2012-07-23 |  | 1663 | [5 empty] | 22-5-2013 | NW | CONDEMNED
605 | Needle destroyer / Syringe Destroyer | OTH_NEED | 00072/NEED/17 | C | LT-163-ND22 | 0225-0512 |  | 2012-07-24 |  | ERODE DRUG HOUSE | MOP | JDHS | 4875/S1/2012-10.07.2012 | 2012-07-24 |  | 1663 |  | NO AMC |  |  |  | 22-5-2013 | NW | CONDEMNED
606 | Needle destroyer / Syringe Destroyer | OTH_NEED_T | 00072/NEED/26 | C |  |  |  | 2008-12-24 |  | GLOLIFECARE | [5 empty] | 0 | [5 empty] | 18-12-2010 | NW | CONDEMNED
607 | Needle destroyer / Syringe Destroyer | OTH_NEED_T | 00072/NEED/28 | C |  |  |  | 2008-12-24 |  | GLOLIFECARE | [5 empty] | 0 | [5 empty] | 18-12-2010 | NW | CONDEMNED
608 | Needle destroyer / Syringe Destroyer | OTH_NEED_T | 00072/NEED/25 | C |  |  |  | 2008-12-24 |  | GLOLIFECARE | [5 empty] | 0 | [5 empty] | 18-12-2010 | NW | CONDEMNED
609 | Needle destroyer / Syringe Destroyer | OTH_NEED_T | 00072/NEED/34 | C |  |  |  | 2008-12-24 |  | GLOLIFECARE | [5 empty] | 0 | [5 empty] | 18-12-2010 | NW | CONDEMNED
610 | Needle destroyer / Syringe Destroyer | OTH_NEED_T | 00072/NEED/31 | C |  |  |  | 2008-12-24 |  | GLOLIFECARE | [5 empty] | 0 | [5 empty] | 18-12-2010 | NW | CONDEMNED
611 | Needle destroyer / Syringe Destroyer | OTH_NEED_T | 00072/NEED/4 | C |  |  |  | 2008-12-24 |  | GLOLIFECARE | [5 empty] | 0 | [5 empty] | 18-12-2010 | NW | CONDEMNED
612 | Needle destroyer / Syringe Destroyer | OTH_NEED | 00072/NEED/44 | C |  |  |  | 2008-12-24 | LIFECARE EQIUPMENTS CHENNAI | LIFECARE EQIUPMENTS CHENNAI | AOT | TNHSP | TNHSP/TNMSC/ENGG/BMWMI/ 2008 DT. 13.05.2008 | 2008-12-24 |  | 785 | [5 empty] | 17-6-2013 | NW | CONDEMNED
613 | Needle destroyer / Syringe Destroyer | OTH_NEED | 00072/NEED/48 | C |  |  |  | 2008-12-24 | LIFECARE EQIUPMENTS CHENNAI | LIFECARE EQIUPMENTS CHENNAI | AOT | TNHSP | TNHSP/TNMSC/ENGG/BMWMI/ 2008 DT.13.05.2008 | 2008-12-24 |  | 785 | [5 empty] | 17-6-2013 | NW | CONDEMNED
614 | Needle destroyer / Syringe Destroyer | OTH_NEED_T | 00072/NEED/24 | C |  |  |  | 2008-12-24 |  | GLOLIFECARE | [5 empty] | 0 | [5 empty] | 18-12-2010 | NW | CONDEMNED
615 | Needle destroyer / Syringe Destroyer | OTH_NEED_T | 00072/NEED/3 | C |  |  |  | 2008-12-24 |  | GLOLIFECARE | [5 empty] | 0 | [5 empty] | 18-12-2010 | NW | CONDEMNED
616 | Needle destroyer / Syringe Destroyer | OTH_NEED_T | 00072/NEED/23 | C |  |  |  | 2008-12-24 |  | GLOLIFECARE | [5 empty] | 0 | [5 empty] | 18-12-2010 | NW | CONDEMNED
617 | Needle destroyer / Syringe Destroyer | OTH_NEED | 00072/NEED/21 | C |  |  |  | 2008-12-24 | LIFE CARE EQIUPMENTS CHENNAI | LIFE CARE EQIUPMENTS CHENNAI | TB andamp; TH | TNHSP | TNHSP/TNMSC/ENGG/BMWMI/2008 DT.13.05.2008 | 2008-12-24 |  | 785 |  | NO AMC |  |  |  | 2013-03-06 | NW | CONDEMNED
618 | Needle destroyer / Syringe Destroyer | OTH_NEED_T | 00072/NEED/22 | C |  |  |  | 2008-12-24 |  | GLOLIFECARE | [5 empty] | 0 | [5 empty] | 18-12-2010 | NW | CONDEMNED
619 | Needle destroyer / Syringe Destroyer | OTH_NEED | 00072/NEED/22 | C |  |  |  | 2008-12-24 | LIFE CARE EQIUPMENTS CHENNAI | LIFE CARE EQIUPMENTS CHENNAI | TB 11 | TNMSC | TNHSP/TNMSC/ENGG/BMWMI/2008 DT.13.05.2008 | 2008-12-24 |  | 785 |  | NO AMC |  |  |  | 2013-03-06 | NW | CONDEMNED
620 | Needle destroyer / Syringe Destroyer | OTH_NEED | 00072/NEED/29 | C |  |  |  | 2008-12-24 | LIFECARE EQIUPMENTS CHENNAI | LIFECARE EQIUPMENTS CHENNAI | NB | TNHSP | TNHSP/TNMSC/ENGG/BMWMI/DT.2008 13.05.2008 | 2008-12-24 |  | 785 |  | NO AMC |  |  |  | 2013-05-06 | NW | CONDEMNED
621 | Needle destroyer / Syringe Destroyer | OTH_NEED | 00072/NEED/43 | C |  |  |  | 2008-12-24 | LIFECARE EQIUPMENT CHENNAI | LIFECARE EQIUPMENTS CHENNAI | BOT | TNHSP | TNHSP/TNMSC/ENGG/BMWMI/2008 DT.13.05.2008 | 2008-12-24 |  | 785 | [5 empty] | 17-6-2013 | NW | CONDEMNED
622 | Needle destroyer / Syringe Destroyer | OTH_NEED | 00072/NEED/40 | C |  |  |  | 2008-12-24 | LIFECARE EQIUPMENTS CHENNAI | LIFECARE EQIUPMENTS CHENNAI | DENTAL OP | TNHSP | TNHSP/TNMSC/ENGG/BMWMI/2008 DT13.05.2008 | 2008-12-24 |  | 785 | [5 empty] | 13-6-2013 | NW | CONDEMNED
623 | Needle destroyer / Syringe Destroyer | OTH_NEED | 00072/NEED/34 | C |  |  |  | 2008-12-24 | LIFECARE EQUIPMENTS CHENNAI | LIFECARE EQUIPMENTS CHENNAI | MPO | TNHSP | TNHSP/THMSC/ENGG/BMWMI/2008 DT 13.05.2008 | 2008-12-24 |  | 785 | [5 empty] | 2013-07-06 | NW | CONDEMNED
624 | Needle destroyer / Syringe Destroyer | OTH_NEED_T | 00072/NEED/21 | C |  |  |  | 2008-12-24 |  | GLOLIFECARE | [5 empty] | 0 | [5 empty] | 18-12-2010 | NW | CONDEMNED
625 | Needle destroyer / Syringe Destroyer | OTH_NEED | 00072/NEED/14 | C | LT-163-ND22 | 0226-0512 |  | 2012-07-23 |  | ERODE DRUG HOUSE | LAB | JDHS | 4875/S1/2012-10.07.2012 | 2012-07-23 |  | 1663 | [5 empty] | 22-5-2013 | NW | CONDEMNED
626 | Needle destroyer / Syringe Destroyer | OTH_NEED | 00072/NEED/58 | C | NSDE-0613 | MYND 09 |  | 2013-11-05 | AMKAY PRODUCTS PVT LTD THANE | MYURA SURGICAL PHARRMA ERODE | STORES | OTHERS | 7073/S2/2013/CMCHIS-2 24/10/2013 | 2013-11-05 | 2014-11-03 | 2187 | [5 empty] | 18-2-2014 | NW | CONDEMNED
627 | Needle destroyer / Syringe Destroyer | OTH_NEED | 00072/NEED/3 | C | LT-163-ND 22 | 1255-1211 |  | 2012-07-18 |  | ERODE DRUG HOUSE | MS 11 | JDHS | 4875/S1/2012-10.07.2012 | 2012-07-18 |  | 1663 | [5 empty] | 16-5-2013 | NW | CONDEMNED
628 | Needle destroyer / Syringe Destroyer | OTH_NEED | 00072/NEED/38 | C |  |  |  | 2008-12-24 | LIFECARE EQIUPMENTS CHENNAI | LIFECARE EQIUPMENTS CHENNAI | AOT | TNHSP | TNHSP/TNMSC/ENGG/BMWMI/2008DT/13.05.2008 | 2008-12-24 |  | 785 | [5 empty] | 2013-07-06 | NW | CONDEMNED
629 | Needle destroyer / Syringe Destroyer | OTH_NEED | 00072/NEED/8 | C | LT-163-ND22 | 0222-0512 |  | 2012-07-20 |  | ERODE DRUG HOUSE | ID | JDHS | 4875/S1/2012-10.07.2012 | 2012-07-20 |  | 1663 | [5 empty] | 16-5-2013 | NW | CONDEMNED
630 | Needle destroyer / Syringe Destroyer | OTH_NEED | 00072/NEED/23 | C |  |  |  | 2008-12-24 | LIFE CARE EQIUPMENTS CHENNAI | LIFE CARE EQIUPMENTS CHENNAI | PSY WD | TNHSP | TNHSP/TNMSC/ENGG/BMWMI/2008 DT. 13.05.2008 | 2008-12-24 |  | 785 | [5 empty] | 2013-03-06 | NW | CONDEMNED
631 | Needle destroyer / Syringe Destroyer | OTH_NEED_T | 00072/NEED/2 | C |  |  |  | 2008-12-24 |  | GLOLIFECARE | [5 empty] | 0 | [5 empty] | 18-12-2010 | NW | CONDEMNED
632 | Needle destroyer / Syringe Destroyer | OTH_NEED | 00072/NEED/37 | C |  |  |  | 2008-12-24 | LIFECARE EQIUPMENTS CHENNAI | LIFECARE EQIUPMENTS CHENNAI | MM II | TNHSP | TNHSP/TNMSC/ENGG/BMWMI/2008 DT.13.05.2008 | 2008-12-24 |  | 785 | [5 empty] | 2013-07-06 | NW | CONDEMNED
633 | Needle destroyer / Syringe Destroyer | OTH_NEED | 00072/NEED/69 | C | NSDE 0613 | MYND 20 |  | 2013-11-11 | AMKAY PRODUCTS PVT LTD THANE | MYURA SURGICAL PHARRMA ERODE | STORES | OTHERS | 7073/S2/2013/CMCHIS-2 24/10/2013 | 2013-11-11 | 2014-11-10 | 2187 | [5 empty] | 25-2-2014 | NW | CONDEMNED
634 | Needle destroyer / Syringe Destroyer | OTH_NEED | 00072/NEED/36 | C |  |  |  | 2008-12-24 | LIFECARE EQIUPMENTS CHENNAI | LIFECARE EQIUPMENTS CHENNAI | FS III | TNHSP | TNHSP/TNMSC/ENGG/BMWMI/2008 DT.13.05.2008 | 2008-12-24 |  | 785 | [5 empty] | 2013-07-06 | NW | CONDEMNED
635 | Needle destroyer / Syringe Destroyer | OTH_NEED | 00072/NEED/9 | C | LT-163-ND22 | 0180-0512 |  | 2012-07-20 |  | ERODE DRUG HOUSE | NB | JDHS | 4875/S1/2012-10.07.2012 | 2012-07-20 |  | 1663 | [5 empty] | 16-5-2013 | NW | CONDEMNED
636 | Needle destroyer / Syringe Destroyer | OTH_NEED | 00072/NEED/35 | C |  |  |  | 2008-12-24 | LIFECARE EQIUPMENTS CHENNAI | LIFECARE EQIUPMENTS CHENNAI | MM 1 | TNHSP | TNHSP/TNMSC/ENGG/BMWMII/2008 DT.13.05.2008 |  |  | 785 | [5 empty] | 2013-07-06 | NW | CONDEMNED
637 | Needle destroyer / Syringe Destroyer | OTH_NEED | 00072/NEED/26 | C |  |  |  | 2008-12-24 | LIFECARE EQIUPMENTS CHENNAI | LIFECARE EQIUPMENTS CHENNAI | FPO | TNHSP | TNHSP/TNMSC/ENGG/BMWMI/2008 DT.13.05.2008 | 2008-12-24 |  | 785 | [5 empty] | 2013-04-06 | NW | CONDEMNED
638 | Needle destroyer / Syringe Destroyer | OTH_NEED | 00072/NEED/51 | C | NSDE 0613 | MYND 02 |  | 2013-10-31 | AMKAY PRODUCTS PVT LTD THANE | MYURA SURGICALS PHARRMA ERODE | ICCU | OTHERS | 7073/S2/2013/CMCHIS-2 24/10/2013 | 2013-10-31 | 2014-10-02 | 2187 | [5 empty] | 15-2-2014 | NW | CONDEMNED
639 | Needle destroyer / Syringe Destroyer | OTH_NEED | 00072/NEED/68 | C | NSDE 0613 | MYND 19 |  | 2013-11-07 | AMKAY PRODUCTS PVT LTD THANE | MYURA SURGICAL PHARRMA ERODE | STORES | OTHERS | 7073/S2/2013/CMCHIS-2 24/10/2013 | 2013-11-07 | 2014-11-06 | 2187 | [5 empty] | 25-2-2014 | NW | CONDEMNED
640 | Needle destroyer / Syringe Destroyer | OTH_NEED | 00072/NEED/20 | C | LT-163-ND22 | 1603-0112 |  | 2012-07-25 |  | ERODE DRUG HOUSE | STORES | JDHS | 4875/S1/2012-10.07.2012 | 2012-07-25 |  | 1663 | [5 empty] | 22-5-2013 | NW | CONDEMNED
641 | Needle destroyer / Syringe Destroyer | OTH_NEED | 00072/NEED/59 | C | NSDE 0613 | MYND 10 |  | 2013-11-05 | AMKAY PRODUCTS PVT LTD THANE | MYURA SURGICAL PHARRMA ERODE | STORES | OTHERS | 7073/S2/2013/CMCHIS-2 24/10/2013 | 2013-11-05 | 2014-11-03 | 2187 | [5 empty] | 18-2-2014 | NW | CONDEMNED
642 | Needle destroyer / Syringe Destroyer | OTH_NEED | 00072/NEED/19 | C | LT-163-ND22 | 0217-0512 |  | 2012-07-25 |  | ERODE DRUG HOUSE | FS-1 | JDHS | 4875/S1/2012-10.07.2012 | 2012-07-25 |  | 1663 | [5 empty] | 22-5-2013 | NW | CONDEMNED
643 | Needle destroyer / Syringe Destroyer | OTH_NEED | 00072/NEED/5 | C | LT-163 ND22 | 1617-0112 |  | 2012-07-19 |  | ERODE DRUG HOUSE | FS 111 | JDHS | 4875/S1/2012-10.07.2012 | 2012-07-19 |  | 1663 | [5 empty] | 16-5-2013 | NW | CONDEMNED
644 | Needle destroyer / Syringe Destroyer | OTH_NEED | 00072/NEED/49 | C |  |  |  | 2008-12-24 | LIFECARE EQIUPMENTS CHENNAI | LIFECARE EQIUPMENTS CHENNAI | MOP | TNHSP | TNHSP/TNMSC/ENGG/BMWMI/2008 13.05.2008 | 2008-12-24 |  | 785 | [5 empty] | 17-6-2013 | NW | CONDEMNED
645 | Needle destroyer / Syringe Destroyer | OTH_NEED | 00072/NEED/67 | C | NSDE 0613 | MYND 18 |  | 2013-11-07 | AMKAY PRODUCTS PVT LTD THANE | MYURA SURGICAL PHARRMA ERODE | STORES | OTHERS | 7073/S2/2013/CMCHIS-2 24/10/2013 | 2013-11-07 | 2014-11-06 | 2187 | [5 empty] | 25-2-2014 | NW | CONDEMNED
646 | Needle destroyer / Syringe Destroyer | OTH_NEED | 00072/NEED/45 | C |  |  |  | 2008-12-24 | LIFECARE EQIUPMENTS CHENNAI | LIFECARE EQIUPMENTS CHENNAI | AOT | TNHSP | TNHSP/TNMSC/ENGG/BMWMI/ 2008-DT. 13.05.2008 | 2008-12-24 |  | 785 | [5 empty] | 17-6-2013 | NW | CONDEMNED
647 | Needle destroyer / Syringe Destroyer | OTH_NEED | 00072/NEED/66 | C | NSDE 0613 | MYND 17 |  | 2013-11-07 | AMKAY PRODUCTS PVT LTD THANE | MYURA SURGICAL PHARRMA ERODE | STORES | OTHERS | 7073/S2/2013/CMCHIS 2 24/10/2013 | 2013-11-07 | 2014-11-06 | 2187 | [5 empty] | 25-2-2014 | NW | CONDEMNED
648 | Needle destroyer / Syringe Destroyer | OTH_NEED_T | 00072/NEED/12 | C |  |  |  | 2008-12-24 |  | GLOLIFECARE | [5 empty] | 0 | [5 empty] | 18-12-2010 | NW | CONDEMNED
649 | Needle destroyer / Syringe Destroyer | OTH_NEED | 00072/NEED/65 | C | NSDE 0613 | MYND 16 |  | 2013-11-06 | AMKAY PRODUCTS PVT LTD THANE | MYURA SURGICAL PHARRMA ERODE | STORES | OTHERS | 7073/S2/2013/CMCHIS 2 24/10/2013 | 2013-11-06 | 2014-11-05 | 2187 | [5 empty] | 24-2-2014 | NW | CONDEMNED
650 | Needle destroyer / Syringe Destroyer | OTH_NEED_T | 00072/NEED/13 | C |  |  |  | 2008-12-24 |  | GLOLIFECARE | [5 empty] | 0 | [5 empty] | 18-12-2010 | NW | CONDEMNED
651 | Needle destroyer / Syringe Destroyer | OTH_NEED | 00072/NEED/12 | C | LT-163-ND22 | 0215-0512 |  | 2012-07-21 |  | ERODE DRUG HOUSE | CHOP | JDHS | 4875/S1/2012-10.07.2012 | 2012-07-21 |  | 1663 | [5 empty] | 21-5-2013 | NW | CONDEMNED
652 | Needle destroyer / Syringe Destroyer | OTH_NEED_T | 00072/NEED/14 | C |  |  |  | 2008-12-24 |  | GLOLIFECARE | [5 empty] | 0 | [5 empty] | 18-12-2010 | NW | CONDEMNED
653 | Needle destroyer / Syringe Destroyer | OTH_NEED | 00072/NEED/57 | C | NSDE 0613 | MYND 08 |  | 2013-11-04 | AMKAY PRODUCTS PVT LTD THANE | MYURASURGICAL PHARRMAERODE | STORES | OTHERS | 7073/S2/2013/CMCHIS-2 24/10/2013 | 2013-11-04 | 2014-11-03 | 2187 | [5 empty] | 17-2-2014 | NW | CONDEMNED
654 | Needle destroyer / Syringe Destroyer | OTH_NEED_T | 00072/NEED/15 | C |  |  |  | 2008-12-24 |  | GLOLIFECARE | [5 empty] | 0 | [5 empty] | 18-12-2010 | NW | CONDEMNED
655 | Needle destroyer / Syringe Destroyer | OTH_NEED | 00072/NEED/63 | C | NSDE 0613 | MYND 14 |  | 2013-11-06 | AMKAY PRODUCTS PVT LTD THANE | MYURA SURGICAL PHARRMA ERODE | STORES | OTHERS | 7073/S2/2013/CMCHIS 2 24/10/2013 | 2013-11-06 | 2014-11-05 | 2187 | [5 empty] | 24-2-2014 | NW | CONDEMNED
656 | Needle destroyer / Syringe Destroyer | OTH_NEED | 00072/NEED/10 | C | LT-163-ND22 | 1623-0112 |  | 2012-07-21 |  | ERODE DRUG HOUSE | BLOOD BANK | JDHS | 4875/S1/2012-10.07.2012 | 2012-07-21 |  | 1663 | [5 empty] | 21-5-2013 | NW | CONDEMNED
657 | Needle destroyer / Syringe Destroyer | OTH_NEED_T | 00072/NEED/33 | C |  |  |  | 2008-12-24 |  | GLOLIFECARE | [5 empty] | 0 | [5 empty] | 18-12-2010 | NW | CONDEMNED
658 | Needle destroyer / Syringe Destroyer | OTH_NEED | 00072/NEED/16 | C | LT-163-ND22 | 1619-0112 |  | 2012-07-24 |  | ERODE DRUG HOUSE | LAB | JDHS | 4875/S1/2012-10.07.2012 | 2012-07-24 |  | 1663 |  | NO AMC |  |  |  | 22-5-2013 | NW | CONDEMNED
659 | Needle destroyer / Syringe Destroyer | OTH_NEED_T | 00072/NEED/29 | C |  |  |  | 2008-12-24 |  | GLOLIFECARE | [5 empty] | 0 | [5 empty] | 18-12-2010 | NW | CONDEMNED
660 | Needle destroyer / Syringe Destroyer | OTH_NEED | 00072/NEED/47 | C |  |  |  | 2008-12-24 | LIFECARE EQIUPMENTS CHENNAI | LIFECARE EQIUPMENTS CHENNAI | MS II | TNHSP | TNHSP/TNMSC/ENGG/BMWMI/ 2008 DT 13. 05.2008 | 2008-12-24 |  | 785 | [5 empty] | 17-6-2013 | NW | CONDEMNED
661 | Needle destroyer / Syringe Destroyer | OTH_NEED_T | 00072/NEED/30 | C |  |  |  | 2008-12-24 |  | GLOLIFECARE | [5 empty] | 0 | [5 empty] | 18-12-2010 | NW | CONDEMNED
662 | Needle destroyer / Syringe Destroyer | OTH_NEED_T | 00072/NEED/16 | C |  |  |  | 2008-12-24 |  | GLOLIFECARE | [5 empty] | 0 | [5 empty] | 18-12-2010 | NW | CONDEMNED
663 | Needle destroyer / Syringe Destroyer | OTH_NEED | 00072/NEED/61 | C | NSDE 0613 | MYND 12 |  | 2013-11-05 | AMKAY PRODUCTS PVT LTD THANE | MYURA SURGICAL PHARRMA ERODE | STORES | OTHERS | 7073/S2/2013/CMCHIS-2 24/10/2013 | 2013-11-05 | 2014-11-03 | 2187 | [5 empty] | 18-2-2014 | NW | CONDEMNED
664 | Needle destroyer / Syringe Destroyer | OTH_NEED_T | 00072/NEED/17 | C |  |  |  | 2008-12-24 |  | GLOLIFECARE | [5 empty] | 0 | [5 empty] | 18-12-2010 | NW | CONDEMNED
665 | Needle destroyer / Syringe Destroyer | OTH_NEED | 00072/NEED/18 | C | LT-163-ND22 | 1604-0112 |  | 2012-07-24 |  | ERODE DRUG HOUSE | FOP | JDHS | 4875/S1/2012-10.07.2012 | 2012-07-24 |  | 1663 |  | NO AMC |  |  |  | 22-5-2013 | NW | CONDEMNED
666 | Needle destroyer / Syringe Destroyer | OTH_NEED | 00072/NEED/6 | C | LT-163-ND22 | 1621-0112 |  | 2012-07-19 |  | ERODE DRUG HOUSE | FPO | JDHS | 4875/S1/2012-10.07.2012 | 2012-07-19 |  | 1663 | [5 empty] | 16-5-2013 | NW | CONDEMNED
667 | Needle destroyer / Syringe Destroyer | OTH_NEED | 00072/NEED/56 | C | NSDE 0613 | MYND07 |  | 2013-11-04 | AMKAY PRODUCTS PVT LTD THANE | MYURA SURGICAL PHARRMA ERODE | STORES | OTHERS | 7073/S2/2013/CMCHIS-2 24/10/2013 | 2013-11-04 | 2014-11-03 | 2187 | [5 empty] | 17-2-2014 | NW | CONDEMNED
668 | Needle destroyer / Syringe Destroyer | OTH_NEED_T | 00072/NEED/18 | C |  |  |  | 2008-12-24 |  | GLOLIFECARE | [5 empty] | 0 | [5 empty] | 18-12-2010 | NW | CONDEMNED
669 | Needle destroyer / Syringe Destroyer | OTH_NEED | 00072/NEED/64 | C | NSDE 0613 | MYND 15 |  | 2013-11-06 | AMKAY PRODUCTS PVT LTD THANE | MYURA SURGICAL PHARRMA ERODE | STORES | OTHERS | 7073/S2/2013/CMCHIS-2 24/10/2013 | 2013-11-06 | 2014-11-05 | 2187 | [5 empty] | 24-2-2014 | NW | CONDEMNED
670 | Needle destroyer / Syringe Destroyer | OTH_NEED_T | 00072/NEED/36 | C |  |  |  | 2008-12-24 |  | GLOLIFECARE | [5 empty] | 0 | [5 empty] | 18-12-2010 | NW | CONDEMNED
671 | Needle destroyer / Syringe Destroyer | OTH_NEED | 00072/NEED/60 | C | NSDE 0613 | MYND 11 |  | 2013-11-05 | AMKAY PRODUCTS PVT LTD THANE | MYURA SURGICAL PHARRMA ERODE | STORES | OTHERS | 7073/S2/2013/CMCHIS -2 24/10/2013 | 2013-11-05 | 2014-11-03 | 2187 | [5 empty] | 18-2-2014 | NW | CONDEMNED
672 | Needle destroyer / Syringe Destroyer | OTH_NEED | 00072/NEED/46 | C |  |  |  | 2008-12-24 | LIFECARE EQIUPMENTS CHENNAI | LIFECARE EQIUPMENTS CHENNAI | LAB | TNHSP | TNHSP/TNMSC/.ENGG/BMWMI/2008 DT 13.05.2008 | 2008-12-24 |  | 785 | [5 empty] | 17-6-2013 | NW | CONDEMNED
673 | Needle destroyer / Syringe Destroyer | OTH_NEED | 00072/NEED/55 | C | NSDE-0613 | MYND 06 |  | 2013-11-04 | AMKAY PRODUCTS PT LTD THANE | MYURA SURGICALS PHARRMA ERODE | STORES | OTHERS | 7073/S2/CMCHIS-2 | 2013-11-04 | 2014-11-03 | 2187 | [5 empty] | 17-2-2014 | NW | CONDEMNED
674 | Needle destroyer / Syringe Destroyer | OTH_NEED_T | 00072/NEED/19 | C |  |  |  | 2008-12-24 |  | GLOLIFECARE | [5 empty] | 0 | [5 empty] | 18-12-2010 | NW | CONDEMNED
675 | Needle destroyer / Syringe Destroyer | OTH_NEED | 00072/NEED/50 | C | NSDE 0613 | MVND 01 |  | 2013-10-31 | AMKAY PRODUCTS PVT LTD THANE | MYURA SURGICALS PHARRMA ERODE | FS II PPWARD | OTHERS | 7073/S2/2013/CMCHIS/ -2 | 2013-10-31 | 2014-10-02 | 2187 | [5 empty] | 15-2-2014 | NW | CONDEMNED
676 | Needle destroyer / Syringe Destroyer | OTH_NEED_T | 00072/NEED/20 | C |  |  |  | 2008-12-24 |  | GLOLIFECARE | [5 empty] | 0 | [5 empty] | 18-12-2010 | NW | CONDEMNED
677 | Needle destroyer / Syringe Destroyer | OTH_NEED | 00072/NEED/52 | C | NSDE 0613 | MYND 03 |  | 2013-11-01 | AMKAY PRODUCTS PVT LTD THANE | MYURA SURGICALS PHARRMA ERODE | STORES | OTHERS | 7073/S2/2013/CMCHIS-2 | 2013-11-01 | 2014-11-01 | 2187 | [5 empty] | 17-2-2014 | NW | CONDEMNED
678 | Needle destroyer / Syringe Destroyer | OTH_NEED | 00072/NEED/11 | C | LT-163-ND22 | 0218-0412 |  | 2012-07-21 |  | ERODE DRUG HOUSE | FOP | JDHS | 4875/SI/2012-10.072012 | 2012-07-21 |  | 1663 |  | AMC |  |  |  | 21-5-2013 | NW | CONDEMNED
679 | Needle destroyer / Syringe Destroyer | OTH_NEED_T | 00072/NEED/32 | C |  |  |  | 2008-12-24 |  | GLOLIFECARE | [5 empty] | 0 | [5 empty] | 18-12-2010 | NW | CONDEMNED
680 | Needle destroyer / Syringe Destroyer | OTH_NEED | 00072/NEED/41 | C |  |  |  | 2008-12-24 | LIFECARE EQIUPMENTS CHENNAI | LIFECARE EQIUPMENTS CHENNAI | FM | TNHSP | TNHSP/TNMSC/ENGG/BMWMI/2008 DT.13.05.2008 | 2008-12-24 |  | 785 | [5 empty] | 13-6-2013 | NW | CONDEMNED
681 | Needle destroyer / Syringe Destroyer | OTH_NEED | 00072/NEED/62 | C | NSDE-0613 | MYND 13 |  | 2013-11-06 | AMKAY PRODUCTS PVT LTD THANE | MYURA SURGICA PHARRMA ERODE | STORES | OTHERS | 7073/S2/2013/CMCHIS-2 24/10/2013 | 2013-11-06 | 2014-11-05 | 2187 | [5 empty] | 24-2-2014 | NW | CONDEMNED
682 | Needle destroyer / Syringe Destroyer | OTH_NEED_T | 00072/NEED/1 | C |  |  |  | 1997-02-14 |  | Pinnacle Products~ Pondy | L.ward |  |  |  |  | 0 | [5 empty] | 18-12-2010 | NW | CONDEMNED
683 | Needle destroyer / Syringe Destroyer | OTH_NEED | 00072/NEED/1 | C | LT- 163-ND 22 | 1605-0112 |  | 2012-07-18 |  | ERODE DRUG HOUSE | MM 1 | JDHS | 4875/S1/2012-10.07.2012 | 2012-07-18 |  | 1663 |  | NO AMC |  |  |  | 16-5-2013 | NW | CONDEMNED
684 | O2 Cylinder- A type | ANA_OCA | 00072/OCA/5 | C |  |  |  | 2008-04-04 | ASSOCIATEDSURGICALS CHENNAI | ASSOCIATED SURGICALS CHENNAI | STORES | DRHM | 2394/NRHM/TNMSC/2008-4 8/03/2008 | 2008-04-04 |  | 4732 | [5 empty] | 27-8-2013 | W
685 | O2 Cylinder- A type | ANA_OCA | 00072/OCA/1 | C |  |  |  | 2008-04-04 | ASSOCIATED SURGICALS CHENNAI | ASSOCITAED SURGICALS CHENNAI | STORES | DRHM | 2394/NRHM/TNMSC/2008-4 8/03/2008 | 2008-04-04 |  | 4732 | [5 empty] | 26-8-2013 | W
686 | O2 Cylinder- A type | ANA_OCA | 00072/OCA/12 | C |  |  |  | 2008-03-22 | SOLOCRAFTS INDUS CHENNAI | SOLOCRAFTS INDUS CHENNAI | STORES | TNHSP | TNHSP/TNMSC /P2E19/200728/11/2007 | 2008-03-22 |  | 4033 | [5 empty] | 27-8-2013 | W
687 | O2 Cylinder- A type | ANA_OCA | 00072/OCA/6 | C |  |  |  | 2008-04-04 | ASSOCIATED SURGICALS CHENNAI | ASSOCIATED SURGICALS CHENNAI | STORES | DRHM | 2394/NRHM/TNMSC/2008-4 8/03/2008 | 2008-04-04 |  | 4732 | [5 empty] | 27-8-2013 | W
688 | O2 Cylinder- A type | ANA_OCA | 00072/OCA/13 | C |  |  |  | 2008-03-22 | SOLOCRAFTS INDUS CHENNAI | SOLOCRAFTS INDUS CHENNAI | STORES | TNHSP | TNHSP/TNMSC/P2E19/2007 28/11/2007 | 2008-03-22 |  | 4033 | [5 empty] | 27-8-2013 | W
689 | O2 Cylinder- A type | ANA_OCA | 00072/OCA/4 | C |  |  |  | 2008-04-04 | ASSOCIATED SURGICALS CHENNAI | ASSOCIATED SURGICALS CHENNAI | STORES | DRHM | 2394/NRHM/TNMSC/2008-4 8/03/2008 | 2008-04-04 |  | 4732 | [5 empty] | 27-8-2013 | W
690 | O2 Cylinder- A type | ANA_OCA | 00072/OCA/14 | C |  |  |  | 1999-05-13 | DATEX OHMEDA PVT LTD CHENNAI | DATEX OHMEDA PVT LTD CHENNAI | STORES | DMS | 114763/CP I I/1/98 28/02/1999 | 1999-05-13 |  | 3040 | [5 empty] | 20-9-2013 | W
691 | O2 Cylinder- A type | ANA_OCA | 00072/OCA/11 | C |  |  |  | 2008-03-22 | SOLOCRAFTS INDUS CHENNAI | SOLOCRAFTS INDUST CHENNAI | STORES | TNHSP | TNHSP/TNMSC/P2E19/2007 28/11/2007 | 2008-03-22 |  | 4033 | [5 empty] | 27-8-2013 | W
692 | O2 Cylinder- A type | ANA_OCA | 00072/OCA/3 | C |  |  |  | 2008-04-04 | ASSOCIATED SURGICALS CHENNAI | ASSOCIATED SURGICALS CHENNAI | STORES | DRHM | 2394/NRHM/TNMSC/2008 -4 8/03/2008 | 2008-04-04 |  | 4732 | [5 empty] | 27-8-2013 | W
693 | O2 Cylinder- A type | ANA_OCA | 00072/OCA/10 | C |  |  |  | 2008-03-22 | SOLOCRAFTS INDUS CHENNAI | SOLOCRAFTS INDUS CHENNAI | STORES | TNHSP | TNHSP/TNMSC/P2E19/2007 28/11 2007 | 2008-03-22 |  | 4033 | [5 empty] | 27-8-2013 | W
694 | O2 Cylinder- A type | ANA_OCA | 00072/OCA/7 | C |  |  |  | 2008-04-04 | ASSOCIATED SURGICALS CHENNAI | ASSOCIATED SURGICALS CHENNAI | STORES | DRHM | 2394/NRHM/TNMSC/2008-4 8/03/2008 | 2008-04-04 |  | 4732 | [5 empty] | 27-8-2013 | W
695 | O2 Cylinder- A type | ANA_OCA | 00072/OCA/2 | C |  |  |  | 2008-04-04 | ASSOCIATED SURGICALS CHENNAI | ASSOCIATED SURGICALS CHENNAI | STORES | DRHM | 2394/NRHM/TNMSC/2008-4 8/03/2008 | 2008-04-04 |  | 4732 | [5 empty] | 26-8-2013 | W
696 | O2 Cylinder- A type | ANA_OCA | 00072/OCA/9 | C |  |  |  | 2008-03-22 | SOLOCRAFTS IND CHENNAI | SOLOCRAFTS IND CHENNAI | STORES | TNHSP | TNHSP/TNMSC/P2E19/2007 28/11/2007 | 2008-03-22 |  | 4033 | [5 empty] | 27-8-2013 | W
697 | O2 Cylinder- A type | ANA_OCA | 00072/OCA/8 | C |  |  |  | 2008-04-04 | ASSOCIATED SURGICAL CHENNAI | ASSOCIATED SURGICAL CHENNAI | STORES | DRHM | 2394/NRHM/TNMSC/2008-4 DT.08.03.2008 |  |  | 4732 | [5 empty] | 27-8-2013 | W
698 | O2 Cylinder- B type | ANA_OCB | 00072/OCB/7 | C |  |  |  | 2008-04-04 | ASSOCIATED SURGICALS CHENNAI | ASSOCIATED SURGICALS CHENNAI | STORES | DRHM | 2394/NRHM/TNMSC/2008-4 8/03/2008 | 2008-04-04 |  | 5410 | [5 empty] | 26-8-2013 | W
699 | O2 Cylinder- B type | ANA_OCB | 00072/OCB/27 | C |  |  |  | 1999-05-13 | DATEX OHMEDA PVT LTD CHENNAI | DATEX OHMEDA PVT LTD CHENNAI | STORES | DMS | 114763/CPI I/1/98 28/02/1999 | 1999-05-13 |  | 3365 | [5 empty] | 18-9-2013 | W
700 | O2 Cylinder- B type | ANA_OCB | 00072/OCB/23 | C |  |  |  | 1999-05-13 | DATEX OHMEDA INDIA PVT LTD CHENNAI 31 | DATEX OHMEDA INDIA PVT LTD CHENNAI 31 | STORES | DMS | 114763/CP 1 1/1/98 28/02/1999 | 1999-05-13 |  | 3365 | [5 empty] | 17-9-2013 | W
701 | O2 Cylinder- B type | ANA_OCB | 00072/OCB/9 | C |  |  |  | 2006-10-01 | ASSOCIATED SURGICALS CHENNAI | ASSOCIATED SURGICALS CHENNAI | STORES | TNHSP | 110/TNHSP TNMSC/ENGG/2006/CBE 2 | 2006-10-01 |  | 5400 | [5 empty] | 2013-02-09 | W
702 | O2 Cylinder- B type | ANA_OCB | 00072/OCB/16 | C |  |  |  | 2001-03-19 | M/S DATEX OHMEDA PVT LTD CHETPAT CHENNAI | M/S DATEX OHMEDA INDIA PVT LTDCHETPAT CHENNAI | STORES | DMS | 101473/C PI I/I 2000/28/09/2000 | 2001-03-19 |  | 3365 | [5 empty] | 2013-03-09 | W
703 | O2 Cylinder- B type | ANA_OCB | 00072/OCB/28 | C |  |  |  | 1999-05-13 | DATEX OHMEDA PVT LTD CHENNAI | DATEX OHMEDA PVT LTD CHENNAI | STORES | DMS | 114763/CP I I/1/98 28/02/1999 | 1999-05-13 |  | 3365 | [5 empty] | 18-9-2013 | W
704 | O2 Cylinder- B type | ANA_OCB | 00072/OCB/20 | C |  |  |  | 2001-03-19 | M/S DATEX OHMEDA INDIA PVT LTD CHETPAT CHENNAI | M/S DATEX OHMEDA INDIA PVT LTD CHETPAT CHENNAI | STORES | DMS | 101473/CP I I/I 2000 /28/09/2000 | 2001-03-19 |  | 3365 | [5 empty] | 2013-03-09 | W
705 | O2 Cylinder- B type | ANA_OCB | 00072/OCB/7 | C |  |  |  | 2008-04-04 | ASSOCIATEDSURGICALS CHENNAI | ASSOCIATED SURGICALS CHENNAI | STORES | DRHM | 2394/NRHM/TNMSC 2008-4 8/03/2008 | 2008-04-04 |  | 5410 | [5 empty] | 26-8-2013 | W
706 | O2 Cylinder- B type | ANA_OCB | 00072/OCB/2 | C |  |  |  | 2008-04-04 | ASSOCIATED SURGICALS CHENNAI | ASSOCIATED SURGICALS CHENNAI | STORES | DRHM | 2394/NRHM/TNMSC 2008-4 8/03/2008 | 2008-04-04 |  | 5410 | [5 empty] | 26-8-2013 | W
707 | O2 Cylinder- B type | ANA_OCB | 00072/OCB/14 | C |  |  |  | 2001-03-19 | M/S DATEX OHMEDA INDI PVT LTD CHETPAT CHENNAI | M/S DATEX OHMEDA INDIA PVT LTD CHETPAT CHENNAI 31 | STORES | DMS | 101473/CP I I /I 2000 /28/09/2000 DMRHS CHENNAI | 2001-03-19 |  | 3365 | [5 empty] | 2013-03-09 | W
708 | O2 Cylinder- B type | ANA_OCB | 00072/OCB/19 | C |  |  |  | 2001-03-19 | M/S DATEX OHMEDA PVT LTD CHETPAT CHENNAI | M/S DATEX OHMEDA INDIA PVT LTD CHETPAT CHENNAI | STORES | DMS | 101473/CP I I/I 2000/28 09 2000 | 2001-03-19 |  | 3365 | [5 empty] | 2013-03-09 | W
709 | O2 Cylinder- B type | ANA_OCB | 00072/OCB/10 | C |  |  |  | 2006-10-01 | ASSOCIATED SURGICALS CHENNAI | ASSOCIATED SURGICALS CHENNAI | STORES | TNHSP | 110/TNHSP TNMSC/ENGG/2006/CBE 2 | 2006-10-01 |  | 5400 | [5 empty] | 2013-02-09 | W
710 | O2 Cylinder- B type | ANA_OCB | 00072/OCB/12 | C |  |  |  | 2006-10-01 | ASSOCIATED SURGICALS CHENNAI | ASSOCIATED SURGICALS CHENNAI | STORES | TNHSP | 110/TNHSP TNMSC /ENGG/2006/CBE 2 | 2006-10-01 |  | 5400 | [5 empty] | 2013-02-09 | W
711 | O2 Cylinder- B type | ANA_OCB | 00072/OCB/3 | C |  |  |  | 2008-04-04 | ASSOCIATEDSURGICALS CHENNAI | ASSOCIATED SURGICALS CHENNAI | STORES | DRHM | 2394/NRHM/TNMSC/2008/4 8/03/2008 | 2008-04-04 |  | 5410 | [5 empty] | 26-8-2013 | W
712 | O2 Cylinder- B type | ANA_OCB | 00072/OCB/18 | C |  |  |  | 2001-03-19 | M SDATEX OHMEDA PVT LTD CHETPAT CHENNAI | M S DATEX OHMEDA INDIA PVT LTD CHETPAT CHENNAI | STORES | DMS | 101473/CP I I/ I/2000/28/09/2000 | 2001-03-19 |  | 3365 | [5 empty] | 2013-03-09 | W
713 | O2 Cylinder- B type | ANA_OCB | 00072/OCB/25 | C |  |  |  | 1999-05-13 | DATEX OHMEDA INDIA PVT LTD CHENNAI 31 | DATEX OHMEDAINDIA PVT LTD CHENNAI 31 | STORES | DMS | 114763/CP 1 1/1/98 28/02/1999 | 1999-05-13 |  | 3365 | [5 empty] | 17-9-2013 | W
714 | O2 Cylinder- B type | ANA_OCB | 00072/OCB/21 | C |  |  |  | 2001-03-19 | M/S DATEX OHMEDA INDIA PVT LTD CHETPAT CHENNAI | M /S DATEX OHMEDA INDIA PVT LTD CHETPAT CHENNAI | STORES | DMS | 101473/CP I I/I 2000/28/09/2000 | 2001-03-19 |  | 3365 | [5 empty] | 2013-03-09 | W
715 | O2 Cylinder- B type | ANA_OCB | 00072/OCB/4 | C |  |  |  | 2008-04-04 | ASSOCIATED SURGICALS CHENNAI | ASSOCIATEDSURGICALS CHENNAI | STORES | DRHM | 2394/NRHM/TNMSC/2008-4 8/03/2008 | 2008-04-04 |  | 5410 | [5 empty] | 26-8-2013 | W
716 | O2 Cylinder- B type | ANA_OCB | 00072/OCB/6 | C |  |  |  | 2008-04-04 | ASSOCIATED SURGICALS CHENNAI | ASSOCIATWD SURGICALS CHENNAAI | STORES | DRHM | 2394/NRHM/TNMSC/2008-4 8/03/2008 | 2008-04-04 |  | 5410 | [5 empty] | 26-8-2013 | W
717 | O2 Cylinder- B type | ANA_OCB | 00072/OCB/26 | C |  |  |  | 1999-05-13 | DATEX OHMEDA PVT LTD CHENNAI | DATEX OHMEDA PVT LTD CHENNAI | STORES |  | 114763/CP/I I/1/98 28 02 1999 | 1999-05-13 |  | 3365 | [5 empty] | 18-9-2013 | W
718 | O2 Cylinder- B type | ANA_OCB | 00072/OCB/15 | C |  |  |  | 2001-03-19 | M/S DATEX OHMEDA INDIA PVT LTD CHETPAT CHENNAI | M/S DATEX OHMEDA INDIA PVT LTDCHETPAT CHENNAI 31 | STORES | DMS | 101473/CP I I/I/2000/28/09/2000 | 2001-03-19 |  | 3365 | [5 empty] | 2013-03-09 | W
719 | O2 Cylinder- B type | ANA_OCB | 00072/OCB/1 | C |  |  |  | 2008-04-04 | ASSOCIATED SURGICALS CHENNAI | ASSOCITAED SURGICALS CHENNAI | STORES | DRHM | 2394/NRHM/TNMSC/2008-4 8/03/2008 | 2008-04-04 |  | 5410 | [5 empty] | 26-8-2013 | W
720 | O2 Cylinder- B type | ANA_OCB | 00072/OCB/24 | C |  |  |  | 1999-05-13 | DATEX OHMEDA INDIA PVT LTD CHENNAI 31 | DATEX OHMEDA INDIA PVT LTD CHENNAI 31 | STORES | DMS | 114763/CPI I/1/98 | 1999-05-13 |  | 3365 | [5 empty] | 17-9-2013 | W
721 | O2 Cylinder- B type | ANA_OCB | 00072/OCB/22 | C |  |  |  | 2001-03-19 | M /SDATEX OHMEDAINDIA PVT LTD CHETPAT CHENNAI | M S DATEX OHMEDA INDIA PVT LTD CHETPAT CHENNAI | STORES | DMS | 101473/CP I I/ I/2000/28/09/2000 | 2001-03-19 |  | 3365 | [5 empty] | 2013-03-09 | W
722 | O2 Cylinder- B type | ANA_OCB | 00072/OCB/13 | C |  |  |  | 2001-03-19 | M/S DATEX OHMEDA INDIA PVT LTD CHETPAT CHENNAI | M/S DATEX OHMEDA INDIA PVT LTD CHETPAT CHENNAI | STORES | DMS | 101473/CP I I/2000/28/09/2000 | 2001-03-19 |  | 3365 | [5 empty] | 2013-03-09 | W
723 | O2 Cylinder- B type | ANA_OCB | 00072/OCB/5 | C |  |  |  | 2008-04-04 | ASSOCIATED SURGICALS CHENNAI | ASSSSOCITED SURGICALS CHENNAI | STORES | DRHM | 2394/NRHM/TNMSC/2008-4 8/03/2008 | 2008-04-04 |  | 5410 | [5 empty] | 26-8-2013 | W
724 | O2 Cylinder- B type | ANA_OCB | 00072/OCB/11 | C |  |  |  | 2006-10-01 | ASSOCIATED SURGICALS CHENNAI | ASSOCIATED SURGICALS CHENNAI | STORES | TNHSP | 110/TNHSP/TNMSC/ENGG/2006/CBE 2 | 2006-10-01 |  | 5400 | [5 empty] | 2013-02-09 | W
725 | O2 Cylinder- B type | ANA_OCB | 00072/OCB/17 | C |  |  |  | 2001-03-19 | M/S DATEX OHMEDA INDIA PVT LTD CHENNAI | M/S DATEX OHMEDA INDIA PVT LTD CHETPAT CHENNAI | STORES | DMS | 101473/CP I I/I 2000/29/09/2000 | 2001-03-19 |  | 3365 | [5 empty] | 2013-03-09 | W
726 | O2 Cylinder- D type | ANA_OCD | 00072/OCD/22 | C | everest kanto | B2B467B300 |  | 2014-08-20 | EVEREST KANTO CYLINDER LTD | SOLOKRAFTS INDUSTRIES CHENNAI | STORES | TNMSC | 1909/TNMSC/ENGG/2013-1 | 2014-08-20 | 2015-08-19 | 9870 | [5 empty] | 19-9-2014 | W
727 | O2 Cylinder- D type | ANA_OCD | 00072/OCD/10 | C |  | EURO C 500834 |  | 2013-02-26 | VIN BIO TECH SYSTEMS LTD CHENNAI | VIN BIO TECH SYSTEMS LTD CHENNAI | ICCU | JDHS | 8340/S1/2012 24/12/2012 | 2013-02-26 |  | 9975 | [5 empty] | 29-4-2013 | W
728 | O2 Cylinder- D type | ANA_OCD | 00072/OCD/24 | C | EVEREST KANTO | B2B467B429 |  | 2014-08-20 | EVEREST KANTO CYLINDER LTD | SOLOKRAFTS INDUSTRIES CHENNAI | STORES | TNMSC | 1909/TNMSC/ENGG/2013-1 | 2014-08-20 | 2015-08-19 | 9870 | [5 empty] | 19-9-2014 | W
729 | O2 Cylinder- D type | ANA_OCD | 00072/OCD/23 | C | EVEREST KANTO | B2B467B245 |  | 2014-08-20 | EVEREST KANTO CYLINDER LTD | SOLOKRAFTS INDUSTRIES CHENNAI | STORES | TNMSC | 1909/TNMSC/ENGG/2013-1 | 2014-08-20 | 2015-08-19 | 9870 | [5 empty] | 19-9-2014 | W
730 | O2 Cylinder- D type | ANA_OCD | 00072/OCD/17 | C |  | EURO C 500842 |  | 2013-02-26 | VIB BIOTECH SYSTEMS LTD CHENNAI | VIB BIOTECH SYSTEM S LTD CHENNAI | NB | JDHS | 8340/S1/12 DT.24.12.12 | 2013-02-26 |  | 9975 |  | NO AMC |  |  |  | 30-4-2013 | W
731 | O2 Cylinder- D type | ANA_OCD | 00072/OCD/6 | C |  | euro c 500830 |  | 2013-02-26 | vin biotech systems ltd chennai | vin biotech systemsltd chennai | iccu | JDHS | 8340/s1/2012/24-12-2012 | 2013-02-26 |  | 9975 | [5 empty] | 29-4-2013 | W
732 | O2 Cylinder- D type | ANA_OCD | 00072/OCD/5 | C |  | EURO C 500829 |  | 2013-02-26 | VIN BIOTECH SYSTEMS LTD CHENNAI | VIN BIOTECH SYSTEMS LTD CHENNAI | ICCU | JDHS | 8340/S1/2012/24-12-2012 | 2013-02-26 |  | 9975 | [5 empty] | 27-4-2013 | W
733 | O2 Cylinder- D type | ANA_OCD | 00072/OCD/4 | C |  | EURO C 500828 |  | 2013-02-26 | VIN BIOTECH SYSTEMS LTD CHENNAI | VIN BIOTECH SYSTEMS LTD CHENNAI | ICCU | JDHS | 8340/S1/2012/24-12-2012 | 2013-02-26 |  | 9975 | [5 empty] | 27-4-2013 | W
734 | O2 Cylinder- D type | ANA_OCD | 00072/OCD/9 | C |  | EURO C 500833 |  | 2013-02-26 | VIN BIO TECH SYSTEMS LTD CHENNAI | VIN BIO TECH SYSTEMS LTD CHENNAI | ICCU | JDHS | 8340/S1/2012 24/12/2012 | 2013-02-26 |  | 9975 | [5 empty] | 29-4-2013 | W
735 | O2 Cylinder- D type | ANA_OCD | 00072/OCD/2 | C |  | EURO C500826 |  | 2013-02-26 | VIN BIOTECH SYSTEMS LTD | VIN BIOTECH SYSTEMS LTD | ICCU | JDHS | 8340/S1/2012/24/12/2012 | 2013-02-26 |  | 9975 | [5 empty] | 27-4-2013 | W
736 | O2 Cylinder- D type | ANA_OCD | 00072/OCD/21 | C | EVEREST KANTO CYLINDER LTD | B2B467B137 |  | 2014-08-20 | EVEREST KANTO CYLINDER LTD | SOLOKRAFTS INDUSTRIES CHENNAI | STORES | TNMSC | 1909/TNMSC/ENGG/2013-1 | 2014-08-20 | 2015-08-19 | 9870 | [5 empty] | 2014-11-09 | W
737 | O2 Cylinder- D type | ANA_OCD | 00072/OCD/15 | C |  | EURO C 500840 |  | 2013-02-26 | VIN BIOTECH SYSTEM LTD CHENNAI | VIN BIOTECH SYSTEM LTD CHENNAI | NB | JDHS | 8340/S1/12/24.12.12 | 2013-02-26 |  | 9975 | [5 empty] | 30-4-2013 | W
738 | O2 Cylinder- D type | ANA_OCD | 00072/OCD/15 | C |  | EUROC500839 |  | 2013-02-26 | VIN BIO TECH SYSTEM LTD CHENNAI | VIN BIO TECH SYSTEMS LTD CHENNAI | N B WARD | JDHS | 8340/S1/12 24.12.12 | 2013-02-26 |  | 9975 | [5 empty] | 30-4-2013 | W
739 | O2 Cylinder- D type | ANA_OCD | 00072/OCD/3 | C |  | EURO C 500827 |  | 2013-02-26 | VIN BIOTECH SYSTEMSLTD CHENNAI | VIN BIOTECH SYSTEMSLTD CHENNAI | ICCU | JDHS | 8340/S1/2012/24/12/2012 | 2013-02-26 |  | 9975 | [5 empty] | 27-4-2013 | W
740 | O2 Cylinder- D type | ANA_OCD | 00072/OCD/20 | C |  | EURO C 500843 |  | 2013-02-26 | VIN BIOTECH SYSTEMS LTE CHENNAI | VIN BIOTECH SYSTEMS LTD CHENNAI | NB | JDHS | 8340/S1/12 DT 24.12.12 | 2013-02-26 |  | 9975 |  | NO AMC |  |  |  | 30-4-2013 | W
741 | O2 Cylinder- D type | ANA_OCD | 00072/OCD/16 | C |  | EUROC500841 |  | 2013-02-26 | VIN BIO TECH SYSTEMS LTD CHENNAI | VIN BIO TECH SYSTEMS LTD CHENNAI | NB WD | JDHS | 8340/S1/12 24.12.12 | 2013-02-26 |  | 9975 | [5 empty] | 30-4-2013 | W
742 | O2 Cylinder- D type | ANA_OCD | 00072/OCD/8 | C |  | EURO C 500832 |  | 2013-02-26 | VIN BIOTECH SYSTEMS LTD CHENNAI | VIN BIOTECH SYSTEMS LTD CHENNAI | ICCU | JDHS | 8340/S1/2012/24/12/2012 | 2013-02-26 |  | 9975 | [5 empty] | 29-4-2013 | W
743 | O2 Cylinder- D type | ANA_OCD | 00072/OCD/11 | C |  | EURO C 500835 |  | 2013-02-26 | VIN BIOTECH SYSTEMS LTD CHENNAI | VIN BIOTECH SYSTEMS LTD CHENNAI | NB | JDHS | 8340/S1/12-24.12.12 | 2013-02-26 |  | 9975 |  | CAMC |  |  |  | 29-4-2013 | W
744 | O2 Cylinder- D type | ANA_OCD | 00072/OCD/19 | C |  | EUR0C500845 |  | 2013-02-26 | VIN BIO TECH SYSTEMS LTD CHENNAI | VIN BIO TECH SYSTEMS LTD CHENNAI | NB WD | JDHS | 8340/S1/ 12 241212 | 2013-02-26 |  | 9975 | [5 empty] | 30-4-2013 | W
745 | O2 Cylinder- D type | ANA_OCD | 00072/OCD/1 | C |  | EURO C 500825 |  | 2013-02-26 | vin biotech systems ltd chennai | vin biotech systems ltd chennai | iccu | JDHS | 8340/S1/2012DT /24-12-2012 | 2013-01-23 |  | 9975 | [5 empty] | 26-4-2013 | W
746 | O2 Cylinder- D type | ANA_OCD | 00072/OCD/13 | C |  | euro c 500837 |  | 2013-02-26 | vin biotech systems ltd chennai | vin bio tech systems ltd chennai | nb ward | JDHS | 8340/s1/12 24-12-12 | 2013-02-26 |  | 9975 | [5 empty] | 30-4-2013 | W
747 | O2 Cylinder- D type | ANA_OCD | 00072/OCD/7 | C |  | EURO C 500831 |  | 2013-02-26 | VIN BIOTECH SYSTEMS LTD CHENNAI | VIN BIO TECH SYSTEMS LTD CHENNAI | ICCU | JDHS | 8340/S1/2012-24/12/2012 | 2013-02-26 |  | 9975 | [5 empty] | 29-4-2013 | W
748 | O2 Cylinder- D type | ANA_OCD | 00072/OCD/25 | C | EVEREST KANTO | B2B467B397 |  | 2014-08-20 | EVEREST KANTO CYLINDER LTD | SOLOKRAFTS INDUSTRIES CHENNAI | STORES | TNMSC | 1909/TNMSC/ENGG/2013-1 | 2014-08-20 | 2015-08-19 | 9870 | [5 empty] | 19-9-2014 | W
749 | O2 Cylinder- D type | ANA_OCD | 00072/OCD/12 | C |  | EURO C 500836 |  | 2013-02-26 | VIN BIOTECH SYSTEMS LTD CHENNAI | VIN BIOTECH SYSTEMS LTD CHENNAI | NB WARD | JDHS | 8340/S1/12/24/12/12 | 2013-02-26 |  | 9975 | [5 empty] | 30-4-2013 | W
750 | O2 Cylinder- D type | ANA_OCD | 00072/OCD/14 | C |  | EURO C 500838 |  | 2013-02-26 | vin biotech systems ltd chennai | vin biotech systemsltd chennai | n b ward | JDHS | 8340/S1/12 24/12/12 | 2013-02-26 |  | 9975 | [5 empty] | 30-4-2013 | W
751 | Opthalmoscope - Direct | EYE_OPTD | 00072/OPTD/2 | C | [11 empty] | 0 | [5 empty] | 18-12-2010 | NA | DOUBLE ENTRY
752 | Opthalmoscope - Direct | EYE_OPTD | 00072/OPTD/3 | C | [11 empty] | 0 | [5 empty] | 18-12-2010 | NA | DOUBLE ENTRY
753 | Opthalmoscope - Direct | EYE_OPTD | 00072/OPTD/1 | C | [11 empty] | 0 | [5 empty] | 18-12-2010 | NA | DOUBLE ENTRY
754 | Opthalmoscope - Direct | EYE_OPTD | 00072/OPTD/5 | C | KHEELER-VISTA |  |  | 2001-01-18 | M/S SOUTH INDIA SURGICAL CO LTD CHENNAI | M/S SOUTH INDIA SURGICAL CO LTD CHENNAI | EYE WARD | DMS | 101473/CPII /1/2000 DT 12.01.2001 | 2001-01-18 |  | 12500 | [5 empty] | 2013-04-07 | W
755 | Opthalmoscope - Direct | EYE_OPTD | 00072/OPTD/7 | C | KHEELER-PROFESSIONAL |  |  | 2011-03-09 | SOUTH INDIA SURGICAL CO LID CHENNAI | SOUTH INDIA SURGICAL .CO LTD CHENNAI | EYE WARD | DMS | 1/DC/10-11/2478/3.3.11 TNHSP/TNMSC/ENGG/P3424/R-2011 | 2011-03-09 |  | 12500 | [5 empty] | 2013-04-07 | W
756 | Opthalmoscope - Direct | EYE_OPTD | 00072/OPTD/4 | C |  |  |  | 1997-03-04 | M/S SOUTH INDIA SURGICAL CO MADRAS | M/S SOUTH INDIA SURGICAL CO MADRAS | EYE WARD | DMS | 67990/CP2/1/andamp;DT 12.01.97 | 1997-03-04 |  | 5850 | [5 empty] | 2013-04-07 | NA | To be delete
757 | Opthalmoscope - Direct | EYE_OPTD | 00072/OPTD/6 | C |  |  |  | 2001-01-18 | M/S SOUTH INDIA SURGICAL CO LTD CHENNAI | M/S SOUTH INDIA SURGICAL CO LTD CHENNAI | EYE WARD | DMS | 101473/CPII/1/2000 DT 12.1.2001 | 2001-01-18 |  | 12500 | [5 empty] | 2013-04-07 | NA | DOUBLE ENTRY
758 | Opthalmoscope Indirect | EYE_OPMSI_T | 00072/OPMSI/1 | C | [11 empty] | 0 | [5 empty] | 18-12-2010 | W
759 | Otoscope | ENT_OTOS | 00072/OTOS/1 | C |  | SOUTH INDIA SURGICAL 1 |  | 2010-03-08 | SOUTH INDIA SURGICALS | SOUTH INDIA SURGICALS | BOT | TNMSC | 10979/TNMSC/ENGG/2010 | 2010-07-27 |  | 16911 | [5 empty] | 2012-04-09 | NA | DOUBLE ENTRY
760 | Otoscope | ENT_OTOS | 00072/OTOS/2 | C |  | SOUTH INDIA SURGICALS 2 |  | 2010-03-08 | SOUTH INDIA SURGICALS | SOUTH INDIA SURGICAL | BOT | TNHSP | 10979/TNMSC/ENGG/2010 | 2010-07-27 |  | 102799 | [5 empty] | 2012-04-09 | NW
761 | Otoscope | ENT_OTOS | 00072/OTOS/3 | C |  |  |  | 2009-06-09 |  | M/S SABERWAL SURGICALS COIMBATORE | E N T DEPT | TNMSC | TNHSP TNMSC ENGG/P3/A II/2009/31/03/2009 | 2009-06-09 |  | 9568 | [5 empty] | 2014-10-03 | NW
762 | Otoscope | ENT_OTOS | 00072/OTOS/4 | C | F-O OTOSCOPE |  |  | 2014-10-16 | GERMAN MAKE | VANSAARI MARKETING SERVICES CHENNAI | ENT OP | OTHERS | 3484/S2/CMCHIS/2014 | 2014-10-24 | 2015-10-23 | 8400 |  | NO AMC |  |  |  | 18-2-2015 | NA | DOUBLE ENTRY
763 | Perimeter | EYE_PERI | 00072/PERI/1 | C | AP901/H |  |  | 2009-10-30 | APPASAMY ASSOCIATES CHENNAI | APPASAMY ASSOCIATES CHENNAI | EYE WARD | TNHSP | TNHSP/TNMSC/P3A23/2009/DT.01.10.2009 | 2009-12-04 |  | 364000 |  | NO AMC |  |  |  | 2013-05-04 | W
764 | Photo Calorie Meter - Analog / Digital | LAB_CM | 00072/CM/3 | C | NCM508 | COLORIMETER 1 |  | 2011-02-01 | JUPITER | JUPITER SCIENTIFIC COMPANY | LAB | TNMSC | RCH II/TNMSC/ENGG/7146/2010 | 2011-09-24 |  | 6057 | [5 empty] | 2012-07-09 | W
765 | Photo Calorie Meter - Analog / Digital | LAB_CM | 00072/CM/2 | C |  | ASSOCIATED SURGICAL 2 |  | 2008-04-04 | ASOCIATED SURGICAL | ASSOCIATED SURGICALS | LAB | TNMSC | 2394/NRHM/TNMSC/2008 | 2008-04-28 |  | 4550 |  | NO AMC |  |  |  | 2012-04-09 | NW | CONDEMNED
766 | Photo Calorie Meter - Analog / Digital | LAB_CM | 00072/CM/1 | C |  | ASSOCIATED SURGICAL 1 |  | 2008-04-04 | ASSOCIATED SURGICALS | ASSOCIATED SURGICAL | BLOOD BANK | TNMSC | 2394/NRHM/TNMSC/2008 | 2008-04-16 |  | 4550 |  | NO AMC |  |  |  | 2012-04-09 | NW | CONDEMNED
767 | Phototherapy Unit | NNE_PHTU | 00072/PHTU/2 | C | Neotech | [10 empty] | 0 | [5 empty] | 18-12-2010 | NA | DOUBLE ENTRY
768 | Phototherapy Unit | NNE_PHTU | 00072/PHTU/7 | C | CFL-101 | 5287 |  | 2012-05-05 | PHOENIX MEDICAL SYSTEMS PVT LTD | PHOENIX MEDICAL SYSTEMS PVT LTD | NEW BORN WARD | TNMSC | RCH-11/TNMSC/ENGG/E46/2011-12 | 2012-05-18 | 2013-05-16 | 14710 |  | AMC |  |  |  | 27-8-2012 | NA | DOUBLE ENTRY
769 | Phototherapy Unit | NNE_PHTU | 00072/PHTU/1 | C | [6 empty] | Children Ward |  |  |  |  | 0 | [5 empty] | 18-12-2010 | NA | DOUBLE ENTRY
770 | Phototherapy Unit | NNE_PHTU | 00072/PHTU/6 | C | CFL | 5287 |  | 2012-05-05 | Phoenix Medical System Pvt.Ltd | Phoenix Medical System Pvt.Ltd | NICU | TNMSC |  | 2012-05-17 | 2013-05-16 | 0 | [5 empty] | 29-5-2012 | w
771 | Phototherapy Unit | NNE_PHTU | 00072/PHTU/4 | C | 4000 CFL | 0 612368 |  |  | Neotech | Madras Surgicals | NICU | TNHSP |  |  |  | 0 |  | AMC |  | 2011-01-30 | Madras Surgicals | 25-12-2010 | w
772 | Phototherapy Unit | NNE_PHTU | 00072/PHTU/5 | C | 4000 CFL | 0 612369 |  |  | Neotech | Madras Surgicals | NICU | TNHSP |  |  |  | 0 |  | AMC |  | 2011-01-30 | Madras Surgicals | 25-12-2010 | w
773 | Phototherapy Unit | NNE_PHTU | 00072/PHTU/3 | C | 4000 CFL | 0 612371 |  |  | Neotech | Madras Surgicals | NICU | TNHSP |  |  |  | 0 |  | AMC |  | 2011-01-30 | Madras Surgicals | 25-12-2010 | w
774 | Printer | OTH_PRINT | 00072/PRINT/4 | C | TVSE HD 250 | IAC3PE 000078 |  | 2009-03-14 | TVS | WIPRO LTD CHENNAI | FOP | TNHSP | TNHSP/TNMSC/PIN DT 22.01.2009 | 2009-10-21 |  | 9204 |  | NO AMC |  |  |  | 30-3-2013 | W
775 | Printer | OTH_PRINT | 00072/PRINT/5 | C | TVS-E HD 250 | IACE3PE 000079 |  | 2009-03-14 | TVS | WIPRO LTD CHENNAII | MOP | TNHSP | TNHSP/TNMSC/PIN/DT 22.01.2009 | 2009-10-21 |  | 9204 |  | NO AMC |  |  |  | 30-3-2013 | W
776 | Printer | OTH_PRINT | 00072/PRINT/8 | C | TVS-E HD 250 | IAC3PE 000082 |  | 2009-03-14 | TVS | WIPRO LTD CHENNAI | SURGICAL STORES | TNHSP | TNHSP/TNMSC/PIN/DT.22.01.2009 | 2009-10-21 |  | 9204 |  | NO AMC |  |  |  | 30-3-2013 | W
777 | Printer | OTH_PRINT | 00072/PRINT/3 | C | TVSE HD 250 | IAC3PE000077 |  | 2009-03-14 | TVS | WIPRO LTDCHENNAI | MOP | TNHSP | TNHSP/TNMSC/PIN/22-01-2009 | 2009-10-21 |  | 9204 |  | NO AMC |  |  |  | 30-3-2013 | W
778 | Printer | OTH_PRINT | 00072/PRINT/2 | C | TVSE HD 250 | IAC3PE000076 |  | 2009-03-14 | TVS | WIPRO LTD CHENNAI | LAB | TNHSP | TNHSP/TMSC/PIN/ 22-01-2009 | 2009-10-21 |  | 9204 |  | NO AMC |  |  |  | 30-3-2013 | W
779 | Printer | OTH_PRINT | 00072/PRINT/1 | C | TVS-E HD250 | IAC3PE 000075 |  | 2009-03-14 | TVS | WIPRO LIMITED CHENNAI | MEDICAL STORE | TNHSP | TNHSP/TNMSC/PIN/22-01-2009 | 2009-10-21 |  | 9204 |  | NO AMC |  |  |  | 30-3-2013 | W
780 | Printer | OTH_PRINT | 00072/PRINT/6 | C | TVS-E HD 250 | IAC3PE 000080 |  | 2009-03-14 | TVS | WIPRO LID CHENNAI | FOP | TNHSP | TNHSP/TNMSC/PIN/DT 22.01.2009 | 2009-10-21 |  | 9204 |  | NO AMC |  |  |  | 30-3-2013 | W
781 | Printer | OTH_PRINT | 00072/PRINT/7 | C | TVS-E HD 250 | IAC3PE 000081 |  | 2009-03-14 | TVS | WIPRO LTD CHENNAI | SURGICAL STORES | TNHSP | TNHSP/TNMSC/PIN/DT.22.01.2009 | 2009-10-21 |  | 9204 |  | NO AMC |  |  |  | 30-3-2013 | W
782 | Radiant Warmer | NNE_RAWR | 00072/RAWR/1 | C | [6 empty] | BB Blood Bank |  |  |  |  | 0 | [5 empty] | 18-12-2010 | NA | DOUBLE ENTRY
783 | Radiant Warmer | NNE_RAWR | 00072/RAWR/20 | C | NEOTECHNICE2007 | 101111001615 |  | 2010-11-25 | NEOTECH | MADRAS SURGICALS | NB WARD | RCH | RCH/TNMSC/ENG/E37/2010 | 2010-12-13 | 2011-05-26 | 17472 |  | NO AMC |  |  |  | 26-3-2013 | W
784 | Radiant Warmer | NNE_RAWR | 00072/RAWR/21 | C | NICE2007S | 101111001610 |  | 2010-11-25 | NEOTECH | MADRAS SURGICALS | NB | RCH | RCH/TNMSC/ENG/E37/2010/3 | 2010-12-13 |  | 17472 |  | NO AMC |  |  |  | 26-3-2013 | W
785 | Radiant Warmer | NNE_RAWR | 00072/RAWR/22 | C | NICE2007-S | 101111001611 |  | 2010-11-25 | NEOTECH | MADRAS SURGICALS | NB | RCH | RCH/TNMSC/ENG/E37/2010/3 | 2010-12-13 |  | 17472 |  | NO AMC |  |  |  | 26-3-2013 | W
786 | Radiant Warmer | NNE_RAWR | 00072/RAWR/23 | C | NICE-2007S | 101111001612 |  | 2010-11-25 | NEOTECH | MADRAS SURGICALS | NB | RCH | RCH/TNMSC/ENG/E37/2010/3 | 2010-12-13 |  | 17472 |  | NO AMC |  |  |  | 26-3-2013 | W
787 | Radiant Warmer | NNE_RAWR | 00072/RAWR/6 | C | Neotech | [5 empty] | Children Ward |  |  |  |  | 0 | [5 empty] | 18-12-2010 | NA | DOUBLE ENTRY
788 | Radiant Warmer | NNE_RAWR | 00072/RAWR/24 | C | NICE2007S | 101111001613 |  | 2010-11-25 | NEOTECH | MADRASSURGICALS | NB | RCH | RCH/TNMSC/ENG/E37/2010/3 | 2010-12-13 |  | 17472 |  | NO AMC |  |  |  | 26-3-2013 | W
789 | Radiant Warmer | NNE_RAWR | 00072/RAWR/8 | C | Phoenix | [5 empty] | Labour Ward |  |  |  |  | 0 | [5 empty] | 18-12-2010 | NA | DOUBLE ENTRY
790 | Radiant Warmer | NNE_RAWR | 00072/RAWR/25 | C | NICE2007S | 101111001614 |  | 2010-11-25 | NEOTECH | MADRASSURGICALS | NB | RCH | RCH/TNMSC/ENG/E37/2010/3 | 2010-12-13 |  | 17472 |  | NO AMC |  |  |  | 26-3-2013 | W
791 | Radiant Warmer | NNE_RAWR | 00072/RAWR/26 | C | NICE 2007 | 10111101603 |  | 2010-11-25 | NEOTECH | MADRAS SURGICALS | AN | RCH | RCH.TNJMSC/ENGG/E37/2010/3 | 2010-12-20 |  | 17472 |  | NO AMC |  |  |  | 26-3-2013 | W
792 | Radiant Warmer | NNE_RAWR | 00072/RAWR/2 | C | [6 empty] | BB Blood Bank |  |  |  |  | 0 | [5 empty] | 18-12-2010 | NA | DOUBLE ENTRY
793 | Radiant Warmer | NNE_RAWR | 00072/RAWR/15 | C | NICE 2000 B | 612512 |  | 2007-01-24 | NEOTECH | Madras Surgicals | NICU | TNHSP | TNHSP/TNMSC/ENGG/CE8/2006 | 2007-01-24 | 2008-01-23 | 0 |  | AMC |  | 2011-01-30 | Madras Surgicals | 25-12-2010 | W
794 | Radiant Warmer | NNE_RAWR | 00072/RAWR/3 | C | Neotech | [5 empty] | Children Ward |  |  |  |  | 0 | [5 empty] | 18-12-2010 | NA | DOUBLE ENTRY
795 | Radiant Warmer | NNE_RAWR | 00072/RAWR/16 | C | NICE 2000 B | 612520 |  | 2007-01-23 | NEOTECH | Madras Surgicals | NICU | TNHSP | TNHSP/TNMSC/ENGG/CE8/2006 | 2007-01-23 | 2008-01-23 | 0 |  | AMC |  | 2011-01-30 | Madras Surgicals | 25-12-2010 | W
796 | Radiant Warmer | NNE_RAWR | 00072/RAWR/4 | C | Neotech | [5 empty] | Children Ward |  |  |  |  | 0 | [5 empty] | 18-12-2010 | NA | DOUBLE ENTRY
797 | Radiant Warmer | NNE_RAWR | 00072/RAWR/17 | C | 100 BAS | BAS030002914 |  | 2000-03-23 | PHOENIX | PHOENIX | NICU | OTHERS | 175/2000/S | 2000-03-23 | 2001-03-22 | 29160 |  | AMC |  | 2011-01-30 | madras surgicals | 25-12-2010 | W
798 | Radiant Warmer | NNE_RAWR | 00072/RAWR/5 | C | Neotech | [5 empty] | Children Ward |  |  |  |  | 0 | [5 empty] | 18-12-2010 | NA | DOUBLE ENTRY
799 | Radiant Warmer | NNE_RAWR | 00072/RAWR/18 | C | 100 BAS | BAS030002915 |  | 2000-03-20 | PHOENIX | PHOENIX | NICU | OTHERS | 175/2000/S | 2000-03-23 | 2001-03-19 | 29160 |  | AMC |  | 2011-01-30 | madras surgicals | 25-12-2010 | W
800 | Radiant Warmer | NNE_RAWR | 00072/RAWR/9 | C | Phoneix | [5 empty] | Children Ward |  |  |  |  | 0 | [5 empty] | 18-12-2010 | NA | DOUBLE ENTRY
801 | Radiant Warmer | NNE_RAWR | 00072/RAWR/19 | C | PHOENIX | NA |  | 2008-12-22 | PHOENIX | PHOENIX | NICU | DMS | 8198/CP2 | 1998-12-22 | 1998-12-22 | 0 |  | AMC |  | 2011-01-30 | Madras Surgicals | 25-12-2010 | W
802 | Radiant Warmer | NNE_RAWR | 00072/RAWR/11 | C | Neotech | [5 empty] | Labour Ward |  |  |  |  | 0 | [5 empty] | 18-12-2010 | NA | DOUBLE ENTRY
803 | Radiant Warmer | NNE_RAWR | 00072/RAWR/7 | C | Phoenix | [5 empty] | Labour Ward |  |  |  |  | 0 | [5 empty] | 18-12-2010 | NA | DOUBLE ENTRY
804 | Radiant Warmer | NNE_RAWR | 00072/RAWR/13 | C | NEOTECH | 612503 |  | 2007-01-21 | NEOTECH | MADRAS SURGICAL | Children Ward | OTHERS | TNHSP/TNMSC/ENGG/CE8 | 2007-01-24 | 2008-01-23 | 0 | [5 empty] | 18-12-2010 | W
805 | Radiant Warmer | NNE_RAWR | 00072/RAWR/27 | C | NICE 2007S | 101111001602 |  | 2010-11-25 | NEOTECH | MADRES SURGICALS | AOT | RCH |  | 2010-12-31 |  | 17472 |  | NO AMC |  |  |  | 26-3-2013 | W
806 | Radiant Warmer | NNE_RAWR | 00072/RAWR/12 | C | NICE 2007 B | 612131 |  | 2007-01-23 | NEOTECH | MADRAS SURGICAL | BOT | OTHERS | TNHSP/TNMSC/ENGG/CE8 | 2007-01-23 | 2007-01-23 | 0 | [5 empty] | 18-12-2010 | W
807 | Radiant Warmer | NNE_RAWR | 00072/RAWR/14 | C | NICE 2000 B | 612522 |  | 2007-01-24 | NEOTHECH | MADRAS SURGICAL | Children Ward | OTHERS | TNHSP/TNMSC/ENGG/CE8/2006 | 2007-01-24 | 2008-01-23 | 0 | [5 empty] | 18-12-2010 | W
808 | Radiant Warmer | NNE_RAWR | 00072/RAWR/10 | C | Phoneix | [5 empty] | Children Ward |  |  |  |  | 0 | [5 empty] | 18-12-2010 | NA | DOUBLE ENTRY
809 | Refrigerator | LAB_REFR_T | 00072/REFR/4 | C | Electrolux |  |  |  | Davey Pharma | Davey Pharma | Lab | TNHSP |  |  |  | 0 |  | AMC |  | 2011-02-28 | Davey Pharma | 25-12-2010 | W
810 | Refrigerator | LAB_REFR_T | 00072/REFR/3 | C | Electrolux |  |  | 1992-04-21 |  |  | BB Bank |  |  |  |  | 0 | [5 empty] | 18-12-2010 | W
811 | Refrigerator | LAB_REFR_T | 00072/REFR/1 | C | [6 empty] | Lab |  |  |  |  | 0 | [5 empty] | 18-12-2010 | W
812 | Refrigerator | LAB_REFR_T | 00072/REFR/2 | C | [6 empty] | Lab |  |  |  |  | 0 | [5 empty] | 18-12-2010 | W
813 | Slit Lamp | EYE_SLIT | 00072/SLIT/1 | C | Appaswamy | 28 |  |  | Appasamy Associates | Appasamy Associates | [5 empty] | 0 | [5 empty] | 18-12-2010 | W
814 | Slit Lamp | EYE_SLIT | 00072/SLIT/2 | C | AIA-11 | 00ZO78 |  | 2013-01-05 | Appasamy Associates | Appasamy Associates | EYE WARD | TNMSC | 13413(R)/TNMSC/ENGG/2012 | 2013-01-05 | 2016-01-04 | 38464 |  | CAMC |  |  |  | 2013-07-01 | W
815 | Slit Lamp | EYE_SLIT | 00072/SLIT/3 | C | ASQ605CH | 9274628 |  | 2010-10-11 | SURAJ SLIT LAMP SUPREME | SURAJ HITECH (P) LTD CHENNAI | EYE WARD | TNHSP | TNHSP/TNMSC/ENGG/P3A17/2010 DT.17.09.2010 |  |  | 32760 |  | NO AMC |  |  |  | 2013-01-07 | W
816 | Slit Lamp | EYE_SLIT | 00072/SLIT/4 | C | GSL N11 WITH |  |  | 2003-06-28 |  | NESLOMED TECHNOLOGIS PVT LTD |  | TNHSP | HLL/PROC/DEL/NPCB/1/02-03 /4676 DT.09.12.2002 |  |  | 21840 | [5 empty] | 2013-01-07 | NA | DOUBLE ENTRY
817 | Sterilizer Medium (Instrument) | OTE_STMD | 00072/STMD/1 | C | [6 empty] | MSI Ward |  |  |  |  | 0 | [5 empty] | 18-12-2010 | NA | CONDEMNED
818 | Sterilizer Medium (Instrument) | OTE_STMD | 00072/STMD/3 | C | [6 empty] | Eye |  |  |  |  | 0 | [5 empty] | 18-12-2010 | NA | CONDEMNED
819 | Sterilizer Medium (Instrument) | OTE_STMD | 00072/STMD/2 | C |  |  |  | 2003-05-27 |  |  | MS 3 Ward |  |  |  |  | 0 | [5 empty] | 18-12-2010 | NA | CONDEMNED
820 | Sterilizer Medium (Instrument) | OTE_STMD | 00072/STMD/4 | C | [6 empty] | Eye |  |  |  |  | 0 |  | NO AMC |  |  |  | 18-12-2010 | CONDEMNED
821 | Suction Apparatus - Electrical | OTE_SAEL | 00072/SAEL/17 | C |  |  |  | 2008-11-02 |  | VINBIOTECH | NB |  |  |  |  | 0 |  | NO AMC |  |  |  | 18-12-2010 | CONDEMNED
822 | Suction Apparatus - Electrical | OTE_SAEL | 00072/SAEL/10 | C | [6 empty] | ICU |  |  |  |  | 0 |  | NO AMC |  |  |  | 18-12-2010 | DELETE
823 | Suction Apparatus - Electrical | OTE_SAEL | 00072/SAEL/19 | C |  |  |  | 2012-07-05 | VISHAL HOSPITAL FURNITURE MANUFACTURING LTD | VISHALHOSPITALFURNITURE MANUFACTURING M(P)LTD | NEW BORN WARD | TNMSC | RCH-II/TNMSC/ENGG/E46/2011-1 | 2012-07-05 | 2013-07-04 | 4800 |  | NO AMC |  |  |  | 25-8-2012 | DELETE
824 | Suction Apparatus - Electrical | OTE_SAEL | 00072/SAEL/12 | C |  |  |  | 2006-01-12 |  | JUPITER-CBE | NB |  |  |  |  | 0 |  | NO AMC |  |  |  | 18-12-2010 | DELETE
825 | Suction Apparatus - Electrical | OTE_SAEL | 00072/SAEL/5 | C | [5 empty] | LandT | NPO |  |  |  |  | 0 |  | NO AMC |  |  |  | 18-12-2010 | DELETE
826 | Suction Apparatus - Electrical | OTE_SAEL | 00072/SAEL/4 | C | [6 empty] | MS 3 Ward |  |  |  |  | 0 |  | NO AMC |  |  |  | 18-12-2010 | DELETE
827 | Suction Apparatus - Electrical | OTE_SAEL | 00072/SAEL/8 | C | [6 empty] | Child Ward |  |  |  |  | 0 |  | NO AMC |  |  |  | 18-12-2010 | DELETE
828 | Suction Apparatus - Electrical | OTE_SAEL | 00072/SAEL/7 | C | [6 empty] | Casuality |  |  |  |  | 0 |  | NO AMC |  |  |  | 18-12-2010 | DELETE
829 | Suction Apparatus - Electrical | OTE_SAEL | 00072/SAEL/11 | C | [11 empty] | 0 |  | NO AMC |  |  |  | 18-12-2010 | DELETE
830 | Suction Apparatus - Electrical | OTE_SAEL | 00072/SAEL/18 | C |  |  |  | 2009-04-16 |  | VISHAL MANUFACTURE | [5 empty] | 0 |  | NO AMC |  |  |  | 18-12-2010 | DELETE
831 | Suction Apparatus - Electrical | OTE_SAEL | 00072/SAEL/20 | C |  |  |  | 2007-05-29 | VISHAL HOSP . STEEL FUR MANOI CO CHANNAI 11 | VISHAL HOSP . STEEL .FUR . MANOI CO CHENNAI 11 | AOT | TNHSP | 10852/Sandamp;P/1/2007 DT 19.7.2007 | 2007-05-29 |  | 4410 |  | NO AMC |  |  |  | 2013-04-07 | DELETE
832 | Suction Apparatus - Electrical | OTE_SAEL | 00072/SAEL/15 | C |  |  |  | 2006-01-12 |  | JUPITER-CBE | NB |  |  |  |  | 0 |  | NO AMC |  |  |  | 18-12-2010 | DELETE
833 | Suction Apparatus - Electrical | OTE_SAEL | 00072/SAEL/13 | C |  |  |  | 2006-01-12 |  | JUPITER-CBE | NB |  |  |  |  | 0 |  | NO AMC |  |  |  | 18-12-2010 | DELETE
834 | Suction Apparatus - Electrical | OTE_SAEL | 00072/SAEL/1 | C | [6 empty] | FM Ward |  |  |  |  | 0 |  | NO AMC |  |  |  | 18-12-2010 | DELETE
835 | Suction Apparatus - Electrical | OTE_SAEL | 00072/SAEL/6 | C | [6 empty] | Labour Ward |  |  |  |  | 0 |  | NO AMC |  |  |  | 18-12-2010 | DELETE
836 | Suction Apparatus - Electrical | OTE_SAEL | 00072/SAEL/2 | C | [6 empty] | AE Ward |  |  |  |  | 0 |  | NO AMC |  |  |  | 18-12-2010 | DELETE
837 | Suction Apparatus - Electrical | OTE_SAEL | 00072/SAEL/23 | C |  |  |  | 2009-04-16 | M.S VISHAL HOSPITAL FURNITURE CHENNAI | M/S VISHAL HOSPITAL FURNITURE CHENNAI | FM WARD | TNHSP | TNHSP/ TNMSC/ENGG/ P3E19/08 DT 11.8.2008 | 2009-04-16 |  | 4140 |  | NO AMC |  |  |  | 2013-04-07 | DELETE
838 | Suction Apparatus - Electrical | OTE_SAEL | 00072/SAEL/3 | C |  |  |  | 2003-06-22 |  |  | RS 3 Ward |  |  |  |  | 0 |  | NO AMC |  |  |  | 18-12-2010 | DELETE
839 | Suction Apparatus - Electrical | OTE_SAEL | 00072/SAEL/22 | C |  |  |  | 2008-02-11 | VIN BIOTECH SYSTEM LTD CHENNAI | VIN BIOTECH SYSTEM LTD CHENNAI | AN WARD | TNHSP | TNHSP/TNMSC / P2 E18 / 2007 DT 30.10.2007 | 2008-02-11 |  | 4148 |  | NO AMC |  |  |  | 2013-04-07 | DELETE
840 | Suction Apparatus - Electrical | OTE_SAEL | 00072/SAEL/21 | C |  |  |  | 2008-02-11 | VIN BIOTECH SYSTEM LTD CHENNAI | VIN BIOTECH SYSTEM LTD CHENNAI | AOT | TNHSP | TNHSP/ TNMSC/ P2E18/2007 DT 30.102007 | 2008-02-11 |  | 4148 |  | NO AMC |  |  |  | 2013-04-07 | DELETE
841 | Suction Apparatus - Electrical | OTE_SAEL | 00072/SAEL/16 | C |  |  |  | 2008-11-02 |  | VINBIOTECH | NB |  |  |  |  | 0 |  | NO AMC |  |  |  | 18-12-2010 | DELETE
842 | Suction Apparatus - Electrical | OTE_SAEL | 00072/SAEL/9 | C | [6 empty] | PN Ward |  |  |  |  | 0 |  | NO AMC |  |  |  | 18-12-2010 | DELETE
843 | Suction Apparatus - Electrical | OTE_SAEL | 00072/SAEL/14 | C |  |  |  | 2006-01-12 |  | JUPITER-CBE | NB |  |  |  |  | 0 |  | NO AMC |  |  |  | 18-12-2010 | DELETE
844 | Suction Apparatus - Foot operated | OTE_SAFO | 00072/SAFO/2 | C | LIFE CARE | AB 0140 |  | 2012-06-27 | GOLEY FAIRDEAL TRADERS | SURGICAL CENTRE ERODE | BOT | JDHS | 4174/S1/2012 14 06 2012 | 2012-06-27 | 2014-03-14 | 8925 |  | NO AMC |  |  |  | 2013-10-05 | NW | CONDEMNED
845 | Tense Major | PHY_TEN | 00072/TEN/1 | C | HMT | 1003504 |  | 2010-03-15 | HMT | CARE AND CARE | PHYSIOTHERAPY | TNHSP | TNHSP/TNMSC/ENGG/P537/09 | 2010-03-15 | 2011-03-14 | 5452 |  | NO AMC |  |  |  | 2014-01-09 | W
846 | Traction Unit/Electronic Traction Unit | PHY_TRAC | 00072/TRAC/1 | C | HMT | 1003607 |  | 2010-03-15 | HMT | CARE AND CARE | PHYSIOTHERAPY | TNHSP | TNHSP/TNMSC/ENGG/P5A37/09 | 2010-03-15 | 2011-03-14 | 16058 |  | NO AMC |  |  |  | 2014-01-09 | W
847 | Tube Sealer / Portable Electronic Tube Sealer | BLD_TS | 00072/TS/1 | C |  |  |  | 2010-01-07 | solocrafts industries chennai | solocrafts industries chennai | blood bank | TNHSP | TNHSP/TNMSC/TANSAC/P3A32/2009/8/12/2009 | 2010-01-07 |  | 71760 |  | NO AMC |  |  |  | 2013-04-09 | W
848 | VDRL Rotator / Mechanical Agitator | LAB_VDRLA_T | 00072/VDRLA/1 | C | RS 12 | AVCM 85 |  |  |  |  | BB Bank |  |  |  |  | 0 |  | NO AMC |  |  |  | 18-12-2010 | W
849 | VDRL Rotator / Mechanical Agitator | LAB_VDRLA_T | 00072/VDRLA/2 | C | YS1148 | 6J318 |  |  |  |  | Lab |  |  |  |  | 0 |  | NO AMC |  |  |  | 18-12-2010 | W
850 | Victrectomy Set | EYE_VICT_T | 00072/VICT/1 | C | [6 empty] | Eye |  |  |  |  | 0 |  | NO AMC |  |  |  | 18-12-2010 | NA | To be delete
851 | Victrectomy Set | EYE_VICT_T | 00072/VICT/2 | C | [6 empty] | Eye |  |  |  |  | 0 |  | NO AMC |  |  |  | 18-12-2010 | NA | To be delete
852 | Water bath | LAB_WBAT | 00072/WBAT/1 | C |  |  |  | 2000-03-02 |  |  | Lab |  |  |  |  | 0 |  | NO AMC |  |  |  | 18-12-2010 | DELETE
853 | Weighing machine adult | NNE_WTMA | 00072/WTMA/2 | C |  |  |  | 2008-09-06 |  | JUPIETR-CBE | [5 empty] | 0 |  | NO AMC |  |  |  | 18-12-2010 | W
854 | Weighing machine adult | NNE_WTMA | 00072/WTMA/7 | C | brawn | [5 empty] | Child Ward |  |  |  |  | 0 |  | NO AMC |  |  |  | 18-12-2010 | W
855 | Weighing machine adult | NNE_WTMA | 00072/WTMA/6 | C |  |  |  | 2008-09-06 |  | JUPIETR-CBE | [5 empty] | 0 |  | NO AMC |  |  |  | 18-12-2010 | W
856 | Weighing machine adult | NNE_WTMA | 00072/WTMA/3 | C |  |  |  | 2008-09-06 |  | JUPIETR-CBE | [5 empty] | 0 |  | NO AMC |  |  |  | 18-12-2010 | W
857 | Weighing machine adult | NNE_WTMA | 00072/WTMA/5 | C |  |  |  | 2008-09-06 |  | JUPIETR-CBE | [5 empty] | 0 |  | NO AMC |  |  |  | 18-12-2010 | W
858 | Weighing machine adult | NNE_WTMA | 00072/WTMA/4 | C |  |  |  | 2008-09-06 |  | JUPIETR-CBE | [5 empty] | 0 |  | NO AMC |  |  |  | 18-12-2010 | W
859 | Weighing machine adult | NNE_WTMA | 00072/WTMA/1 | C |  |  |  | 2008-09-06 |  | JUPIETR-CBE | [5 empty] | 0 |  | NO AMC |  |  |  | 18-12-2010 | W
860 | Weighing machine infant | NNE_WTMB | 00072/WTMB/2 | C |  |  |  | 2012-06-06 | JUPITER MANUFACTURING WORKS | JUPITER MANUFACTURINGWORKS | NEW BORN WARD | TNMSC | RCH-11/TNMSC/ENGG/E46/2011-1 | 2012-07-18 | 2013-06-05 | 2460 |  | NO AMC |  |  |  | 25-8-2012 | W
861 | Weighing machine infant | NNE_WTMB | 00072/WTMB/1 | C | brawn | [5 empty] | Child Ward |  |  |  |  | 0 |  | NO AMC |  |  |  | 18-12-2010 | W
862 | Weighing machine paed | NNE_WTMP | 00072/WTMP/1 | C |  |  |  | 2011-03-28 |  | Jupiter Manufacturing | NB |  |  |  |  | 0 |  | NO AMC |  |  |  | 29-6-2012 | W
863 | C.T. Scan Muilty Slice | IME_CTMS | 00072/CTMS/1 | A | ALEXION TSX-033A | 1KA1282050 |  | 2012-09-27 | TOSHIBA | TOSHIBA ERBIS ENGINEERING COMPANY PVT LIT | DEPARTMENT OF RADIOLOGY | TNMSC | 1310 /TNMSC/ENGG/ DT.15.06.2012 | 2012-09-28 |  | 0 |  | CAMC |  |  |  | 19-6-2013 | w
864 | Color Doppler | IME_CDOP_T | 00072/CDOP/1 | A |  |  |  |  | WIPROGE |  |  | DMS |  |  |  | 0 |  | NO AMC |  |  |  | 18-12-2010 | NA | DOUBLE ENTRY
865 | MRI scan | IME_MRIS | 00072/MRIS/1 | A | MAGNETOM SYMPHONY-ATIM SYSTEM | 37712 |  | 2008-09-29 | TOSHIBA MEDICAL SERVICES | SIEMENS LTD CHENNAI | DEPARTMENT OF RADIOLOGY | TNMSC | 682/TNMSC/ENGG/2007/ DT.24.06.2008 | 2012-10-04 |  | 0 |  | NO AMC |  |  |  | 19-6-2013 | W
866 | X-ray Machine Digital | IME_XRYD | 00072/XRYD/1 | A | NOVA F.A DIGITAL RADIOGRAPHY SYSTEM PRORAD 3N | 12041062 |  |  | M/S SEDECAL S.A~SPAIN | PROGNOSYS MEDICAL SYSTEMS PVT LTD BANGALORE | RADIOLOGY DEPT | TNMSC | TNHSP/TNMSC/ENGG/AG9 2010 11/01/2012 | 2013-04-17 | 2016-04-16 | 0 |  | NO AMC |  |  |  | 25-6-2013 | W
867 | Laproscope Double Puncture |  | 00072/undefined/1 |  | KARL STOZ |  |  | 2007-05-15 |  | Vishal Surgical Equ | OT | DMS |  | 2007-05-15 | 2008-05-15 | 0 |  | AMC |  | 2011-01-30 | Vishal Surgical Equ | 25-12-2010 | NA | To be delete
4 | Adult Mannequin For Training | GEN_AMFT | 00072/AMFT/2 | B2 | NA | NA |  | 2007-06-01 | INDIAN SURGICAL EQUIP .CO | INDIAN SURGICAL EQUIP.CO | NA | TNHSP | 92206/Sandamp;P/1/2006 DT 16.11.2006 | 2007-06-01 | NA | 138077 |  | NO AMC |  |  |  | 2013-03-07 | W | To be delete
5 | Adult Mannequin For Training | GEN_AMFT | 00072/AMFT/1 | B2 | NA | NA |  | 2007-06-01 | INDIAN SURGICAL EQUIP .CO | INDIAN SURGICAL EQUIP .CO | NA | TNHSP | 92206/Sandamp;P/1/2006 DT 16.11.2006 | 2007-06-01 | NA | 138077 |  | NO AMC | NA |  |  | 2013-03-07 | W | To be delete
6 | Anaesthesia Incubation Trainer Mannequin | ANA_MTRN | 00072/MTRN/1 | B2 |  |  |  | 2007-02-06 |  | INDIAN SURGICAL EQUIP |  | TNHSP | 92206/Sandamp;P/1/2006 | NA | NA | 70040 |  | NO AMC | NA | NA | NA | 28-6-2013 | NW | To be delete
8 | Applanation Tonometer | EYE_TONO | 00072/TONO/2 | B2 |  |  |  | 2014-06-07 | SURAJ HI TECH P LTD | SURAJ HI TECH P LTD | EYE DEPT | OTHERS |  | 2014-06-07 | 2015-06-06 | 5775 |  | NO AMC |  |  |  | 20-6-2014 | NA | DOUBLE ENTRY
32619089

## ANTHIYUR
S.No. | Equipment Name | Equipment Code | Equipment Code(Institution) | Equipment Category | Equipment Model No | Equipment Serial No | CPC Code | Date of Receipt | Manufacturer Name | Supplier Name | Location of Equipment | Source of Supply | Purchase Order No | Date of Installation | Warranty Valid Upto | Cost of the item | AMC | If AMC available | AMC Cost | AMC valid upto | AMC agency name | Reported Date | Working Status | Remarks
1 | Color Doppler | IME_CDOP_T | 00069/CDOP/1 | A | LOGIQP3 |  |  |  | WIPROGE | [6 empty] | 674800 | 47236 |  |  |  |  | 18-12-2010 | Delete
2 | AED Defibrillator | CRD_DEFI | 00069/DEFI/1 | B2 | HEART STAT FRx | B12C-05559 |  | 2012-08-15 | PHILIPS | PHILIPS ELECTRONICS INDIA LTD. PUDUCHERRY.14 | CASUVALITY | TNHSP | TNHSP/TNMSC/ICB/AG17/2012 DT 12/03/2012 | 2012-09-21 | 2013-08-14 | 58696 | 4108.72 | CAMC |  | 2015-08-14 | PHILIPS | 31-10-2012 | W
3 | Anesthesia apparatus with circle absorber | ANA_AACB | 00069/AACB/1 | B2 | compact AC20 | AC2-1207-037 |  | 2008-01-08 | LARSEN andamp; TOUBRO MYSORE | LARSEN andamp; TOUBRO LIMIITED MYSORE | OT | TNHSP | TNHSP/TNMSC/P2E2/2007 DT13/06/2007 | 2008-01-23 | 2009-01-23 | 100940 | 7065.8 | NO AMC |  |  |  | 27-8-2012 | NW | Condemned
4 | Baby Incubators | NNE_BINC | 00069/BINC/2 | B2 | NICE-3010 | PAE070 |  | 2007-03-21 | MADRAS SURGICALS andamp; CHEMICALS CHENNAI | MADRAS SURGICALS andamp; CHEMICALS CHENNAI | LABOUR WARD | DMS | 92206/Sandamp;P/1/2006 DT 24/01/2007 | 2007-01-24 | 2008-03-14 | 85280 | 5969.6 | NO AMC |  |  |  | 27-8-2012 | W
5 | Binocular Mircroscope | LAB_BIMS | 00069/BIMS/4 | B2 | BD 13A |  |  | 2014-01-22 | M/S BD INSTRUMENTATION (INDIA) | SOLOKRAFTS INDUSTRIES CHENNAI | LAB | TNHSP | TNHSP/TNMSC/AG87C/2013 DT 22/10/2013 | 2014-02-10 |  | 19530 | 1367.1 | NO AMC |  |  |  | 13-2-2014 | w
6 | Binocular Mircroscope | LAB_BIMS | 00069/BIMS/3 | B2 | NA | NA |  | 1998-10-26 | UNI LAB |  | LAB |  | REF NO. DTC/98 DT 21/10/98 | 1998-10-29 |  | 1236 | 86.52 | NO AMC |  |  |  | 29-8-2012 | w
7 | Boyles apparatus with Circle Abosrber | ANA_BACA | 00069/BACA/1 | B2 | NA | NA |  | 2007-06-13 | Mysore campusKiadb Industrial area | Kiadb Industrial Mysore Campus | OT | TNHSP | TNHSP/TNMSC/P2E2/2007 | 2008-01-21 |  | 100940 | 7065.8 |  |  |  |  | 15-12-2011 | w
8 | Cell Counter | LAB_CELC | 00069/CELC/1 | B2 | XP 100 ADVANCE VERSION OF KX21 | A3231 |  | 2014-03-04 | SYSMEX | TRANSASIA | LAB | DMS | 78217/Sandamp;P/1/2013 DT 12/02/2014 | 2014-03-13 | 2015-02-13 | 396878 | 27781.46 | NO AMC |  |  |  | 21-3-2014 | w
9 | Dental Chair(Electric/Hydraulic/Manual) | DEN_DECH | 00069/DECH/2 | B2 |  |  |  | 2011-10-21 | S.S CHEMICALS CHENNAI | S.S CHEMICALS CHENNAI | DENTAL OP | TNHSP | TNHSP/TNMSC/PZE30/07 DT 28/11/2007 | 2011-11-05 | 2009-08-06 | 121680 | 8517.6 | NO AMC |  |  |  | 28-8-2012 | w
10 | ECG Machine-Multichannel/Page Writer | CRD_ECGMUL | 00069/ECGMUL/1 | B2 | PHY035 | 3486 |  | 2006-06-09 | SOLOKRAFTS INDUSTRIES CHENNAI | SOLOKRAFTS INDUSTRIES CHENNAI | OP | DMS | 10620/Sandamp;P/1/2006 DT 17/04/2006 | 2006-11-04 | 2007-05-29 | 24852 | 1739.64 | NO AMC |  |  |  | 27-8-2012 | w
11 | Infant Warmer / Neonatal Warmer/Infant Open Care system | NPE_IFW | 00069/IFW/1 | B2 | 2000B WITH CFL |  |  | 2013-07-30 | UNIVERSAL BIO- SYSTEMS SALEM | LARSENandamp;TOUBRO LTD | NBSU | OTHERS |  | 2013-08-05 |  | 45000 | 3150 |  |  |  |  | 2013-11-09 | w
12 | Operation Table Hydraulic Major | OTE_TAMA | 00069/TAMA/6 | B2 | JUPITER 205 |  |  | 2007-11-29 | JUPITER MANUFACTURING WORKS COIMBATORE | JUPITER MANUFACTURING WORKS COIMBATORE | OT | TNHSP | TNHSP/TNMSC/P2E6/2007 DT 24/10/2007 | 2007-12-05 | 2008-12-15 | 55120 | 3858.4 | NO AMC |  |  |  | 27-8-2012 | w | tf from pd
13 | Operation Table Hydraulic Major | OTE_TAMA | 00069/TAMA/5 | B2 | NA | NA |  | 1996-06-14 | GENERAL SURGICAL COMPANY MADRAS | GENERAL SURGICAL COMPANY MADRAS | OT | DMS | 28817/CP11/1/96 DT 27/03/1996 | 1997-01-27 |  | 23841 | 1668.87 | NO AMC |  |  |  | 27-8-2012 | W
14 | Operation Table Hydraulic Major | OTE_TAMA | 00069/TAMA/4 | B2 | NA | NA |  | 2007-11-26 | JUPITER MANUFACTURING | JUPITER MANUFACTURING WORKS | OT | TNHSP | TNHSP/TNMSC/PZE6/2007 |  |  | 55120 | 3858.4 | NO AMC |  |  |  | 13-12-2011 | W
15 | Pulse Oximeter | CRD_SPO2 | 00069/POBP/1 | B2 | FUTURA PLETH | 8087 |  | 2009-03-12 | SILICON LABS PVT LTD | SILICON LABS PVT LTD | OT | DMS | 8623/Sandamp;P/1/2009 DT 24/02/2009 | 2009-03-12 | 2010-03-11 | 26699 | 1868.93 | NO AMC |  |  |  | 28-8-2012 | w
16 | Pulse Oximeter | CRD_SPO2 | 00069/SPO2/4 | B2 | RAD- 8 | M 81766 |  | 2014-12-26 | MASIMO CORPORATION 40~ PARKER~IRVINE CA~USA | INDIAN MEDICAL SYSTEMS AND TECHNOLOGIES CHENNAI | NBSU | TNMSC | 114/TNMSC/ENGG/2013-2 8/12/2014 | 2014-12-26 | 2019-12-25 | 72398 | 5067.86 | CAMC |  |  |  | 26-12-2014 | W | TF IN ERODE
17 | Pulse Oximeter | CRD_SPO2 | 00069/POBP/2 | B2 | NON I N - 8600 | 104006483 |  | 2000-05-16 | TRANS HEALTH CARE CHENNAI | TRANS HEALTH CARE CHENNAI | OT | TNMSC | TNMSC/EQ002/2000-01 DT 26/04/2000 | 2000-08-10 | 2001-05-15 | 34000 | 2380 | NO AMC |  |  |  | 28-8-2012 | W
18 | Semi auto analyser | LAB_SEAA | 00069/SEAA/2 | B2 | ERBA CHEM |  |  | 2004-01-08 | TRANSASIA BIO MEDICALS CHENNAI | TRANSASIA BIO MEDICALS CHENNAI | LAB | DMS | 64109/Sandamp;P/1/2003 DT 8/12/2003 | 2004-01-24 | 2005-01-07 | 145600 | 10192 | NO AMC |  |  |  | 29-8-2012 | W
19 | Ultrasound scanner system B and W | IME_USBW | 00069/USBW/1 | B2 | logiq p3 | 56414WS6 |  | 2009-06-27 | Wipro GE healthcare. Bangalore. | wipro GE healthcare.Bangalore. | OP | TNHSP | TNHSP/TNMSC/ICB/P3E24/2009 DT 20/05/2009 | 2009-07-25 | 2010-06-27 | 688296 | 48180.72 | NO AMC |  |  |  | 25-8-2012 | W
20 | X-ray Machine 100 mA | IME_XRY100 | 00069/XRY100/1 | B2 |  | NANODHOS-100/POLY |  | 1996-07-04 | SIEMENS LIMITED MADRAS. | SIEMENS LIMITED MADRAS. | X-RAY DEPT | DMS | 36893/CP11/1/95 DT 24/03/1996 | 1996-09-04 |  | 254835 | 17838.45 | NO AMC |  |  |  | 27-8-2012 | W
21 | Boyles apparatus with out Circle Abosrber | ANA_BAOCA_T | 00069/BAOCA/1 | B | NA | NA |  | 1996-01-04 | GH QH Erode | NA | OT | OTHERS |  |  |  | 75000 | 5250 | NO AMC |  |  |  | 24-12-2010 | w
22 | Shadowless Lamp stand model | OTE_MOLT | 00069/MOLT/1 | B | NA | NA |  | 2002-03-05 | Associated surgical | Associated surgical | Store |  |  |  |  | 0 | 0 |  |  |  |  | 18-12-2010 | w
| Shadowless Lamp stand model | OTE_MOLT | 00069/MOLT/2 | B | NA | NA |  | 2002-08-03 | DDHS family welfare |  | Store |  |  |  |  | 0 | 0 |  |  |  |  | 18-12-2010 | w
24 | Syringe Pump | CRD_SYRP | 00069/SYRP/1 | B | INGECTOMAT AGILIA | 21575280 |  | 2012-03-28 | MITI ELECTRONICS PVT LTD CHENNAI | MITIE ELECTRONICS PVT LTD CHENNAI | OT | DMS | 76970/Sandamp;P/1/2011 DT 12/03/2012 | 2012-03-28 | 2013-03-27 | 39900 | 2793 | NO AMC |  |  |  | 29-8-2012 | w
25 | Alpha Bed with motor | OTH_ABM | 00069/ABM/1 | C | ORT 123 |  |  | 2007-06-15 | JUPITER MANUFACTURING WORKS COIMBATORE | JUPITER MANUFACTURING WORKS COIMBATORE | WARD | DMS | 35047/Sandamp;p/1/2007 dt 23/04/2007 | 2007-06-19 | 2008-06-14 | 6600 | 462 | NO AMC |  |  |  | 28-8-2012 | w
26 | Auto Clave HP Vertical (2 bin) | OTE_ACV2 | 00069/ACV2/3 | C |  |  |  | 1998-08-19 | ASSOCIATED SURGICALS CHENNAI | ASSOCIATED SURGICALS CHENNAI | OT | DMS | 21488/CP11/1/98 DT17/05/1998 | 2000-08-10 |  | 23200 | 1624 | NO AMC |  |  |  | 27-8-2012 | W
27 | Auto Clave HP Vertical (2 bin) | OTE_ACV2 | 00069/ACV2/4 | C |  |  |  | 2009-12-07 |  |  | OT |  |  | 2011-02-02 |  | 0 | 0 |  |  |  |  | 29-8-2012 | W
28 | Autoclave Portable | SUR_ACP | 00069/ACP/1 | C |  |  |  | 1998-09-30 | ASSOCIATED SURGICALS CHENNAI | ASSOCIATED SURGICALS CHENNAI | WARD | DMS | 21488/CP11/1/98 DT17/05/1998 | 1998-10-29 |  | 3880 | 271.6 | NO AMC |  |  |  | 27-8-2012 | w
29 | B.P.apparatus table model | CRD_BPAT | 00069/BPAT/6 | C |  |  |  | 2013-05-11 |  | PG-49 ANTHIYUR CO- OPERATIVE STORES ANTHIYUR | OP | OTHERS |  | 2013-05-13 |  | 1790 | 125.3 | NO AMC |  |  |  | 18-12-2013 | w
30 | B.P.apparatus table model | CRD_BPAT | 00069/BPAT/8 | C |  |  |  | 2014-01-18 |  | kannan surgical gobi | OP | OTHERS |  | 2014-02-10 |  | 2300 | 161 | NO AMC |  |  |  | 13-2-2014 | w
31 | B.P.apparatus table model | CRD_BPAT | 00069/BPAT/5 | C |  |  |  | 2013-03-26 | VASAVE PHARMACEUTICALS ERODE | VASAVE PHARMACEUTICALS ERODE | OT | OTHERS |  | 2013-04-24 |  | 1890 | 132.3 | NO AMC |  |  |  | 18-12-2013 | w
32 | B.P.apparatus table model | CRD_BPAT | 00069/BPAT/7 | C |  |  |  | 2013-11-02 |  | PG-49 ANTHIYUR CO- OPERATIVE STORES ANTHIYUR | OP | OTHERS |  | 2013-11-06 |  | 1850 | 129.5 | NO AMC |  |  |  | 18-12-2013 | w
33 | Baby Weighing Scale | NPE_BAWS | 00069/BAWS/1 | C |  |  |  | 2013-07-30 | UNIVERSAL BIO -SYSTEMS SALEM | LARSANandamp;TOUBRO LTD | NBSU | OTHERS |  | 2013-08-05 |  | 8000 | 560 |  |  |  |  | 2013-11-09 | w
34 | Cardiac Monitor | CRD_EBSM | 00069/EBSM/1 | C | [6 empty] | OT |  |  | 2011-01-13 |  | 0 | 0 |  |  |  |  | 29-8-2012 | W
35 | Electri centrifuger | LAB_CENT | 00069/CENT/1 | C | [6 empty] | Lab |  |  |  |  | 0 | 0 |  |  |  |  | 18-12-2010 | W
36 | Electri centrifuger | LAB_CENT | 00069/CENT/2 | C |  |  |  | 1996-04-01 |  |  | LAB |  |  | 1996-04-01 |  | 1543 | 108.01 | NO AMC |  |  |  | 29-8-2012 | W
37 | Electric Calorimeter | LAB_CALO | 00069/CALO/1 | C |  |  |  | 1996-05-30 | TECHNICO LAB | TECHNICO LAB | LAB | DMS | 4289/96 DT 6/03/1996 | 1996-05-30 |  | 2392 | 167.44 | NO AMC |  |  |  | 28-8-2012 | w
38 | Focus lamp Ordinary | OTE_FOLP | 00069/FOLP/1 | C |  |  |  | 1997-06-17 | EAGLE SURGICALS CHENNAI | EAGLE SURGICALS CHENNAI | OT | DMS | 67990 DT 28/02/1997 | 2002-05-04 |  | 655 | 45.85 | NO AMC |  |  |  | 28-8-2012 | w
39 | Haemoglobinometer | LAB_HBMT | 00069/HBMT/1 | C | PHY 022 |  |  | 2006-10-10 | S S CHEMICALS CHENNAI | S S CHEMICALS CHENNAI | LAB | DMS | 56416/Sandamp;P/1/2006 | 2006-10-20 |  | 912 | 63.84 |  |  |  |  | 2012-11-03 | W
40 | Haemoglobinometer | LAB_HBMT | 00069/HBMT/2 | C | PHY022 |  |  | 2006-10-11 | S.S CHEMICALS CHENNAI | S.S CHEMICALS CHENNAI | LAB | DMS | 56416/Sandamp;P/1/2006 DT 22/09/2006 | 2006-10-20 |  | 912 | 63.84 | NO AMC |  |  |  | 28-8-2012 | W
41 | Hot Air Oven/Hot Air Oven Digital/Digital Oven | LAB_HAOV | 00069/HAOV/1 | C |  |  |  | 1996-04-01 |  |  | LAB |  |  | 1996-04-01 |  | 4950 | 346.5 | NO AMC |  |  |  | 29-8-2012 | w
42 | Infusion Pump/Infusion Syringe Pump/Insulin Syringe Pump | CRD_INPM | 00069/INPM/2 | C | INFU 300 | E03070471 |  | 2007-03-28 | AKAS MEDICAL EQUIPMENT CHENNAI | AKAS MEDICAL EQUIPMENT CHENNAI | WARD | DMS | 10392/Sandamp;P/1/2006 DT 7/03/2007 | 2007-04-02 | 2008-04-01 | 25376 | 1776.32 | NO AMC |  |  |  | 28-8-2012 | W
43 | Infusion Pump/Infusion Syringe Pump/Insulin Syringe Pump | CRD_INPM | 00069/INPM/3 | C | 505 |  |  | 2013-07-30 | UNIVERSAL BIO-SYSTEMS SALEM | LARSAN andamp; TOUBRO LTD | NBSU | OTHERS |  | 2013-08-05 | 2014-07-30 | 31000 | 2170 |  |  |  |  | 2013-11-09 | w
44 | Magnavision Lamp | NNE_MAGL | 00069/MAGL/1 | C | 8008 |  |  | 2011-03-15 | HARDICK MEDI TECH | JUPITER MANUFACTURING WORKS~ CBE. | LABOUR WARD | TNMSC | 04R/NRHM/TNMSC/ENGG/2011 |  | 2014-03-14 | 4400 | 308 | AMC |  |  |  | 26-4-2011 | w
45 | Mannual Colposcope | GYN_CALPM | 00069/CALPM/1 | C | ARI II -ID | R20130210 |  | 2013-03-09 | SOUTH INDIA SURGICAL CO~ LTD CHENNAI | SOUTH INDIA SURGICAL CO~ LTD CHENNAI | OP / NCD ROOM | TNHSP | TNHSP/TNMSC/ENGG/AG30/2011 DT 21/04/2012 | 2013-03-22 | 2014-02-15 | 136500 | 9555 | CAMC |  |  |  | 27-3-2013 | W
46 | N2O Cylinder - A type | ANA_N2OA | 00069/N2OA/2 | C |  |  |  | 2003-01-20 |  |  | OT |  |  | 2003-01-23 |  | 0 | 0 | NO AMC |  |  |  | 21-9-2012 | w
47 | N2O Cylinder - A type | ANA_N2OA | 00069/N2OA/3 | C |  |  |  | 2008-01-08 | LARSENandamp;TOUBRO LTD MYSORE | LARSENandamp;TOUBRO LTD MYSORE | OT | TNHSP | TNHSP/TNMSC/P2E2/2007 DT13/06/2007 | 2008-01-23 | 2009-01-07 | 0 | 0 | NO AMC |  |  |  | 21-9-2012 | w
48 | N2O Cylinder - A type | ANA_N2OA | 00069/N2OA/1 | C |  |  |  | 2008-03-06 | Solokrafts Industries | Solokrafts Industries | OT | TNHSP | TNHSP/TNMSC/P2E19/2007 |  |  | 4634 | 324.38 | NO AMC |  |  |  | 2012-07-02 | w
49 | N2O Cylinder - B type | ANA_N2OB | 00069/N2OB/1 | C |  |  |  | 2008-06-16 | SOLOKRAFTS INDUSTRIES CHENNAI | SOLOKRAFTS INDUSTRIES CHENNAI | OT | TNHSP | TNHSP/TNMSC/P2E19/2007 28/08/2007 | 2008-06-20 | 2009-06-15 | 4634 | 324.38 | NO AMC |  |  |  | 21-9-2012 | w
50 | Nebulizer baby | NNE_NEBB | 00069/NEBB/3 | C |  |  |  | 2012-11-08 |  | CO-OPERATIVE STORES ANTHITUR | WARD |  |  | 2012-11-09 |  | 1980 | 138.6 | NO AMC |  |  |  | 18-1-2013 | w
51 | Nebulizer baby | NNE_NEBB | 00069/NEBB/2 | C |  |  |  | 2012-11-07 |  | CO-OPERATIVE STORES ANTHIYUR | WARD |  |  | 2012-11-09 |  | 1980 | 138.6 | NO AMC |  |  |  | 18-1-2013 | w
52 | O2 Cylinder- A type | ANA_OCA | 00069/OCA/3 | C |  |  |  | 2000-02-04 |  |  | OT |  |  |  |  | 0 | 0 |  |  |  |  | 21-9-2012 | w
53 | O2 Cylinder- A type | ANA_OCA | 00069/OCA/1 | C |  |  |  | 2008-03-06 | SoloKrafts Industries | Solokrafts Industries | OT | TNHSP | TNHSP/TNMSC/P2E19/2007 |  |  | 8066 | 564.62 | NO AMC |  |  |  | 2012-08-02 | w
54 | O2 Cylinder- A type | ANA_OCA | 00069/OCA/4 | C |  |  |  | 1996-04-01 |  |  | OT |  |  |  |  | 0 | 0 |  |  |  |  | 21-9-2012 | w
55 | O2 Cylinder- A type | ANA_OCA | 00069/OCA/2 | C |  |  |  | 1999-09-26 |  |  | OT |  |  |  |  | 0 | 0 |  |  |  |  | 21-9-2012 | w
56 | O2 Cylinder- B type | ANA_OCB | 00069/OCB/2 | C |  |  |  | 1996-06-01 | OHMED INDUSTRIES MADRAS | OHMED INDUSTRIES MADRAS | WARD | DMS | 28816/CP11/1/96 DT 29/03/1996 | 1996-06-03 |  | 6340 | 443.8 | NO AMC |  |  |  | 21-9-2012 | w
57 | O2 Cylinder- B type | ANA_OCB | 00069/OCB/4 | C |  |  |  | 2009-05-28 |  |  | WARD |  |  |  |  | 0 | 0 | NO AMC |  |  |  | 21-9-2012 | w
58 | O2 Cylinder- B type | ANA_OCB | 00069/OCB/1 | C |  |  |  | 1996-04-01 |  |  | WARD |  |  |  |  | 0 | 0 | NO AMC |  |  |  | 21-9-2012 | w
59 | O2 Cylinder- B type | ANA_OCB | 00069/OCB/3 | C |  |  |  | 1997-06-17 |  | SABENUD BROS CHENNAI | WARD | DMS | 67990 DT 21/02/1997 | 1997-06-20 | 1998-06-16 | 6948 | 486.36 | NO AMC |  |  |  | 21-9-2012 | w
60 | O2 cylyinder for Boyles | ANA_O2BY | 00069/O2BY/2 | C |  |  |  | 2008-01-08 | LARSENandamp;TOUBRO LTD MYSORE | LARSENandamp;TOUBRO LTD MYSORE | OT | TNHSP | TNHSP/TNMSC/P2E2/2007 13/06/2007 | 2008-01-23 | 2008-01-07 | 0 | 0 | NO AMC |  |  |  | 21-9-2012 | w
61 | O2 cylyinder for Boyles | ANA_O2BY | 00069/O2BY/1 | C |  |  |  | 2008-06-16 | SOLOKRAFTS INDUSTRIES CHENNAI | SOLOKRAFTS INDUSTRIES CHENNAI | OT | TNHSP | TNHSP/TNMSC/P2E19/2007 DT 28/11/2007 | 2008-06-20 | 2009-06-15 | 8388 | 587.16 | NO AMC |  |  |  | 21-9-2012 | w
62 | PH meter | LAB_PHMT | 00069/PHMT/1 | C | RPA-1GRTIOANPN | SN1104 |  | 2014-04-25 | OWN MAKE | RLT INSTRUMENTATION CHENNAI | LAB | TNHSP | TNHSP/TNMSC/AG87b/2013 DT-28/11/2013 | 2014-12-24 | 2015-04-24 | 60221 | 4215.47 | NO AMC |  |  |  | 30-12-2014 | w
63 | Refrigerator | LAB_REFR | 00069/REFR/4 | C | RR-2115TCARX/TL | 09414ZACC00820 |  | 2013-08-07 | SAMSUNG | A.G.SOWNDHARRAJAN ELECTRONICS ANTHIYUR | NBSU | OTHERS |  | 2013-08-12 |  | 18341 | 1283.87 |  |  |  |  | 2013-11-09 | w
64 | Refrigerator /LEONARD | LAB_REFR | 00069/REFR/2 | C |  |  |  | 1996-04-01 |  |  | MAINSTORE |  |  | 1996-04-01 |  | 0 | 0 | NO AMC |  |  |  | 2012-04-10 | W
65 | Ringlens System | END_RLS | 00069/RLS/1 | C | MAGNASCOPE |  |  | 2012-03-20 | SOLOKRAFTS INDUSTRIES CHENNAI | SOLOKRAFTS INDUSTRIES CHENNAI | OT | TNHSP | TNHSP/TNMSC/ICB/AG31/2011 DT 19/10/2011 | 2012-03-21 | 2015-03-02 | 7337 | 513.59 | NO AMC |  |  |  | 29-8-2012 | w
66 | Sterilizer Medium (Instrument) | OTE_STMD | 00069/STMD/3 | C | [6 empty] | OT |  |  |  |  | 0 | 0 |  |  |  |  | 18-12-2010 | w
67 | Sterilizer Medium (Instrument) | OTE_STMD | 00069/STMD/1 | C | [6 empty] | Labour |  |  |  |  | 0 | 0 |  |  |  |  | 18-12-2010 | w
68 | Sterilizer Medium (Instrument) | OTE_STMD | 00069/STMD/6 | C | [6 empty] | OT |  |  |  |  | 0 | 0 |  |  |  |  | 18-12-2010 | w
69 | Sterilizer Medium (Instrument) | OTE_STMD | 00069/STMD/8 | C |  |  |  | 2013-07-30 | UNIVERSAL BIO -SYSTEMS SALEM | LARSAN andamp; TOUBRO LTD | NBSU | OTHERS |  | 2013-08-05 |  | 900 | 63 |  |  |  |  | 2013-11-09 | w
70 | Suction Apparatus - Electrical | OTE_SAEL | 00069/SAEL/3 | C |  |  |  | 2013-07-30 | UNIVERSAL BIO- SYSTEMS SALEM | LARSAN andamp; TOUBRO LTD | NBSU | OTHERS |  | 2013-08-05 |  | 7000 | 490 |  |  |  |  | 2013-11-09 | w
71 | Suction Apparatus - Foot operated | OTE_SAFO | 00069/CVS/1 | C | -- |  |  | 2000-12-04 | ASSOCIATED SURGICALS~CHENNAI | ASSOCIATED SURGICALS~CHENNAI | OT | DMS | 56509/CP11/1/2000 DT 30/06/2000 | 2000-12-13 |  | 12949 | 906.43 | NO AMC |  |  |  | 25-8-2012 | w
72 | VDRL Rotator/Shaker | LAB_VDRL | 00069/VDRL/1 | C |  |  |  | 1996-04-01 |  |  | LAB |  |  | 1996-04-01 |  | 4600 | 322 | NO AMC |  |  |  | 29-8-2012 | W
73 | Weighing machine adult | NNE_WTMA | 00069/WTMA/3 | C |  |  |  | 2008-06-03 | JUPITER MANUFACTURING WORKS COIMBATORE | JUPITER MANUFACTURING WORKS COIMBATORE | LABOUR WARD | TNHSP | TNHSP/TNMSC/ENGG/BMWM8/2008 DT 28/04/*2008 | 2008-06-16 | 2009-06-02 | 563 | 39.41 | NO AMC |  |  |  | 27-8-2012 | w
74 | Weighing machine adult | NNE_WTMA | 00069/WTMA/1 | C | [6 empty] | OP |  |  |  |  | 0 | 0 |  |  |  |  | 18-12-2010 | w
75 | Weighing machine adult | NNE_WTMA | 00069/WTMA/4 | C | AIWA |  |  | 2012-02-17 | HARDIK MEDITECH DELHI | ALANMEDICAL LABORATORY CHENNAI | WARD | TNHSP | TNHSP/TNMSC/ENGG/AG24/2011 DT9/12/2011 | 2012-02-20 | 2014-01-27 | 627 | 43.89 | NO AMC |  |  |  | 29-8-2012 | w
76 | Weighing machine adult | NNE_WTMA | 00069/WTMA/2 | C |  |  |  | 1997-03-22 | ASSOCIATED SURGICALS CHENNAI | ASSOCIATED SURGICALS CHENNAI | ANC OP | DMS | 67990/97 | 1999-04-12 |  | 340 | 23.8 | NO AMC |  |  |  | 27-8-2012 | w
77 |  | OTH_ACON | 00069/ACON/2 | C |  |  |  | 2002-04-01 |  | ASSITANT ENGINEER (ELECTRICAL) ERODE | OT |  |  | 2002-04-04 |  | 37000 | 2590 | NO AMC |  |  |  | 29-8-2012 | Delete | To be deleted
78 |  | OTH_ACON | 00069/ACON/1 | C |  |  |  | 1996-07-11 | KODY ELCOT LTD MADRAS | KODY ELCOT LTD MADRAS | OT | DMS | 4510/1/1996 | 1997-01-27 |  | 0 | 0 | NO AMC |  |  |  | 29-8-2012 | Delete | To be deleted
79 | AUTOCLAVE |  | 00069/undefined/1 |  |  |  |  | 1998-05-17 | ASSOCIATED SURGICAL | ASSOCIATED SURGICAL | OT | DMS | 21488/CPII/1/98 | 2000-08-10 |  | 23200 | 1624 |  |  |  |  | 2012-02-03 | Delete | To be deleted
80 | Air-Conditioner - Window / Split | OTH_ACON | 00069/ACON/3 | C | GSC18FG5WMG | 1303242077 " 1303242098 |  | 2013-08-07 |  | A.G. SOWNDHARRAJAN ELECTRONICS ANTHIYUR | NBSU | OTHERS |  | 2013-08-12 |  | 39301 | 2751.07 |  |  |  |  | 2013-11-09 | Delete
81 | Akas Infu 300 |  | 00069/undefined/1 |  | ANS075 |  |  | 2007-03-12 | AkasMedical | Akas Medical Equipment Chennai | Labour Ward | DMS | 103928 |  |  | 25376 | 1776.32 | NO AMC |  |  |  | 13-12-2011 | Delete
82 | Auto Clave HP Vertical (2 bin) | OTE_ACV2 | 00069/ACV2/1 | C | [6 empty] | OT |  |  |  |  | 0 | 0 |  |  |  |  | 18-12-2010 | Delete
83 | Auto Clave HP Vertical (2 bin) | OTE_ACV2 | 00069/ACV2/5 | C |  |  |  | 1996-05-01 | MUTHU MEENA SURGICALS MADRAS | MUTHU MEENA SURGICALS MADRAS | OT | DMS | 40182/2CBI/96 DT 14/02/96 | 1996-06-24 |  | 0 | 0 | NO AMC |  |  |  | 29-8-2012 | Delete
84 | Auto Clave HP Vertical (2 bin) | OTE_ACV2 | 00069/ACV2/2 | C | Three Bin | [5 empty] | OT |  |  |  |  | 0 | 0 |  |  |  |  | 18-12-2010 | Delete
85 | B.O.D Incubator | LAB_BODI | 00069/BODI/1 | C |  |  |  | 1996-04-01 |  |  | LAB |  |  | 1996-04-16 |  | 5760 | 403.2 | NO AMC |  |  |  | 29-8-2012 | Delete
86 | B.P.apparatus table model | CRD_BPAT | 00069/BPAT/1 | C | [6 empty] | OT |  |  |  |  | 0 | 0 |  |  |  |  | 18-12-2010 | Delete
87 | B.P.apparatus table model | CRD_BPAT | 00069/BPAT/4 | C | [6 empty] | OT |  |  |  |  | 0 | 0 |  |  |  |  | 18-12-2010 | Delete
88 | B.P.apparatus table model | CRD_BPAT | 00069/BPAT/2 | C | [6 empty] | OT |  |  |  |  | 0 | 0 |  |  |  |  | 18-12-2010 | Delete
89 | B.P.apparatus table model | CRD_BPAT | 00069/BPAT/3 | C | [6 empty] | OT |  |  |  |  | 0 | 0 |  |  |  |  | 18-12-2010 | Delete
90 | Baby Incubators | NNE_BINC | 00069/BINC/1 | C |  |  |  |  | PHONEIX |  | Labour |  |  |  |  | 0 | 0 |  |  |  |  | 18-12-2010 | Delete
91 | Binocular Mircroscope | LAB_BIMS | 00069/BIMS/1 | B2 | [6 empty] | Lab |  |  |  |  | 0 | 0 |  |  |  |  | 18-12-2010 | Delete
92 | Binocular Mircroscope | LAB_BIMS | 00069/BIMS/2 | B2 | [6 empty] | Lab |  |  |  |  | 0 | 0 |  |  |  |  | 18-12-2010 | Delete
93 | CENTRIFUGE MACHINE WITH 6 BUCKETS |  | 00069/undefined/1 |  | BDI 152 |  |  | 2012-03-20 | BD INSTRUMENTATION (INDIA) | SOLOKRAFTS INDUSTRIES | OT | TNHSP | TNHSP/TNMSC/AG29E/2011 DT 4/10/2011 | 2012-03-21 | 2015-03-20 | 5345 | 374.15 |  |  |  |  | 22-3-2012 | Delete | To be deleted
94 | CHAIR T |  | 00069/undefined/1 |  |  |  |  | 2009-12-02 |  | MARUTHI OFFICE EQUIPMENT | OP andamp; WARD | TNHSP | TNHSP/TNMSC/ICB/P3G2/2009 | 2010-04-12 |  | 7330 | 513.1 |  |  |  |  | 21-2-2012 | Delete | To be deleted
95 | CRYOTHERAPHY UNIT |  | 00069/undefined/1 |  | CRYO 004B |  |  | 2012-03-20 | BASCO INDIA CHENNAI | SOLOKRAFTS INDUSTRIES | OT | TNHSP | TNHSP/TNMSC/AG30A/2011 DT14/10/2011 | 2012-03-21 | 2013-03-20 | 24331 | 1703.17 |  |  |  |  | 22-3-2012 | Delete | To be deleted
96 | Color Doppler | IME_CDOP_T | 00069/CDOP/1 | A | LOGIQP3 |  |  |  | WIPROGE | [6 empty] | 0 | 0 |  |  |  |  | 18-12-2010 | Delete
97 | Computer | OTH_COMP | 00069/undefined/1 | C | AAIF0183 P |  |  | 2010-12-24 | HCL INFOSYSTEM | HCL INFOSYSTEMS PUDUCHERI | OP~ WARD~PHARMACY | TNHSP | TNHSP/ELCOT/ICB/COMP DT7/12/2010 | 2012-04-20 |  | 572689 | 40088.23 |  |  |  |  | 2012-06-06 | Delete | To be deleted
98 | Computer | OTH_COMP | 00069/COMP/2 | C | AA1F0183P |  |  | 2010-12-25 | HCL INFO SYSTEMS LTD PUDUCHERRY | HCL INFO SYSTEMS LTD PUDUCHERRY | OP~WARD~ PHARMACY | TNHSP | TNHSP/ELCOT/ICB/COMP DT 07/012/2010 | 2012-04-20 | 2013-12-23 | 595848 | 41709.36 |  |  |  |  | 30-8-2012 | Delete
99 | Crammer wire splints | SUR_CSPL | 00069/CSPL/1 | C |  |  |  | 2009-05-28 |  |  | WARD |  |  | 2011-05-16 |  | 0 | 0 |  |  |  |  | 29-8-2012 | Delete
100 | Dental Chair(Electric/Hydraulic/Manual) | DEN_DECH | 00069/DECH/1 | B2 |  |  |  | 2008-08-07 | SS CHEMICALS CHENNAI | SS CHEMICALS CHENNAI | DENTAL OP | TNHSP | TNHSP/TNMSC/P2E30/07 DT28/11/2007 | 2011-10-21 |  | 121680 | 8517.6 | NO AMC |  |  |  | 19-6-2012 | Delete
101 | Diathermy Machine (Electric Cautery) | OTE_SDIA | 00069/SDIA/1 | B |  |  |  | 2008-11-12 |  | South India Surgicals | OT |  |  |  |  | 0 | 0 |  |  |  |  | 18-12-2010 | Delete
102 | Diathermy-Under Water Cutting | OTE_DTUW | 00069/undefined/1 | B2 | NONIN-8600 |  |  | 2000-04-27 | TRANS HEALTH CARE INDIA CHENNAI | TRANS HEALTH CARE INDIA CHENNAI | OT | TNMSC | TNMSC/EQ002/2000-01 | 2000-08-10 |  | 34000 | 2380 |  |  |  |  | 2012-04-03 | Delete | To be deleted
103 | Dressing Trolly SS |  | 00069/undefined/1 |  | OBS 044 |  |  | 2006-10-19 | S S Chemicals | S S Chemicals | OT | DMS | 56416/S-P/1/2006 | 2006-11-04 |  | 14848 | 1039.36 |  |  |  |  | 2012-08-02 | Delete | To be deleted
104 | ECG Machine |  | 00069/undefined/1 |  | 3486 | 3486 |  | 2006-06-09 | Solokrafts | Solokrafts Industries Chennai | OP | DMS | 10620 | 2006-11-04 | 2007-06-09 | 0 | 0 |  |  |  |  | 2011-09-12 | Delete | To be deleted
105 | ECG Machine-Multichannel/Page Writer | CRD_ECGMUL | 00069/ECGMUL/2 | B2 |  |  |  | 2013-01-07 |  |  | OP |  |  | 2013-01-10 |  | 0 | 0 | NO AMC |  |  |  | 18-1-2013 | Delete | double entry
106 | ECG machine ordinary | CRD_ECGO | 00069/ECGO/1 | B | [11 empty] | 0 | 0 |  |  |  |  | 18-12-2010 | Delete | double entry
107 | EXAMINATION COUCH SS |  | 00069/undefined/1 |  | 304 |  |  | 2008-03-21 | SOLOKRAFTS INDUSTRIES | SOLOKRAFTS INDUTRIES | OT | TNHSP | TNHSP/TNMSC/CB/P2G4/2007 | 2008-06-16 |  | 9000 | 630 |  |  |  |  | 15-12-2011 | Delete | To be deleted
108 | Emergency Lamp | OTH_EML | 00069/EML/1 | C |  |  |  | 2013-07-30 | UNIVERSAL BIO SYSTEMS SALEM | LARSAN andamp; TOUBRO LTD | NBSU | OTHERS |  | 2013-08-05 |  | 1500 | 105 |  |  |  |  | 2013-11-09 | Delete
109 | FOETAL MONITOR |  | 00069/undefined/1 |  |  |  |  | 2000-06-19 |  | M/S BET MEDICAL (P) LTD CHENNAI | OT | DMS | 20535/CP11/1/99 | 2000-07-01 |  | 13500 | 945 |  |  |  |  | 2012-08-03 | Delete | To be deleted
110 | Foetal Monitor | NNE_FAMON | 00069/FAMON/1 | B | DIGI-11 |  |  | 2000-06-28 | BET MEDICAL (P) LTD CHENNAI | BET MEDICAL (P) LTD CHENNAI | LABOUR WARD | DMS | 20535/CP11/1/99 DT 14/03/1999 | 2000-07-01 |  | 13500 | 945 | NO AMC |  |  |  | 27-8-2012 | Delete
111 | GLUCOMETER |  | 00069/undefined/1 |  | 260042615 |  |  | 2003-06-12 |  | ASSOCIATED SURGICALS CHENNAI | LAB | DMS | 45036/SPS/1/03 | 2003-08-26 |  | 3200 | 224 |  |  |  |  | 2012-08-03 | Delete | To be deleted
112 | Glucometer | LAB_GLMT | 00069/GLMT/2 | C |  | 260042615 |  |  | ASSOCIATED SURGICALS CHENNAI | ASSOCIATED SURGICALS CHENNAI | LAB | DMS | 45036/Sandamp;P/1/03 | 2003-08-26 |  | 3200 | 224 | NO AMC |  |  |  | 2012-11-03 | Delete
113 | Glucometer | LAB_GLMT | 00069/GLMT/1 | C | [11 empty] | 0 | 0 |  |  |  |  | 18-12-2010 | Delete
114 | Haemocytometer | LAB_HAEM | 00069/HAEM/1 | C |  |  |  | 1996-04-01 |  |  | LAB |  |  | 1996-04-01 |  | 0 | 0 | NO AMC |  |  |  | 29-8-2012 | Delete
115 | Hospital cot |  | 00069/undefined/1 |  |  |  |  | 2008-03-17 | Reliance Instruments Corp | Reliance Instruments Corp | wARD | TNHSP | TNHSP/TNMSC/ICB/G29/2007 | 2008-05-05 |  | 55666 | 3896.62 |  |  |  |  | 2012-07-02 | Delete | To be deleted
116 | INJECTOMAT AGILIA SYRINGEPUMP |  | 00069/undefined/1 |  | INJECTOMAT AGILIA |  |  | 2012-03-28 | MITI ELECTRONICS CHENNAI | MITI ELECTRONICS CHENNAI | WARD | DMS | 76970/Sandamp;P/1/2011 DT12/03/2012 | 2012-03-28 | 2013-03-27 | 39900 | 2793 |  |  |  |  | 2012-03-04 | Delete | To be deleted
117 | Ice Lined Refrigerator | LAB_ILREF_T | 00069/ILREF/1 | C | [11 empty] | 0 | 0 |  |  |  |  | 18-12-2010 | Delete
118 | Infusion pump | CRD_INPM | 00069/INPM/1 | C | [6 empty] | OT |  |  |  |  | 0 | 0 |  |  |  |  | 18-12-2010 | Delete
119 | MAGNA VISION SCREENING KIT |  | 00069/undefined/1 |  |  |  |  | 2009-08-05 |  | MADRAS SURGICALS | OT | TNHSP | 04/NRHM/HSP/TNMSC/2009-MVK | 2010-09-08 |  | 4628 | 323.96 |  |  |  |  | 21-2-2012 | Delete | To be deleted
120 | MAYOS TABLE |  | 00069/undefined/1 |  |  |  |  | 2007-02-06 | Madras Surgicals | Madras Surgicals CHENNAI | OT | DMS | 92206 | 2010-09-08 |  | 1553 | 108.71 |  |  |  |  | 2011-09-12 | Delete | To be deleted
121 | Magnavision Lamp | NNE_MAGL | 00069/MAGL/2 | C | 8008 |  |  | 2011-03-15 | HARDIK MEDI-TECH | JUPITER MANUFACTURING WORKS COIMBATORE | LABOUR WARD | TNMSC |  | 2011-04-29 | 2012-03-10 | 4576 | 320.32 | CAMC |  |  |  | 28-8-2012 | Delete
122 | Micro Centrifuge/Microliter Centrifuge | LAB_MCF | 00069/MCF/1 | C |  |  |  | 2007-03-05 | ASSOCIATED SURGICALS CHENNAI | ASSOCIATED SURGICALS CHENNAI | LAB | OTHERS | TANSACS/PPTCT/TNMSC/2006 DT 18/12/2006 | 2007-03-26 |  | 1653 | 115.71 | NO AMC |  |  |  | 28-8-2012 | Delete
123 | Micro Centrifuge/Microliter Centrifuge | LAB_MCF | 00069/MCF/2 | C | BDI-152 |  |  | 2012-03-20 | BD INDUSTRUMENTATION(INDIA) | SOLOKRAFTS INDUSTRIES CHENNAI | LAB | TNHSP | TNHSP/TNMSC/AG29E/2011 DT 4/10/2011 | 2012-03-21 | 2015-01-13 | 5345 | 374.15 | NO AMC |  |  |  | 29-8-2012 | Delete
124 | Mono cular Microscope | LAB_MOMS | 00069/MOMS/1 | C | [6 empty] | Lab |  |  |  |  | 0 | 0 |  |  |  |  | 18-12-2010 | Delete
125 | NEBULISER |  | 00069/undefined/1 |  |  |  |  | 1999-05-21 |  | ASSOCIATED SURGICALS | WARD | DMS | 29550/CPII/1/99/ | 1999-09-29 |  | 4590 | 321.3 | NO AMC |  |  |  | 2012-04-03 | Delete | To be deleted
126 | Nebulizer baby | NNE_NEBB | 00069/NEBB/1 | C |  |  |  | 1999-05-27 | ASSOCIATED SURGICALS CHENNAI | ASSOCIATED SURGICALS CHENNAI | WARD | DMS | 29550/CP11/1/99 DT 07/05/1999 | 1999-09-29 |  | 4590 | 321.3 | NO AMC |  |  |  | 27-8-2012 | Delete
127 | Needle destroyer / Syringe Destroyer | OTH_NEED_T | 00069/NEED/3 | C | Reprospaark |  |  | 2008-10-15 | Glo Life Care | Glo Life Care | FS |  |  | 2008-01-30 | 2009-01-30 | 0 | 0 |  |  |  |  | 18-12-2010 | Delete
128 | Needle destroyer / Syringe Destroyer | OTH_NEED_T | 00069/NEED/6 | C | Reprospaark |  |  | 2008-10-15 | Glo Life Care | Glo Life Care | CH.WD |  |  | 2008-01-30 | 2009-01-30 | 0 | 0 |  |  |  |  | 18-12-2010 | Delete
129 | Needle destroyer / Syringe Destroyer | OTH_NEED_T | 00069/NEED/4 | C | Reprospaark |  |  | 2008-10-15 | Glo Life Care | Glo Life Care | CLINICAL LAB |  |  | 2008-01-30 | 2009-01-30 | 0 | 0 |  |  |  |  | 18-12-2010 | Delete
130 | Needle destroyer / Syringe Destroyer | OTH_NEED | 00069/NEED/1 | C |  |  |  | 2011-05-10 |  | CO-OPERATIVE STORES ANTHIYUR | OP |  |  | 2011-05-16 |  | 2075 | 145.25 | NO AMC |  |  |  | 2013-07-11 | Delete
131 | Needle destroyer / Syringe Destroyer | OTH_NEED_T | 00069/NEED/1 | C | Reprospaark |  |  | 2008-10-15 | Glo Life Care | Glo Life Care | MS |  |  | 2008-01-30 | 2009-01-30 | 0 | 0 |  |  |  |  | 18-12-2010 | Delete
132 | Needle destroyer / Syringe Destroyer | OTH_NEED_T | 00069/NEED/2 | C | Reprospaark |  |  | 2008-10-15 | Glo Life Care | Glo Life Care | AE |  |  | 2008-01-30 | 2009-01-30 | 0 | 0 |  |  |  |  | 18-12-2010 | Delete
133 | Needle destroyer / Syringe Destroyer | OTH_NEED_T | 00069/NEED/5 | C | Reprospaark |  |  | 2008-10-15 | Glo Life Care | Glo Life Care | ICCU |  |  | 2008-01-30 | 2009-01-30 | 0 | 0 |  |  |  |  | 18-12-2010 | Delete
134 | Neo natal Incubator |  | 00069/undefined/1 |  | PAE070 |  |  | 2007-03-14 | Madras Surgicals cheenai | Madras Surgicals Cheenai | LABOUR WARD | DMS | 92206 | 2007-04-24 |  | 85280 | 5969.6 | AMC |  |  |  | 13-12-2011 | Delete | To be deleted
135 | OBS158VENTOZE APPARATUS WITH CUPS |  | 00069/undefined/1 |  |  |  |  | 2007-06-01 | JUPITOR MANUFACTUING WORKS | JUPITOR MANUFACTURING WORKS | OT | DMS | 35047/Sandamp;P/2007 | 2007-06-19 |  | 2784 | 194.88 |  |  |  |  | 2012-08-02 | Delete | To be deleted
136 | ORT123 ALPHABED WITH MOTOR IMPORTED |  | 00069/undefined/1 |  |  |  |  | 2007-06-01 | Jupitor Manufacturing Works | Jupitor ManufacturingWorks | OT | DMS | 35047/Sandamp;P/1/2007 | 2007-06-19 |  | 6600 | 462 |  |  |  |  | 2012-08-02 | Delete | To be deleted
137 | Operation Table Hydraulic Major | OTE_TAMA | 00069/TAMA/2 | B2 | [6 empty] | OT |  |  |  |  | 0 | 0 |  |  |  |  | 18-12-2010 | Delete
138 | Operation Table Hydraulic Major | OTE_TAMA | 00069/TAMA/3 | B2 | Jupiter 205 |  |  |  | Jupiter | Jupiter | OT | TNHSP |  |  |  | 0 | 0 | AMC |  | 2011-02-28 | Jupiter | 24-12-2010 | Delete
139 | Operation Table Hydraulic Major | OTE_TAMA | 00069/TAMA/1 | B2 | [6 empty] | OT |  |  |  |  | 0 | 0 |  |  |  |  | 18-12-2010 | Delete
140 | PROCTOSCOPE |  | 00069/undefined/1 |  |  |  |  | 2002-02-27 | GENERAL SURGICALS CHENNAI | GENERAL SURGICALS CHENNAI | OT | DMS | 44166/CP11/1/2001 | 2008-02-05 |  | 250 | 17.5 |  |  |  |  | 2012-11-03 | Delete | To be deleted
141 | PULSE OXIMETER |  | 00069/undefined/1 |  | FUTURAPLETH |  |  | 2009-03-10 |  | SILICAN LABS CHENNAI | OT | DMS | 8623/SP/1/2009 24/2/2009 | 2009-03-12 |  | 26698 | 1868.86 |  |  |  |  | 15-12-2011 | Delete | To be deleted
142 | Printer | OTH_PRINT | 00069/PRINT/2 | C | BH000610 TVSE HD250 GOLD PRINTER |  |  | 2010-12-25 | HCL INFO SYSTEMS LTD PUDUCHERRY | HCL INFO SYSTEMS LTD PUDUCHERRY | OP~ WARD~ PHARMACY | TNHSP | TNHSP/ELCOT/ICB/COMP DT 07/12/2010 | 2012-04-20 |  | 96712 | 6769.84 |  |  |  |  | 30-8-2012 | Delete
143 | Printer | OTH_PRINT | 00069/PRINT/1 | C | BH000610 TVSE HD 250 GOLD PRINTER |  |  | 2010-12-23 | HCL INFOSYSTEMS LTD | HCL INFOSYSTEMS LTD | OP~ WARD~ PHARMACY | TNHSP | TNHSP/ELCOT/ICB/COMP DT 7/12/2010 | 2012-04-20 |  | 90981 | 6368.67 |  |  |  |  | 2012-06-06 | Delete
144 | Pulse Oximeter | CRD_SPO2 | 00069/SPO2/3 | B2 | MAXINO M 71756 |  |  | 2014-06-23 |  |  | NBSU |  |  | 2014-06-24 |  | 0 | 0 |  |  |  |  | 2014-05-07 | Delete | To be deleted
145 | RING LENS SYSTEM WITH ILLUMINATION |  | 00069/undefined/1 |  | MAGNASCOPE |  |  | 2012-03-20 | SOLOKRAFTS INDUSTRIES | SOLOKRAFTS INDUSTRIES | OT | TNHSP | TNHSP/TNMSC/ICB/AG31/2011 DT19/10/2011 | 2012-03-21 | 2015-03-20 | 7337 | 513.59 |  |  |  |  | 22-3-2012 | Delete | To be deleted
146 | Radiant Warmer | NNE_RAWR | 00069/RAWR/1 | C |  |  |  |  | NEOTECH | [6 empty] | 0 | 0 |  |  |  |  | 18-12-2010 | Delete
147 | Refrigerator HITACHI | LAB_REFR | 00069/REFR/1 | C |  |  |  | 1996-04-01 |  |  | LAB |  |  | 1996-04-01 |  | 0 | 0 | NO AMC |  |  |  | 29-8-2012 | Delete
148 | Refrigerator GODRAJ | LAB_REFR | 00069/REFR/3 | C |  |  |  | 1996-04-01 |  |  | OP |  |  | 1996-04-01 |  | 0 | 0 | NO AMC |  |  |  | 2012-04-10 | Delete
149 | Research Microscopes - Various Types | LAB_REMS | 00069/REMS/1 | B2 |  |  |  | 1996-04-01 |  |  | LAB |  |  | 1996-04-01 |  | 0 | 0 | NO AMC |  |  |  | 29-8-2012 | Delete
150 | SEMI AUTO ANALYZERS |  | 00069/undefined/1 |  | 31257 |  |  | 2003-12-31 |  | TRANSIA BIO MEDICALS CHENNAI | LAB | DMS | 64109/Sandamp;P/1/2003 | 2004-01-24 |  | 145600 | 10192 |  |  |  |  | 2012-11-03 | Delete | To be deleted
151 | STEEL CUPBOARD |  | 00069/undefined/1 |  |  |  |  | 2009-12-02 |  | MARUTHI OFFICE EQUIPMENT | WARD andamp; OP | TNHSP | TNHSP/TNMSC/ICB/P3G2/2009 | 2010-04-12 |  | 12093 | 846.51 |  |  |  |  | 21-2-2012 | Delete | To be deleted
152 | STEEL RACK |  | 00069/undefined/1 |  |  |  |  | 2009-12-02 |  | MARUTHI OFFICE EQUIPMENT | WARD andamp; OP | TNHSP | TNHSP/TNMSC/ICB/P3G2/2009 | 2010-04-12 |  | 6827 | 477.89 |  |  |  |  | 21-2-2012 | Delete | To be deleted
153 | STRETCHER TROLLEY SS |  | 00069/undefined/1 |  | 304 |  |  | 2008-03-21 | SOLOKRAFTS INDUSTRIES | SOLOKRAFTS INDUSTRIES | WARD | TNHSP | TNHSP/TNMSC/CB/P2G4/2007 | 2008-06-16 |  | 6700 | 469 |  |  |  |  | 15-12-2011 | Delete | To be deleted
154 | SUCTION APPARATUS |  | 00069/undefined/1 |  |  |  |  | 2000-11-15 |  | ASSOCIATFD SURGICALS | OT | DMS | 128333/CP11/1/2000 | 2001-04-18 |  | 2500 | 175 |  |  |  |  | 2012-07-03 | Delete | To be deleted
155 | Semi auto analyser | LAB_SEAA | 00069/SEAA/1 | B2 | [6 empty] | Lab |  |  |  |  | 0 | 0 |  |  |  |  | 18-12-2010 | Delete
156 | Shadowless lamp ceiling type minor | OTE_CLMI | 00069/CLMI/1 | B |  |  |  | 2001-07-25 |  | DD FW ERODE | OT |  | REF NO/1565/2000/A4/ DT18/04/2001 | 2001-08-04 |  | 5400 | 378 |  |  |  |  | 27-8-2012 | Delete
157 | Shadowless lamp ceiling type minor | OTE_CLMI | 00069/CLMI/3 | B |  |  |  | 2002-05-03 | ASSOCIATED SURGICALS CHENNAI | ASSOCIATED SURGICALS CHENNAI | OT | DMS | 44166/CP11/1/2001 DT 21/01/2002 | 2004-09-18 |  | 7525 | 526.75 | NO AMC |  |  |  | 27-8-2012 | Delete
158 | Shadowless lamp ceiling type minor | OTE_CLMI | 00069/CLMI/2 | B |  |  |  | 2002-03-08 |  | DD FW ERODE | OT |  | REF NO/1565/A4/2001-02 DT 25/01/2002 | 2002-03-11 |  | 5400 | 378 | NO AMC |  |  |  | 27-8-2012 | Delete
159 | Silastic vacuum extractor | NNE_VEXS | 00069/VEXS/1 | C | OBS 158 |  |  | 2007-06-15 | JUPITER MANUFACTURUNG WORKS | JUPITER MANUFACTURING WORKS COIMBATORE | OT | DMS | 35047/Sandamp;P/1/2007 DT 23/04/2007 | 2007-06-19 | 2008-06-14 | 9568 | 669.76 | NO AMC |  |  |  | 27-8-2012 | Delete
160 | Sterilizer Medium (Instrument) | OTE_STMD | 00069/STMD/5 | C | [6 empty] | OT |  |  |  |  | 0 | 0 |  |  |  |  | 18-12-2010 | Delete
161 | Sterilizer Medium (Instrument) | OTE_STMD | 00069/STMD/7 | C | [6 empty] | OT |  |  |  |  | 0 | 0 |  |  |  |  | 18-12-2010 | Delete
162 | Sterilizer Medium (Instrument) | OTE_STMD | 00069/STMD/2 | C | [6 empty] | Labour |  |  |  |  | 0 | 0 |  |  |  |  | 18-12-2010 | Delete
163 | Sterilizer Medium (Instrument) | OTE_STMD | 00069/STMD/4 | C | [6 empty] | OT |  |  |  |  | 0 | 0 |  |  |  |  | 18-12-2010 | Delete
164 | Suction Apparatus - Electrical | OTE_SAEL | 00069/SAEL/1 | C | 7A-23D |  |  | 2008-02-05 | Vin Biotech Systems | vIN Biotech Systems | OT | TNHSP | TNHSP/TNMSC/P2E18/2007 | 2008-03-14 |  | 4314 | 301.98 |  |  |  |  | 15-12-2011 | Delete
165 | Suction Apparatus - Foot operated | OTE_SAFO | 00069/SAFO/3 | C | [6 empty] | OT |  |  | 2011-01-13 |  | 0 | 0 | NO AMC |  |  |  | 29-8-2012 | Delete
166 | Suction Apparatus - Foot operated | OTE_SAFO | 00069/SAFO/2 | C |  |  |  | 2001-01-17 | ASSOCIATED SURGICALS CHENNAI | ASSOCIATED SURGICALS CHENNAI | WARD | DMS | 128333/CP11/1/99 DT 7/03/2000 | 2001-04-18 |  | 2500 | 175 | NO AMC |  |  |  | 27-8-2012 | Delete
167 | TROLLEY |  | 00069/undefined/1 |  |  |  |  | 2008-05-10 |  | JUPITER MANUFACTURING WORKS | WARD | TNHSP | TNHSP/TNMSC/ENGG/BMWM6/2008 | 2009-05-21 |  | 7384 | 516.88 |  |  |  |  | 21-2-2012 | Delete | To be deleted
168 | Thomas Splint | SUR_TSPL | 00069/TSPL/1 | C |  |  |  | 2009-05-28 |  |  | WARD |  |  | 2011-04-06 |  | 0 | 0 |  |  |  |  | 29-8-2012 | Delete
169 | UL;TRA SOUND SCANNER |  | 00069/undefined/1 |  | Logiq p3 |  |  | 2009-06-25 | WIPRO GE | WIPRO GE HEALTH CARE | OP | TNHSP | TNHSP/TNMSC/ICB/P3E24/2009 | 2009-07-25 |  | 688296 | 48180.72 |  |  |  |  | 21-2-2012 | Delete | To be deleted
170 | UPS | OTH_UPS | 00069/UPS/1 | C |  |  |  | 2011-03-08 | UNI LINE ENERGY SYSTEMS NEW DELHI | UNILINE ENERGY SYSTEMS NEW DELHI |  | TNHSP | TNHSP/ELCOT/ICB/UPSB/P2H2/2010-11 |  |  | 0 | 0 |  |  |  |  | 2012-06-06 | Delete
171 | UPS | OTH_UPS | 00069/UPS/2 | C |  |  |  | 2011-03-05 | UNILINE ENERGY SYSTEMS PVT LTD. NEW DELHI | UNILINE ENERGY SYSTEMS PVT LTD. NEW DELHI | ANTHIYUR G.H | TNHSP |  | 2012-07-12 |  | 75600 | 5292 |  |  |  |  | 30-8-2012 | Delete
172 | Ventilators (Paediatrics) | CRD_VENP | 00069/VENP/1 | B | Advent U |  |  | 2008-01-30 | Erkadi | Erkadi Systems | ICCU |  |  |  |  | 0 | 0 |  |  |  |  | 18-12-2010 | Delete
173 | X-RAY UNIT 100MA |  | 00069/undefined/1 |  |  |  |  | 1996-03-25 |  | M/S SIEMENS LTD | X-RAY ROOM | DMS | 36893/CP11/1/95 | 1996-09-04 |  | 283150 | 19820.5 |  |  |  |  | 2012-08-03 | Delete | To be deleted
174 | pulseoximeter |  | 00069/undefined/1 |  | futurapleth |  |  |  | Silican Labs. Chennai. | Silican Labs . Cheenai | OT | DMS | 8623/S andamp; P/1/2009 | 2009-03-12 |  | 26698 | 1868.86 | NO AMC |  |  |  | 2012-01-03 | Delete | To be deleted
175 | suction Apparatus |  | 00069/undefined/1 |  |  |  |  | 2000-11-15 | Associated Surgicals Chennai | Associated Surgicals Chennai | LABOUR WARD | DMS | 56509/CP11/1/2000 | 2000-12-13 |  | 1250 | 87.5 |  |  |  |  | 2012-05-03 | Delete | To be deleted
176 | weighing machine |  | 00069/undefined/1 |  |  |  |  | 2012-01-28 | HARDIK MEDITECH DELHI | ALAN MEDICAL | OP | TNHSP | TNHSP/TNMSC/ENGG/AG24/2011 | 2012-02-20 | 2014-01-28 | 627 | 43.89 |  |  |  |  | 21-2-2012 | Delete | To be deleted
177 | ECG Machine-Multichannel/Page Writer | CRD_ECGMUL | 00069/ECGMUL/2 | B2 |  |  |  | 2013-01-07 |  |  | OP |  |  | 2013-01-10 |  | 0 | 0 | NO AMC |  |  |  | 18-1-2013 | Delete | double entry
178 | ECG machine ordinary | CRD_ECGO | 00069/ECGO/1 | B | [11 empty] | 0 | 0 |  |  |  |  | 18-12-2010 | Delete | double entry
6797897

## bavani
S.No. | Equipment Name | Equipment Code | Equipment Code(Institution) | Equipment Category | Equipment Model No | Equipment Serial No | CPC Code | Date of Receipt | Manufacturer Name | Supplier Name | Location of Equipment | Source of Supply | Purchase Order No | Date of Installation | Warranty Valid Upto | Cost of the item | If AMC available | AMC Cost | AMC valid upto | AMC agency name | Reported Date | Working Status | Remarks
1 | Automated Cell Counter | LAB_BCC | 00070/BCC/1 | B2 | XP100Advance Version OfKX21 | 1 |  | 2014-03-03 | TRANSASIA | DMS | LAB | TNMSC | 78217/Sandamp;P/1/2013-2 | 2014-03-03 |  | 396878 | NO AMC |  |  |  | 28-3-2014 | w
2 | Binocular Mircroscope | LAB_BIMS | 00070/BIMS/2 | B2 | BD13A |  |  | 2014-01-22 | SOLOKRAFTSINDUSTRIES | TNHSP/TNMSC | LAB704 | TNMSC | TNHSP/TNMSC/AG87C/2013~22/10/2013 | 2014-03-18 | 2015-03-18 | 39060 | NO AMC |  |  |  | 27-3-2014 | w
3 | Binocular Mircroscope | LAB_BIMS | 00070/BIMS/1 | B2 | OLYMPUS |  |  | 1998-11-20 |  |  | LAB | OTHERS |  | 1998-11-20 |  | 3700 |  |  |  |  | 2013-09-11 | w
4 | Bipolar Coagulator(Diathermy) | OTE_BICG | 00070/BICG/1 | B2 | BIPOLARCANTORY | 1 |  | 2007-06-15 | jupiter | jupitermanufacturingworks | OT | OTHERS | NIL | 2007-06-15 |  | 18000 | NO AMC |  |  |  | 2012-11-09 | w
5 | Blood Bank Refrigerator | LAB_BLDR | 00070/BLDR/1 | B2 | BLDR WITH BLOOD BAGS | BDI-1296 |  | 1998-12-09 | Remi Instruments Mumbai | REMII | Biood Bank | DMS | 6288/CP11/1/99 | 1998-10-26 |  | 72696 |  |  |  |  | 2013-08-11 | w
6 | Defibrillator with Monitor | CRD_DEFI | 00070/DEFI/2 | B2 | Heart start XL |  |  | 2007-01-03 | Philips | Madras surgicals and chemicals | OT | OTHERS | 92206/sandamp;P/1/2006 | 2007-01-03 |  | 230000 |  |  |  |  | 18-12-2010 | W
7 | Defibrillator with Monitor | CRD_DEFI | 00070/DEFI/2 | B2 | HEARTSTARTFRXDEFIBRILLATOR | B12C-05574 |  | 2012-08-16 | PHILPS | PHILPSELECTRONICS | casualityRoom | TNMSC | TNHSP/TNMSC/ICB/AG17/2012 | 2012-09-21 | 2013-09-20 | 58696 | AMC |  | 2015-09-20 | PHILPS-ELECTRONICS | 2012-12-09 | w
8 | Dental Chair | DEN_DECH | 00070/DECH/1 | B2 | Alpha | T16DLX |  | 2008-06-27 | S.S. Chemicals | S.S. Chemicals | Dental OP | TNHSP | TNHSP/TNMSC/P2E30/07 | 2008-06-27 |  | 111000 | AMC |  | 2011-02-28 | S.S. Chemicals | 24-12-2010 | w
9 | ECG machine ordinary | CRD_ECGO | 00070/ECGO/1 | B2 | Micro R | ECG MACHINE 1 |  | 2006-06-07 | Marks | Solokraft Industries | X-Ray | DMS | DMRHS10620/SP/1/2006 | 2006-06-07 |  | 23850 |  |  |  |  | 2012-01-06 | w
10 | Multi Para Monitor | CRD_MPM | 00070/MPM/1 | B2 |  | 1 |  | 2014-03-06 |  | MEDICARE SYSTEMSandamp;SERVICES | O T | OTHERS |  | 2014-03-06 |  | 65000 | NO AMC |  |  |  | 28-3-2014 | w
11 | Multi Para Monitor | CRD_MPM | 00070/MPM/2 | B2 | G3D | G3DL60101 |  | 2014-07-14 | GENERAL MEDITECH | TRANS HEALTH CARE | OT | TNMSC | 17240/TNMSC/ENGG/2014-3/16/5/14 | 2014-06-21 | 2017-07-13 | 63000 | AMC |  |  | TRANS HEALTH CARE | 18-7-2014 | w
12 | Operation Table Hydraulic Major | OTE_TAMA | 00070/TAMA/3 | B2 |  | 3/OT |  | 1996-12-05 |  | GENERAL SURGICALS CHENNAI | OT | DMS | 67990/CP2/1/96 |  |  | 23660 |  |  |  |  | 18-12-2010 | w
13 | Operation Table Hydraulic Major | OTE_TAMA | 00070/TAMA/2 | B2 |  | 2/OT |  | 1981-02-21 |  |  | OT | DMS |  |  |  | 0 |  |  |  |  | 18-12-2010 | w
14 | Operation Table Hydraulic Major | OTE_TAMA | 00070/TAMA/1 | B2 | HYDROLIC MAJOR | OT TABLE 1/HYDROLIC |  | 2001-03-20 | NIL | NIL | OT | OTHERS | 1565/S4/2000 | 2001-03-01 |  | 0 | NO AMC |  |  |  | 18-12-2010 | w
15 | Pulse Oximeter | CRD_SPO2 | 00070/SPO2/4 | B2 | RAD-8GRA | 2 |  | 2014-03-28 | GRACE MFGandamp;TRADING CO | GRACE MFGandamp;TRADING CO.DELHI | O T | TNMSC | RCH-II/TNMSC/ENGG/E67/2014 DT05/03/2014 | 2014-03-28 | 2019-03-28 | 140695 | NO AMC |  |  |  | 31-3-2014 | w
16 | Pulse Oximeter | CRD_SPO2 | 00070/SPO2/2 | B2 |  |  |  | 2009-08-05 |  | SILICON LAB | O.T | TNMSC | 02/NRHM/HSP/TNMSC | 2009-08-25 |  | 24648 |  |  |  |  | 2013-09-11 | w
17 | Pulse Oximeter | CRD_SPO2 | 00070/SPO2/5 | B2 | RAD8MASIMO | M81704 |  | 2014-12-26 | INDIAN MEDICAL SYSTEMS ANDTECHNOLOGIES CHENNAI | TNMSC | LABOUR WARD | TNMSC | 114/TNMSC/ENGG/2013-2 | 2014-12-26 | 2019-12-26 | 72398 | AMC |  |  |  | 2015-09-01 | w
18 | Semi auto analyser | LAB_SEAA | 00070/SEAA/1 | B2 | PRIETEST TOUCH | AT0110209 |  | 2011-11-23 | ROBONIK | NIL | Lab | OTHERS | NIL |  |  | 0 |  |  |  |  | 31-5-2012 | w
19 | Washing Machine | OTH_WASH | 00070/WASH/1 | B2 | RAMSON | RAMSON 1 |  | 2009-12-17 | RAMSON | Solokraft Industries | Female ward | TNMSC | 0/NRHM/TNMSC/08 | 2009-12-17 |  | 112432 |  |  |  |  | 2012-07-06 | w
20 | X-ray Machine 100 mA | IME_XRY100 | 00070/XRY100/2 | B2 | Ergo phos 100mA | 820/15 |  |  | Siemens | Siemens | X-Ray |  |  | 1974-07-19 |  | 58710 |  |  |  |  | 2012-01-06 | w
21 | X-ray Machine 100 mA | IME_XRY100 | 00070/XRY100/1 | B2 | MEDFORD | R01098 |  | 2009-11-09 | Medford | Medfor Medical system Jaipur | X-Ray | OTHERS | 01/NRHM/HSP/TNMSC/Eng/2009 | 2010-10-14 |  | 0 | NO AMC |  |  |  | 2012-01-06 | w
22 | Auto analyser | LAB_ATAL | 00070/ATAL/1 | B | AT0480314RBK | AT0480314RBK |  | 2014-03-27 | ROBONIK | TNMSC | LAB | TNMSC |  | 2014-03-27 | 2017-03-27 | 55000 |  |  |  |  | 27-3-2014 | w
23 | Autoclave Mini | OTE_AUTM | 00070/AUTM/1 | B | autoclave mini | AUTO MINI 1 |  | 2001-03-13 | SOUTH INDIA SURGICALS | SOUTH INDIA SURGICALS | MALE WARD | OTHERS | 1261/S/2000 | 2001-03-20 |  | 1650 |  |  |  |  | 2012-08-09 | w
24 | Autoclave Mini | OTE_AUTM | 00070/AUTM/5 | B | AUTOCLAVE MINI | AUTOCLAVE MINII 5 |  | 2001-03-13 | SOUTH INDIA SURGICALS | SOUTH INDIA SURGICALS | OPD | OTHERS | 1261/S/2000 | 2001-03-20 |  | 1650 | NO AMC |  |  |  | 2012-08-09 | w
25 | Autoclave Mini | OTE_AUTM | 00070/AUTM/3 | B | AUTOCLAVE MINI | AUTOCLAVE MINI 3 |  | 2001-03-13 | SOUTH INDIA SURGICALS | SOUTH INDIA SURGICALS | FEMALE WARD | OTHERS | 1261/S/2000 | 2001-03-20 |  | 1650 |  |  |  |  | 2012-08-09 | w
26 | Autoclave Mini | OTE_AUTM | 00070/AUTM/2 | B | AUTOCLAVE MINI | AUTOCLAVE MINI 2 |  | 2001-03-13 | SOUTH INDIA SURGICALS | SOUTH INDIA SURGICALS | LABORATORY | OTHERS | 1261/S/2000 | 2001-03-20 |  | 1650 | NO AMC |  |  |  | 2012-08-09 | w
27 | Autoclave Mini | OTE_AUTM | 00070/AUTM/4 | B | AUTOCLAVE MINI | AUTOCLAVE MINI 4 |  | 2001-03-13 | SOUTH INDIA SURGICALS | SOUTH INDIA SURGICALS | LABOUR WARD | OTHERS | 1261/S/2000 | 2001-03-20 |  | 1650 | AMC |  |  |  | 2012-08-09 | nw | condemned
28 | Boyles apparatus with out Ventilator | ANA_OVEN | 00070/OVEN/2 | B | compact Ac 20 with Std Accessories | AC2-1207-064 |  | 2008-01-08 |  | LASEN AND TOUBRO LTD CHENNAI | O.T | TNHSP | TNHSP/TNMSC/P2E2/07 Dt 13/06/2007 |  |  | 106940 |  |  |  |  | 2013-09-11 | w
29 | Boyles apparatus with out Ventilator | ANA_OVEN | 00070/OVEN/3 | B | IOL | 3/OT |  | 1996-03-27 | NIL | NIL | OT | DMS |  |  |  | 75000 | NO AMC |  |  |  | 2013-09-11 | w
30 | Diathermy Machine (Electric Cautery) | OTE_SDIA | 00070/SDIA/1 | B |  |  |  |  | Haelotom | Haelotom | OT |  |  |  |  | 0 |  |  |  |  | 18-12-2010 | NW | condemned
31 | Diathermy Machine (Electric Cautery) | OTE_SDIA | 00070/SDIA/2 | B | RFCGOLD | 1907 |  | 2012-08-03 | DERMAINDIA | DERMAINDIA~dermaraja`hotmail.com~32944048 | DERMATOLOGY | OTHERS | 464 | 2012-08-03 | 2013-08-02 | 17000 | NO AMC |  |  |  | 2012-08-08 | w
32 | Diathermy Machine (Electric Cautery) | OTE_SDIA | 00070/SDIA/4 | B | 360M+ | ASG-M*1406137 |  | 2014-06-18 | ALAN MEDICALS | JBS | OT | TNMSC | 17240/TNMSC/ENGG/2014-2 | 2014-06-18 | 2017-06-17 | 228900 | AMC |  |  | JBS MEDITECH INDIA | 18-7-2014 | w
33 | Diathermy Machine (Electric Cautery) | OTE_SDIA | 00070/SDIA/3 | B | SURGE FORCE 250 |  |  | 2013-03-26 | MESSCO | apj MEDICAL TECHNIC | OT | OTHERS |  | 2013-03-26 | 2014-03-25 | 18000 | NO AMC |  |  |  | 27-5-2013 | w
34 | ECG machine computerized | CRD_ECGC | 00070/ECGC/1 | B | Cardiotouch | 12L0900069 |  | 2011-11-15 | Bionet | JK Medical system | x-ray room | TNHSP | TNHSP/TNMSC/Eng/AG21/2010 | 2011-11-15 | 2012-11-14 | 65736 |  |  |  |  | 31-5-2012 | w
35 | Pulse Oximeter | CRD_SPO2 | 00070/SPO2/1 | B | Stellar - P | SO7P25308 |  | 2008-01-08 | Landamp;T | Landamp;T | OT | TNHSP | TNHSP/TNMSC/P2E9/07 | 2008-01-08 |  | 33750 | AMC |  | 2011-02-28 | Landamp;T | 24-12-2010 | w
36 | Shadowless Lamp stand model | OTE_MOLT | 00070/MOLT/4 | B | HOSPILITE | SN2 |  | 2008-12-03 | HOSPITECH | Jupiter Medical sytem | OT | TNHSP | TNHSP/TNMSC/P3E3/2008 | 2008-12-03 |  | 12700 | NO AMC |  |  |  | 2012-01-06 | w
37 | Shadowless Lamp stand model | OTE_MOLT | 00070/MOLT/6 | B | GESCO |  |  | 2015-01-21 |  | GENERAL SURGICAL COMPANY INDIA] PVT LTD. CHENNAI | LABOUR WARD 1~ NEW BORN WARD 1~OP CASUALITY 1 | TNMSC | 114/TNMSC/ENGG/2013-3 DT 18/12/2014 | 2015-01-21 | 2018-01-20 | 37406 | CAMC |  | 2025-01-20 | GENERAL SURGICAL COMPANY CHENNAI | 23-1-2015 | w
38 | Shadowless Lamp stand model | OTE_MOLT | 00070/MOLT/2 | B | HOSPI | SN 4 |  | 2009-07-30 | HOSPI | JUPITER | labour ward | OTHERS | 03/NRHM/HSP/TNMSC/09 | 2009-07-30 |  | 12450 | NO AMC |  |  |  | 18-12-2010 | w
39 | Shadowless Lamp stand model | OTE_MOLT | 00070/MOLT/5 | B | NIL | LW./1 |  |  |  |  | LW | DRHM |  |  |  | 0 |  |  |  |  | 2013-09-11 | w
40 | Shadowless Lamp stand model | OTE_MOLT | 00070/MOLT/1 | B | HOSPITECH | SN 3 |  | 2009-07-30 | HOSPI | JUPPPITER | OT | OTHERS | 03/NRHM/HSP/TNMSC/09 | 2009-07-30 |  | 12450 | NO AMC |  |  |  | 18-12-2010 | w
41 | Shadowless Lamp stand model | OTE_MOLT | 00070/MOLT/3 | B | hospilight 1001 | SN 1 |  | 2008-12-03 | Hospitech | Jupiter manufacturing | OT | TNHSP | TNHSP/TNMSC/E32008 |  |  | 13200 |  |  |  |  | 2012-01-06 | w
42 | Shadowless lamp ceiling type minor | OTE_CLMI | 00070/CLMI/1 | B | NIL |  |  |  | NIL | NIL | OT | RCH |  |  |  | 0 |  |  |  |  | 2013-09-11 | w
43 | Syringe Pump | CRD_SYRP | 00070/SYRP/1 | B | LPM 50 BW | 910059 |  | 2010-01-30 | Life plus | Jupiter Medical system | Male ward | OTHERS | 02/NRHM/HSP/TNMSC/09 |  |  | 3680 |  |  |  |  | 2012-01-06 | w
44 | Syringe Pump | CRD_SYRP | 00070/SYRP/2 | B | LPM 50D | 911002 |  | 2010-01-30 | Life plus | Jupiter Medical System | Female ward | OTHERS | 02/NRHM/HSP/TNMSC/09 |  |  | 3860 | NO AMC |  |  |  | 2012-01-06 | w
45 | Ultra Sonogram -MOBILE | IME_IUSM | 00070/IUSM/1 | B | CMS 600A | U3202097047 |  | 2009-08-26 | FAKUDA | FAKUDA | SCANROOM | OTHERS | 39060/Sandamp;P/1/09 | 2009-08-26 |  | 240000 | NO AMC |  |  |  | 18-12-2010 | w
46 | Alpha Bed with motor | OTH_ABM | 00070/ABM/2 | C | 9P-047000 | KSP0701-04502 |  | 2007-06-15 | Apex Medical Co-op | Jupiter Manufacturing | Female ward | OTHERS | NIL | 2007-06-15 |  | 6600 | NO AMC |  |  |  | 2012-07-06 | w
47 | Alpha Bed with motor | OTH_ABM | 00070/ABM/1 | C | NIL | ALPHA BED WITH MOTOR 2 |  | 2003-08-04 | NIL | associated Surgicals | Male ward | DMS | 45036/SPS/1/2003 | 2003-08-04 |  | 77600 | NO AMC |  |  |  | 2012-07-06 | w
48 | Auto Clave HP Vertical (2 bin) | OTE_ACV2 | 00070/ACV2/4 | C | EZ4 | A090700698/LW |  | 2009-08-08 | Orion | NIL | Labour ward | OTHERS | NIL |  |  | 0 | NO AMC |  |  |  | 2012-01-06 | w
49 | Auto Clave HP Vertical (2 bin) | OTE_ACV2 | 00070/ACV2/6 | C | EZ4 | AO9070899/ VERTICAL 2BIN 6/OT |  | 2009-08-06 | Orion | VIN BITECH | FEMALE MEDICAL WARD | OTHERS | NIL | 2008-02-19 |  | 4148 | NO AMC |  |  |  | 2012-01-06 | w
50 | Auto Clave HP Vertical (2 bin) | OTE_ACV2 | 00070/ACV2/2 | C | HP VERTICAL 2 BIN | AUTOCLAVE VERTICAL 2 BIN 2/FW |  | 2009-08-08 | NIL | NIL | Female ward | OTHERS |  |  |  | 0 |  |  |  |  | 18-12-2010 | w
51 | Auto Clave HP Vertical (2 bin) | OTE_ACV2 | 00070/ACV2/5 | C | VERTICAL HP 2 BIN | AUTOCLAVE VERTICAL 2 BIN 5/LW |  | 2009-08-08 | NIL | NIL | Labor ward | OTHERS | NIL |  |  | 0 |  |  |  |  | 2012-01-06 | w
52 | Auto Clave HP Vertical (2 bin) | OTE_ACV2 | 00070/ACV2/3 | C | HP VERTICAL 2 BIN/OT | AUTOCLAVE VERTICAL 2 BIN 3/OT |  | 2009-08-08 | NIL | NIL | OT | OTHERS | NIL |  |  | 0 |  |  |  |  | 18-12-2010 | w
53 | Auto Clave HP Vertical (2 bin) | OTE_ACV2 | 00070/ACV2/1 | C | HP VERTICAL 2 BIN | AUTOCLAVE HP 2 BIN 1/OT |  | 2009-08-08 | NIL | NIL | OT | OTHERS | NIL |  |  | 0 | NO AMC |  |  |  | 18-12-2010 | w
54 | B.P.apparatus table model | CRD_BPAT | 00070/BPAT/10 | C |  |  |  | 2012-05-05 |  | Anthiyur Consumer Co-Op Store | OPD | OTHERS |  |  |  | 1990 |  |  |  |  | 31-5-2012 | W
55 | B.P.apparatus table model | CRD_BPAT | 00070/BPAT/11 | C |  |  |  | 2012-05-07 |  | ANTHIYUR CONSUMER CO-OP STORE | PP Ward | OTHERS |  |  |  | 1990 |  |  |  |  | 31-5-2012 | W
56 | B.P.apparatus table model | CRD_BPAT | 00070/BPAT/4 | C |  |  |  | 2011-06-13 |  | BAVANI DRUGS AND SURGICALS | OPD | OTHERS |  |  |  | 0 |  |  |  |  | 31-5-2012 | W
57 | B.P.apparatus table model | CRD_BPAT | 00070/BPAT/8 | C |  |  |  | 2012-05-03 |  | Anthiyur Consumer Co-Op Store | OPD | OTHERS |  |  |  | 0 |  |  |  |  | 31-5-2012 | W
58 | B.P.apparatus table model | CRD_BPAT | 00070/BPAT/2 | C | [6 empty] | Store |  |  |  |  | 0 |  |  |  |  | 18-12-2010 | W
59 | B.P.apparatus table model | CRD_BPAT | 00070/BPAT/1 | C | [6 empty] | OT |  |  |  |  | 0 |  |  |  |  | 18-12-2010 | W
60 | B.P.apparatus table model | CRD_BPAT | 00070/BPAT/7 | C |  |  |  | 2012-05-02 |  | Anthiyur Consumer Co-op Store | OPD | OTHERS |  |  |  | 1990 |  |  |  |  | 31-5-2012 | W
61 | B.P.apparatus table model | CRD_BPAT | 00070/BPAT/3 | C |  |  |  | 2011-06-13 |  |  | OPD |  |  |  |  | 1250 |  |  |  |  | 31-5-2012 | W
62 | B.P.apparatus table model | CRD_BPAT | 00070/BPAT/5 | C | [5 empty] | Bavani Drugs and Surgicals | Labour ward | OTHERS |  |  |  | 1250 |  |  |  |  | 31-5-2012 | W
63 | B.P.apparatus table model | CRD_BPAT | 00070/BPAT/9 | C |  |  |  | 2012-05-04 |  | Anthiyur Consumer Co-op Store | OPD | OTHERS |  |  |  | 1990 |  |  |  |  | 31-5-2012 | W
64 | B.P.apparatus table model | CRD_BPAT | 00070/BPAT/6 | C |  |  |  | 2011-06-13 |  | Bavani drugs And surgicals | OPD | OTHERS |  |  |  | 0 |  |  |  |  | 31-5-2012 | W
65 | Baby Incubators | NNE_BINC | 00070/BINC/1 | C | 3010R | 71211200 |  | 2007-12-23 | Neotech | Madras Surgicals | Labour ward | TNHSP | TNHSP/TNMSC/P2F3/07 | 2007-12-23 |  | 47888 | AMC |  | 2011-02-28 | Madras Surgicals | 24-12-2010 | W
66 | Blood Collection Monitor / Mechanical Agitator | LAB_VDRLA | 00070/VDRLA/1 | C | CLINTRON | 596-597 |  | 1998-11-30 | SCIENTIFIC GENERAL TRADERS | NACO | BLOOD BANK | OTHERS |  | 1998-11-30 |  | 0 |  |  |  |  | 2013-09-11 | w
67 | Bowl steriliser - Medium | OTE_BSMD | 00070/BSMD/1 | C | [6 empty] | OT |  |  |  |  | 0 |  |  |  |  | 18-12-2010 | nw | condemned
68 | Cardiac Monitor | CRD_EBSM | 00070/EBSM/2 | C | CM900 | 90002261/FW |  | 2009-05-27 | HME Ltd. | NIL | female ward | TNHSP |  |  |  | 0 |  |  |  |  | 2012-01-06 | w
69 | Cardiac Monitor | CRD_EBSM | 00070/EBSM/1 | C | Microman-Nxt | X07T0079/CARDIAC MONITOR 1 |  | 2008-01-08 | Landamp;T | Landamp;T | OT | TNHSP | TNHSP/TNMSC/P2E9/07 |  |  | 27000 | AMC |  | 2011-02-28 | Landamp;T | 24-12-2010 | w
70 | Cardiac Monitor | CRD_EBSM | 00070/EBSM/3 | C | em900 | 90002252/MW |  | 2009-05-27 | HME Ltd. | NIL | Male ward | TNHSP | TNHSP/TNMSC/ICB/P2E1/2007 |  |  | 0 |  |  |  |  | 2012-01-06 | w
71 | Centrifuge | LAB_COMC | 00070/COMC/5 | C | ELTEH | CFC284 |  | 1998-11-30 |  |  | LAB | OTHERS |  |  |  | 8500 |  |  |  |  | 2013-09-11 | w
72 | Centrifuge | LAB_COMC | 00070/COMC/3 | C |  | NIL |  | 1999-02-28 | ASSOCIATED SURGICALS | ASSOCIATED SURGICALS | LAB | OTHERS |  |  |  | 647 |  |  |  |  | 2013-08-11 | w
73 | Centrifuge | LAB_COMC | 00070/COMC/2 | C |  | cdlc1202 |  | 2002-11-12 |  | ASSOCIATED SURGICALS | LAB | OTHERS |  |  |  | 1300 |  |  |  |  | 2013-08-11 | w
74 | Centrifuge | LAB_COMC | 00070/COMC/4 | C | HAETICH |  |  | 1995-04-28 |  |  | LAB | OTHERS |  |  |  | 9000 |  |  |  |  | 2013-09-11 | w
75 | Centrifuge | LAB_COMC | 00070/COMC/1 | C | C8C |  |  | 2009-10-31 | SABERWAL SURGICALS CBE | TANSACS CHENNAI/REMI | BLOOD BANK | TNHSP |  | 2010-04-22 |  | 10700 |  |  |  |  | 2013-08-11 | w
76 | Chemical Balances | LAB_CHBL | 00070/CHBL/1 | C |  |  |  | 2002-10-23 |  | ASSOCIATED SURGICALS CHENNAI | BLOOD BANK | DMS | 7856/CPII/1/2002 |  |  | 2150 |  |  |  |  | 2013-08-11 | w
77 | Computer | OTH_COMP | 00070/COMP/4 | C | HCL DESKTOP | 3/31 BLOOD BANK |  | 2010-12-28 | HCL | HCL INFO | BLOOD BANK | TNHSP | TNHSP/ELCOT/ICB/COMP | 2012-03-28 |  | 0 | NO AMC |  |  |  | 2012-08-09
78 | Computer | OTH_COMP | 00070/COMP/2 | C | HCL DESKTOP | 1/M O ROOM |  | 2010-12-28 | HCL INFO | HCL INFO | M O ROOM. | TNHSP | TNHSP/ELCOT/ICB/COMP | 2012-03-28 |  | 0 | NO AMC |  |  |  | 2012-08-09
79 | Computer | OTH_COMP | 00070/COMP/5 | C | HCL DESKTOP | 1931-04-01 |  | 2010-12-28 | HCL | HCL INFO | CASULATY | TNHSP |  | 2012-03-28 | 2010-12-28 | 0 | NO AMC |  |  |  | 2012-08-09
80 | Computer | OTH_COMP | 00070/COMP/8 | C | HCL DESKTOP | 2015-07-31 |  | 2010-12-28 | HCL | HCL INFO | MAIN STORE | TNHSP | TNHSP/ELCOT/ICP/COMP | 2012-03-28 |  | 0 | NO AMC |  |  |  | 2012-08-09
81 | Computer | OTH_COMP | 00070/COMP/6 | C | HCL DESKTOP | 5/31 DENTAL |  | 2010-12-28 | HCL | HCL-INFO | DENTAL | TNHSP | TNHSP/ELCOT/ICB/COMP | 2012-03-28 | 2010-12-28 | 0 | NO AMC |  |  |  | 2012-08-09
82 | Computer | OTH_COMP | 00070/COMP/7 | C | HCL MDESKTOP | 6/31 LAB |  | 2010-12-28 | HCL | HCL INFO | LAB | TNHSP | TNHSP/ELCOT/*ICB/COMP | 2012-03-28 |  | 0 | NO AMC |  |  |  | 2012-08-09
83 | Computer | OTH_COMP | 00070/COMP/1 | C | HCL DESK TOP |  |  | 2010-12-28 | HCL | HCL |  | TNHSP |  |  |  | 0 |  |  |  |  | 2012-08-09
84 | Computer | OTH_COMP | 00070/COMP/3 | C | HCL DESKTOP | 2/31 X-RAY ROOM |  | 2010-12-28 | HCL | HCL INFO | X-RAY ROOM | TNHSP | TNHSP/ELCOT/ICB/COMP |  |  | 0 |  |  |  | NO AMC | 2012-08-09
85 | Dielectric Sealer | BLD_SLR | 00070/SLR/1 | C |  |  |  | 2002-10-30 |  | SCIENTIFIC GENERAL TRADERS | BLOOD BANK | OTHERS | 7856/CPII/I/02 |  |  | 58143 |  |  |  |  | 2013-08-11 | w
86 | Electric Calorimeter | LAB_CALO | 00070/CALO/1 | C | PEL0191213RBK |  |  | 2014-03-27 | ROBONIK | TNMSC | LAB | TNMSC | TNHSP/TNMSC/AG87b/2013-2 | 2014-03-27 | 2015-03-27 | 20708 |  |  |  |  | 27-3-2014 | w
87 | Focus lamp Ordinary | OTE_FOLP | 00070/FOLP/1 | C |  |  |  | 2009-07-30 |  | Jupiter | OT | OTHERS | 03/NRHM/HSP/TNMSC/09 |  |  | 13000 |  |  |  |  | 2012-01-06 | w
88 | Focus lamp Ordinary | OTE_FOLP | 00070/FOLP/2 | C | [5 empty] | Jupiter Mrdical system | OT | OTHERS | 03/NRHM/HSP/TNMSC/09 |  |  | 0 |  |  |  |  | 2012-01-06 | w
89 | Foetal Doppler | NNE_FDOP | 00070/FDOP/1 | C | BT 200 | AAA20446 |  | 2013-05-12 | BISCOS CO LTD | EXCELLEN T HEALTH CARE | LW | OTHERS | 4/2013-2014 | 2013-05-12 | 2014-05-12 | 6500 | NO AMC |  |  |  | 27-5-2013 | w
90 | Foetal Doppler | NNE_FDOP | 00070/FDOP/2 | C | A100H | 976/1 ~976/2 |  | 2014-09-20 | MEDI WAVES INC DELHI | TNMSC | LABOUR WARD | TNMSC | 1724/TNMSC/ENGG/2014/1 DT16/05/2014 | 2014-09-20 | 2019-09-20 | 9486 |  |  |  |  | 20-9-2014 | w
91 | Generator | OTH_GEN | 00070/GEN/2 | C | 40 KV | SN 2 OPD |  | 2010-04-05 | Mahendra | Bhalivaradha Electro mech pvt.ltd. | OPD | TNHSP | TNMSC/TNHSP/P3G24/09 | 2010-04-05 |  | 388400 |  |  |  |  | 2012-07-06 | W
92 | Generator | OTH_GEN | 00070/GEN/3 | C | BEW-15-KV |  |  | 2009-11-10 |  | EAKCON SYSTEMS CHENNAI | FEMALE WARD | TNMSC |  | 2009-11-10 |  | 260620 |  |  |  |  | 2013-09-11 | W
93 | Generator | OTH_GEN | 00070/GEN/1 | C | BEW-15 | SN1/FW |  | 2009-11-10 | EAKON | EAK Con System Pvt. Ltd | Female ward | OTHERS | 01/NRHM/HSP/TNMSC |  |  | 220000 |  |  |  |  | 2012-07-06 | DW
94 | Haemoglobinometer | LAB_HBMT | 00070/HBMT/2 | C |  |  |  | 2006-10-11 |  | SS Chemicalsd | Laboratory |  |  |  |  | 0 |  |  |  |  | 2012-01-06 | w
95 | Haemoglobinometer | LAB_HBMT | 00070/HBMT/1 | C |  |  |  | 2006-10-11 |  | SS Chemicals /Sreenivasan Paramedical | Laboratory |  |  |  |  | 876 |  |  |  |  | 2012-01-06 | w
96 | Infusion Pump/Infusion Syringe Pump/Insulin Syringe Pump | CRD_INPM | 00070/INPM/1 | C | LPM 50 | 122009403 |  | 2010-05-12 | LIfe plus | JUPITER MANUFACTURING WORKS | Male ward | OTHERS | O2/NRHM/HSP/TNMSC/09 |  |  | 30680 | NO AMC |  |  |  | 2012-01-06 | w
97 | Infusion Pump/Infusion Syringe Pump/Insulin Syringe Pump | CRD_INPM | 00070/INPM/2 | C | LPM 50 | 122009453 |  | 2010-05-12 | Life plus | Jupiter Medical system | Female ward | OTHERS | O2/NRHM/HSP/TNMSC 09 |  |  | 30680 | NO AMC |  |  |  | 2012-01-06 | w
98 | Infusion Pump/Infusion Syringe Pump/Insulin Syringe Pump | CRD_INPM | 00070/INPM/3 | C | LPM 50 | 1220 |  | 2010-05-12 | Life plus | Jupiter Medical system | Labour Ward | OTHERS | o2/NRHM/HSP/TNMSC 09 |  |  | 30680 | NO AMC |  |  |  | 2012-01-06 | w
99 | Infusion Pump/Infusion Syringe Pump/Insulin Syringe Pump | CRD_INPM | 00070/INPM/5 | C | ANS075 | IP 1 |  | 2007-03-28 | AKAS | AKAS MEDICAL | FEMALE WARD | DMS | 103928/Sandamp;P/1/06 | 2007-03-28 |  | 24400 |  |  |  |  | 2012-08-09 | w
100 | Infusion Pump/Infusion Syringe Pump/Insulin Syringe Pump | CRD_INPM | 00070/INPM/4 | C | infu 300 | E03070467 |  | 2010-05-12 | Akas | Jupiter Maedical system | Labour Ward | OTHERS | 02/NRHM/HSP/TNMSC/09 |  |  | 30680 |  |  |  |  | 2012-01-06 | w
101 | Laryngoscope(Adult) | ENT_LAGA | 00070/LAGA/2 | C | [6 empty] | OT |  |  |  |  | 0 |  |  |  |  | 2012-01-06 | w
102 | Laryngoscope(Adult) | ENT_LAGA | 00070/LAGA/1 | C |  |  |  | 2009-05-27 |  |  | OT | TNHSP |  |  |  | 0 |  |  |  |  | 2012-01-06 | w
103 | Laryngoscope(Paediatric) | ENT_LAGP | 00070/LAGP/5 | C | INFANT LARYNSCOPE | 1 |  | 2009-09-21 | VISHAL | VISHAL HOSPITAL | CASUALITY | OTHERS | 12 / NRHM /HSP / TNMSC / ENGG / 09 | 2009-09-21 |  | 441 | NO AMC |  |  |  | 2012-11-09 | w
104 | Laryngoscope(Paediatric) | ENT_LAGP | 00070/LAGP/3 | C | SIZE 0 ~ 1 STRIGHT BLADE WITH EXTRA 2 BULBS | 2015-01-02 |  | 2009-09-16 | SOUTH INDIA | SOUTH INDIA SURGICALS | LABOUR WARD | TNMSC | 16 / NRH M / HSP / TNMSC / ENGG | 2009-09-16 |  | 2813 | NO AMC |  |  |  | 2012-11-09 | w
105 | Magnavision Lamp | NNE_MAGL | 00070/MAGL/2 | C | 8008 | SN 2/LW |  | 2012-03-21 | SPARKX | SOLOKRAFTS | LW | TNHSP | TNHSP/TNMSC/ICB/AG31/2011 | 2012-03-21 |  | 7337 | NO AMC |  |  |  | 2012-08-09 | w
106 | Magnavision Lamp | NNE_MAGL | 00070/MAGL/1 | C | 8008 | MAGNAVISION 1 |  | 2011-03-30 | SPAR | Jupiter Manufacturing works | Labour ward | TNMSC | NIL | 2011-03-30 |  | 4576 | NO AMC |  |  |  | 31-5-2012 | w
107 | Mannual Colposcope | GYN_CALPM | 00070/CALPM/1 | C | AR I II -1D | R20130214 |  | 2013-03-09 | ARI TECHNOLOGY | South India Surgicals | NCD | TNHSP | TNHSP/TNMSC/ENGG/AG30/2011 | 2013-03-20 | 2014-03-19 | 130000 | CAMC |  |  | South India Surgicals | 20-3-2013 | w
108 | Microscope - Mono Ocular(Self Illuminating) | LAB_MMSI | 00070/MMSI/2 | C | MONO |  |  | 1998-11-30 |  |  | BLOOD BANK | OTHERS |  | 1998-11-30 |  | 4800 |  |  |  |  | 2013-09-11 | w
109 | Microscope - Mono Ocular(Self Illuminating) | LAB_MMSI | 00070/MMSI/3 | C | MONO |  |  | 1999-11-20 |  |  | LAB | OTHERS |  | 1999-11-20 |  | 4750 |  |  |  |  | 2013-09-11 | w
110 | Microscope - Mono Ocular(Self Illuminating) | LAB_MMSI | 00070/MMSI/4 | C | MONO |  |  | 2002-01-05 |  |  | LAB | OTHERS |  |  |  | 5200 |  |  |  |  | 2013-09-11 | w
111 | Microscope - Mono Ocular(Self Illuminating) | LAB_MMSI | 00070/MMSI/1 | C |  |  |  | 1995-04-28 |  |  | BLOOD BANK | OTHERS |  | 1995-04-28 |  | 4500 |  |  |  |  | 2013-09-11 | w
112 | Muscle Stimulator | PHY_MUSS_T | 00070/MUSS/1 | C | [6 empty] | Physiotheraphy |  |  |  |  | 0 |  |  |  |  | 18-12-2010 | w
113 | Nebuliser Adult | OTH_NEBA | 00070/NEBA/1 | C | PHILIPS PRONEB | NEB / 7 |  | 2011-12-26 | PHILIPS | Thirumalai Surgicals | Female ward | OTHERS |  | 2011-12-26 |  | 2050 | NO AMC |  |  |  | 31-5-2012 | w
114 | Nebuliser Adult | OTH_NEBA | 00070/NEBA/7 | C | F400 | 08A355A0127/NEB 1 |  | 2009-06-06 | FLOW NEB | Sabarwal surgicals | Male ward | OTHERS | 17/NRHM/HSP/TNMSC/ENG/2009 |  |  | 1456 |  |  |  |  | 2012-06-06 | w
115 | Nebuliser Adult | OTH_NEBA | 00070/NEBA/2 | C | PRONEB | 376176 |  | 2011-12-26 | PHILIPS | Thirumalai surgicals | Male ward | OTHERS |  | 2011-12-26 |  | 2050 | NO AMC |  |  |  | 31-5-2012 | w
116 | Nebuliser Adult | OTH_NEBA | 00070/NEBA/4 | C |  | 376177 |  | 2012-03-15 | THIRUMALAI SURGICALS | Thirumalai surgicals | PP Ward | OTHERS |  | 2012-03-16 |  | 2050 | NO AMC |  |  |  | 31-5-2012 | w
117 | Nebuliser Adult | OTH_NEBA | 00070/NEBA/6 | C | Flow neb | 123376/2002/NEB 2 |  | 2003-08-04 | FLOW NEB | Associate surgicals | Female ward | OTHERS | 45036/SPS/1/03 | 2003-08-04 |  | 2350 | NO AMC |  |  |  | 2012-06-06 | w
118 | Nebuliser Adult | OTH_NEBA | 00070/NEBA/5 | C | Respironics family | 376175/NEB 3 |  | 2012-03-17 |  | Thirumalai surgicals | Labour ward | OTHERS |  |  |  | 2155 | NO AMC |  |  |  | 31-5-2012 | w
119 | Nebuliser Adult | OTH_NEBA | 00070/NEBA/3 | C |  | NEB / 5 |  | 2012-03-15 |  | Thirumalai Surgicals | OPD | OTHERS |  |  |  | 2050 | NO AMC |  |  |  | 31-5-2012 | w
120 | O2 Cylinder- B type | ANA_OCB | 00070/OCB/1 | C | nil | 236140BTYPE 1 |  | 2009-08-12 | NIL | madras surgical | OT | TNMSC | 03/NRHM/TNMSC/09 | 2009-08-12 |  | 4700 | NO AMC |  |  |  | 2012-08-09 | w
121 | O2 Cylinder- B type | ANA_OCB | 00070/OCB/3 | C | B TYPE | 237190/B TYPE 3 |  | 2009-08-12 | NIL | MADRAS SURGICALS | OT | TNMSC | 03/NRHM/TNMSC/09 |  |  | 4700 | NO AMC |  |  |  | 2012-08-09 | w
122 | O2 Cylinder- B type | ANA_OCB | 00070/OCB/2 | C | B TYPE | 236117~B TYPE 2 |  | 2009-08-12 | NIL | MADRAS SURGICALS | OT | TNMSC | 03/NRHM/TNMSC/09 | 2009-08-12 |  | 4700 | NO AMC |  |  |  | 2012-08-09 | w
123 | O2 Cylinder- B type | ANA_OCB | 00070/OCB/4 | C | B TYPE | 236120/B TYPE 4 |  | 2009-08-12 | NIL | MADRAS SURGICALS | OT | TNMSC | 03/NRHM/TNMSC/09 | 2009-08-12 |  | 4700 | NO AMC |  |  |  | 2012-08-09 | w
124 | PH meter | LAB_PHMT | 00070/PHMT/1 | C | RPA-1GRTIOANPN | SN1105 |  | 2014-04-19 | RLT INSTRUMENTATION PVT. LTD CHENNAI | TNHSP/TNMSC/AG87b/2013-1 | LAB | TNMSC | TNHSP/TNMSC/AG8b/2013-1 dt28/11/2013 | 2014-07-28 | 2015-07-28 | 60221 | NO AMC |  |  |  | 2014-12-09 | w
125 | Phototherapy Unit | NNE_PHTU | 00070/PHTU/1 | C | CFL Under surface | SST/09-10/230 |  | 2009-09-17 | PHOENIX | Jupiter Medical system | Labor ward | OTHERS | 02/NRHM/HSP/TNMSC/09 |  |  | 10200 |  |  |  |  | 2012-01-06 | w
126 | Phototherapy Unit | NNE_PHTU | 00070/PHTU/3 | C | SS TECHNODENT |  |  | 1999-03-25 | PHARMA MEDICAL | PHARMAMEDICAL | LW | OTHERS |  | 1999-03-25 |  | 9524 |  |  |  |  | 2013-09-11 | w
127 | Phototherapy Unit | NNE_PHTU | 00070/PHTU/2 | C | 100PT | 97/PT/C/125 |  | 2009-09-22 | Phoenix | Jupiter Medical system | Labour ward | OTHERS |  |  |  | 10200 |  |  |  |  | 2012-01-06 | w
128 | Phototherapy Unit | NNE_PHTU | 00070/PHTU/4 | C | SS TECHNODENT |  |  | 1996-03-20 | BET MEDICALS | BET MEDICALS | LW | OTHERS |  | 1996-03-20 |  | 5600 |  |  |  |  | 2013-09-11 | w
129 | Printer | OTH_PRINT | 00070/PRINT/1 | C | LASER PRINTER HL 5250 | 2015-01-01 |  | 2009-03-13 | LIPI | LIPI DATA SYSTEM | OFFICE | TNMSC | TNHSP / TNMSC / P1H7 / 2009 | 2009-03-13 | 2012-04-19 | 8500 | NO AMC |  |  |  | 2012-11-09 | w
130 | Radiant Warmer | NNE_RAWR | 00070/RAWR/2 | C | nice 2007 s | 91009000175 |  | 2009-09-22 | Neotech | Madras suegicals | Labour Ward | OTHERS | 02/NRHM/HSP/TNMSC/09 | 2009-09-22 |  | 16400 |  |  |  |  | 2012-01-06 | w
131 | Radiant Warmer | NNE_RAWR | 00070/RAWR/3 | C | nice 2007 s | 91009000174 |  | 2009-09-22 | Neotech | Madras Surgicals | Labour ward | OTHERS | 02/NRHM/HSP/TNMSC/09 |  |  | 16400 | NO AMC |  |  |  | 2012-01-06 | w
132 | Radiant Warmer | NNE_RAWR | 00070/RAWR/5 | C | MEDITORANIAN INSTRUMENT |  |  | 1999-03-25 |  | MEDITORANIAN INSTRUMENT | L W | OTHERS |  | 1999-03-25 |  | 25714 |  |  |  |  | 2013-09-11 | w
133 | Radiant Warmer | NNE_RAWR | 00070/RAWR/1 | C | nice 2007 s | 91009000160 |  | 2009-09-22 | Neotech | Madras Surgicals | Labour ward | OTHERS | 02/NRHM/HSP/TNMSC/09 |  |  | 16400 |  |  |  |  | 2012-01-06 | w
134 | Radiant Warmer | NNE_RAWR | 00070/RAWR/4 | C | nice 2007 s | 91009000156 |  | 2009-09-22 | Neotech | Madras Surgicals | Labour ward | OTHERS | 02/NRHM/HSP/TNMSC/09 | 2009-09-29 |  | 16400 | NO AMC |  |  |  | 2012-01-06 | w
135 | Refrigerator | LAB_REFR_T | 00070/REFR/1 | C | Electrolux | 925040040/73407129 |  | 2007-12-17 | Davey Pharma | Davey Pharma | store | TNHSP | TNMSC/P2/P78/07 |  |  | 10816 | AMC |  | 2011-02-28 | Davey Pharma | 24-12-2010 | w
136 | Refrigerator | LAB_REFR | 00070/REFR/1 | C | 10846 | INC110905137 |  | 2012-01-04 | Whirl pool | Sree murugan electronics | Store | OTHERS |  |  |  | 21500 |  |  |  |  | 31-5-2012 | w
137 | Refrigerator | LAB_REFR | 00070/REFR/5 | C | ELECTROLUX |  |  |  |  | ILR 150 | BLOOD BANK |  |  |  |  | 0 |  |  |  |  | 2013-09-11 | w
138 | Refrigerator | LAB_REFR | 00070/REFR/2 | C | br 40 |  |  | 2002-08-31 | remi | remi | bloodbank | TNMSC | 7856/op1102 | 2002-09-26 |  | 14140 | NO AMC |  |  |  | 2013-08-11 | w
139 | Refrigerator | LAB_REFR | 00070/REFR/3 | C |  |  |  | 1998-12-09 | REMI | REMI | LAB | DMS | 6288/CP11/1/99 |  |  | 72696 |  |  |  |  | 2013-09-11 | w
140 | Refrigerator | LAB_REFR | 00070/REFR/4 | C |  | 925040040 |  | 2007-12-17 | DAVEY PHARMACEUTICALS CHENNAI |  | LABOUR WARD | TNMSC | TNMSC/P2G5/07 |  |  | 10806 |  |  |  |  | 2013-09-11 | w
141 | Steriliser Small (Instruments) | OTE_STSL | 00070/STSL/2 | C |  | STERILIZER9 |  | 2002-02-23 | JUPITER MFC | JUPITER | LABOUR WARD | TNMSC | TNHSP/TNMSC/ENG/P3E17/2008 |  |  | 1400 | NO AMC |  |  |  | 2012-06-06 | w
142 | Sterilizer Medium (Instrument) | OTE_STMD | 00070/STMD/3 | C | MEDIUM12*9 | STERILIZER 9/FW |  | 2008-03-20 | Surya surgical Industries | SURYASURGICAL | Female ward | OTHERS | NIL | 2008-03-20 |  | 1360 | NO AMC |  |  |  | 2012-06-06 | w
143 | Sterilizer Medium (Instrument) | OTE_STMD | 00070/STMD/2 | C | 12*9 | STERILIZER 11 |  | 2008-03-20 | SURYA SURGICALS | SURYASURGICAL | Female ward | OTHERS | NIL | 2008-03-20 |  | 1360 | NO AMC |  |  |  | 2012-06-06 | w
144 | Sterilizer big (Instrument) | OTE_STBG | 00070/STBG/4 | C | 16 X 9 | 2015-04-05 |  | 2008-03-20 | SURIYA | SURIYA SURGICALS | LABOUR WARD | OTHERS | NIL | 2008-03-20 |  | 1630 | NO AMC |  |  |  | 2012-11-09 | w
145 | Sterilizer big (Instrument) | OTE_STBG | 00070/STBG/1 | C | 16 X 9 | 2015-01-05 |  | 2008-03-20 | SURIYA | SURIYA SURGICALS | O T | OTHERS | NIL | 2008-03-20 |  | 1630 | NO AMC |  |  |  | 2012-11-09 | w
146 | Sterilizer big (Instrument) | OTE_STBG | 00070/STBG/2 | C | 16 X 9 | 2015-02-05 |  | 2008-03-20 | SURIYA | SURIYA SURGICALS | O T | OTHERS | NIL | 2008-03-20 |  | 1630 | NO AMC |  |  |  | 2012-11-09 | w
147 | Sterilizer big (Instrument) | OTE_STBG | 00070/STBG/3 | C | 16 X 9 | 2015-03-05 |  | 2008-03-20 | SURIYA | SURIYA SURGICALS | O T | OTHERS | NIL | 2008-03-20 |  | 1630 | NO AMC |  |  |  | 2012-11-09 | w
148 | Sterilizer big (Instrument) | OTE_STBG | 00070/STBG/5 | C | 16 X 9 | 2015-05-05 |  | 2008-03-20 | SURIYA | SURIYA SURGICALS | LABOUR WARD | OTHERS | NIL | 2008-03-20 |  | 1630 | NO AMC |  |  |  | 2012-11-09 | w
149 | Suction Apparatus - Electrical | OTE_SAEL | 00070/SAEL/5 | C | CABINET TYPE | SUCTION 1/FW |  | 2009-04-15 | VISHAL | Visal Hospital furniture | Female ward | TNHSP | TNHSP/TNMSC/P3E8/2008 |  |  | 3900 |  |  |  |  | 18-12-2010 | w
150 | Suction Apparatus - Electrical | OTE_SAEL | 00070/SAEL/1 | C | NIL | SUCTION 5 /LW |  | 2009-06-06 | NIL | SABARWAL SURGICALS | Labour ward | TNMSC | 13/NRHM/HSP/TNMSC/RNG/20009 | 2009-06-06 |  | 5070 |  |  |  |  | 18-12-2010 | w
151 | Suction Apparatus - Electrical | OTE_SAEL | 00070/SAEL/6 | C | SUCTION ELECTRICAL | SUCTION 6/PP WARD |  | 2003-11-21 | VISAL HOSPITA STEEL FURNITURE | VISAL HOAPITAL STEEL FURNITURE | PP WARD | OTHERS | 32069/Sandamp;P/1/2003 | 2003-11-21 |  | 4559 | NO AMC |  |  |  | 2012-08-09 | w
152 | Suction Apparatus - Electrical | OTE_SAEL | 00070/SAEL/2 | C |  | SUCTION 4/OT |  | 2008-02-19 | JANSU YUYUE | Vin Biotech | OT | OTHERS | NIL | 2008-02-19 |  | 4314 | NO AMC |  |  |  | 18-12-2010 | w
153 | Suction Apparatus - Electrical | OTE_SAEL | 00070/SAEL/4 | C | CABINET TYPE | SUCTION 2/OPD |  | 2009-04-15 | VISHA | Visal hospital furniture | opd | TNHSP | TNHSP/TNMSC/P3E8/2008 | 2009-04-15 |  | 3900 |  |  |  |  | 18-12-2010 | w
154 | Suction Apparatus - Electrical | OTE_SAEL | 00070/SAEL/3 | C | CABINET TYPE | SUCTION 3/MW |  | 2009-04-15 | VISHAL | Visal hospital furniture | Maleward | TNHSP | TNHSP/TNMSC/P3E8/2008 | 2009-04-09 |  | 3900 |  |  |  |  | 18-12-2010 | w
155 | Suction Apparatus - Foot operated | OTE_SAFO | 00070/SAFO/1 | C | FOOT SUCTION | SN 1/LW |  | 2009-03-27 | SHIVA | NIL | Labour ward | OTHERS | TNHSP/TNMSC/ICB/P2E1/2007 |  |  | 0 |  |  |  |  | 2012-01-06 | condemned
156 | Suction Apparatus - Foot operated | OTE_SAFO | 00070/SAFO/2 | C | FOOT SUCTION | SN 2 |  | 2009-05-27 | NIL | NIL | OPD | OTHERS | TNHSP/TNMSC/ICB/P2E1/2007 |  |  | 0 | NO AMC |  |  |  | 2012-01-06 | condemned
157 | VDRL Rotator/Shaker | LAB_VDRL | 00070/VDRL/1 | C | NIL |  |  | 2007-03-14 | NIL | NIL | LAB | OTHERS |  | 2007-03-14 |  | 0 |  |  |  |  | 2013-09-11 | w
158 | Water Bath/Ultrasonic Water Bath | LAB_WBAT | 00070/WBAT/1 | C | 110019 |  |  | 1997-10-31 |  | M/S CONSOTIUM INDIA NEW DELHI | BLOOD BANK | OTHERS | 11020/66/95/NACO/18/10/96 |  |  | 0 |  |  |  |  | 2013-09-11 | w
159 | Wax Bath / Wax Tub | PHY_WAX | 00070/WAX/1 | C | [6 empty] | LEPROSY |  |  |  |  | 0 |  |  |  |  | 2013-09-11 | w
160 | Weighing Machine Electronic | OTH_WME | 00070/WME/1 | C |  |  |  | 2009-10-05 |  | Solokraft Industries | Labour ward | OTHERS | 09/NRHM/HSP/TNMSC/ENG/09 |  |  | 4370 |  |  |  |  | 2012-06-06 | w
161 | Weighing machine adult | NNE_WTMA | 00070/WTMA/2 | C |  |  |  | 1997-02-07 | associated surgicals | associated surgicals | F.W | OTHERS |  |  |  | 0 |  |  |  |  | 2013-09-11 | w
162 | Weighing machine paed | NNE_WTMP | 00070/WTMP/3 | C | PEADIATRIC | BABY WEIGHING MC3 |  | 2009-06-06 | SEBARWAL | Seberwal Suuurgicals | OPD | OTHERS | 10/NRHM/HSP/TNMSC/ENG/09 | 2009-06-06 |  | 710 |  |  |  |  | 2012-06-06 | w
163 | Weighing machine paed | NNE_WTMP | 00070/WTMP/5 | C | SOLOKRAFT | BABY WEIGHING MC 4 |  | 2009-10-05 | SOLOKRAFT | SOLOKRAFT | FEMALE MEDICAL WARD | TNMSC | 09/NRHM/HSP/TNMSC/ENGG/109 | 2009-10-05 |  | 4200 |  |  |  |  | 2012-08-09 | w
164 | Weighing machine paed | NNE_WTMP | 00070/WTMP/2 | C | PEADIATRIC | BABY WEIGHING MC 2 |  | 2008-10-10 | Jupiter MFG work | JUPITER | Labour ward | RCH | TNHSP/TNMSC/ENG/P3E17 | 2008-10-10 |  | 673 | NO AMC |  |  |  | 2012-06-06 | w
165 | Weighing machine paed | NNE_WTMP | 00070/WTMP/4 | C |  | ADULT WEIGHING MC 1 |  | 2002-10-05 |  | aNTHIYUTR CONSUMER CO-OPERATIVE STORES | OPD | OTHERS | 09/NRHM/HSP/TNHSP/ENG/09 | 2002-10-05 |  | 480 | NO AMC |  |  |  | 2012-06-06 | w
166 | Weighing machine paed | NNE_WTMP | 00070/WTMP/1 | C | PEADIATRIC | BABY WEIGHING MC 1 |  | 2008-10-10 | Jupiter MFG works | JUPITER | LABOUR WARD | TNHSP | TNHSP/TNMSC/ENG/P3E17 | 2008-10-10 |  | 673 |  |  |  |  | 2012-06-06 | w
167 | X.ray lobby Multiple | XRA_XRLM | 00070/XRLM/1 | C | X-RAY LOBBY | X-RAY LOBBY 1 |  | 2009-09-21 | VISHAL | Visal furniture | OPD | OTHERS | 11/NRHM/HSP/TNMSC/ENG/2009 | 2009-09-21 |  | 1070 | NO AMC |  |  |  | 2012-06-06 | w
168 | B.P.apparatus stand model | CRD_BPAS | 00070/BPAS/2 | C | BP STAND | BP STAND MODEL 2 |  | 2008-11-07 | JUPPITER MFC | JUPITER MFC | OPD | TNMSC | HSP/TNMSC/ENGG/P3G14/2008 | 2008-11-07 |  | 1090 | NO AMC |  |  |  | 2012-08-09 | delete
169 | B.P.apparatus stand model | CRD_BPAS | 00070/BPAS/1 | C | BP STAND | BP STAND 1 |  | 2008-11-07 | JUPITER | JUPITER MFC | OT | TNMSC | HSP/TNMSC/P3E16/2008 | 2008-11-07 |  | 1090 | NO AMC |  |  |  | 18-12-2010 | delete
170 | Boyles apparatus with out Ventilator | ANA_OVEN | 00070/BAOCA/1 | B | Compact | X07T0079 |  | 2008-01-08 | Landamp;T | Landamp;T | OT | TNHSP | tnhsp/tnmsc/p2e9/07 | 2008-01-08 |  | 98000 | AMC |  | 2011-02-28 | Landamp;T | 24-12-2010 | delete
171 | Defibrillator with Monitor | CRD_DEFI | 00070/DEFI/3 | B2 |  |  |  | 2012-08-16 |  | philps Ele.India | O.T | OTHERS |  |  |  | 0 |  |  |  |  | 2013-09-11 | delete
172 | Foetal Monitor | NNE_FAMON | 00070/FAMON/1 | B | OBS-013 | FETAL MONITOR 1 |  | 2003-08-04 | NEODOP | ASSOCIATED SURGICALS CHENNAI | LABOUR WARD | OTHERS | 45036/SPS/1/2003 | 2003-08-04 |  | 5150 | NO AMC |  |  |  | 2012-08-09 | delete
173 | Formaline dispenser | SUR_FORD | 00070/FORD/2 | C | [6 empty] | OT |  |  |  |  | 0 |  |  |  |  | 18-12-2010 | delete
174 | Formaline dispenser | SUR_FORD | 00070/FORD/1 | C | [6 empty] | OT |  |  |  |  | 0 |  |  |  |  | 18-12-2010 | delete
175 | Haemoglobinometer | LAB_HBMT | 00070/HBMT/3 | C | [6 empty] | Laboratory |  |  |  |  | 876 |  |  |  |  | 2012-01-06 | delete
176 | Haemotokrit | LAB_HAE | 00070/HAE/1 | C | HETTICH | 78532 |  | 1998-11-30 |  | HETTICH | BLOOD BANK | OTHERS |  | 1998-11-30 |  | 0 |  |  |  |  | 2013-09-11 | delete
177 | Haemotokrit | LAB_HAE | 00070/HAE/2 | C | HAEMOTO |  |  | 1998-11-30 |  |  | BLOOD BANK | OTHERS |  | 1998-11-30 |  | 0 |  |  |  |  | 2013-09-11 | delete
178 | Inverted Tissue Culture Microscope With Phase Attachment | LAB_ITCM | 00070/ITCM/1 | B2 |  |  |  | 2002-10-28 |  | ASSOCIATED SURGICALS | BLOOD BANK | OTHERS | 7856/CPII/1/2002 |  |  | 3900 |  |  |  |  | 2013-09-11 | delete
179 | Lab Incubator | LAB_INCU | 00070/INCU/1 | C |  |  |  | 2002-11-19 |  | associated surgicals | blood bank | OTHERS | 7856/CPII/I/02 |  |  | 5200 |  |  |  |  | 2013-08-11 | delete
180 | Laparoscope operating major with accessories | END_LAPO | 00070/LAPO/1 | B1 | KARLSTORZ | LAPROSCOPIC SET 1 |  | 2004-03-05 | KARLSTORZ | NIL | OT | OTHERS | 5611/2003/E5 |  |  | 0 | NO AMC |  |  |  | 2012-08-09 | delete
181 | Laparoscope operating major with accessories | END_LAPO | 00070/LAPO/2 | B1 | KARL STORZ | LAPROSCOPIC SET 2 |  | 2004-03-05 | KARL STORZ | NIL | OT | OTHERS | 5611/2003/E5 | 2004-03-05 |  | 0 |  |  |  |  | 2012-08-09 | delete
182 | Laryngoscope(Paediatric) | ENT_LAGP | 00070/LAGP/2 | C | [6 empty] | OT |  |  |  |  | 0 |  |  |  |  | 2012-01-06 | delete
183 | Laryngoscope(Paediatric) | ENT_LAGP | 00070/LAGP/1 | C |  |  |  | 2009-05-27 |  |  | OT |  |  |  |  | 0 |  |  |  |  | 2012-01-06 | delete
184 | Laryngoscope(Paediatric) | ENT_LAGP | 00070/LAGP/4 | C | SIZE 0-1 STRIGHT BLADE WITH EXTRA 2 BULBS | 2015-02-02 |  | 2009-09-16 | SOUTH INDIA | SOUTH INDIA SURGICALS | O T | TNMSC | 16 / NRHM / HSP / TNMSC / ENGG | 2009-09-16 |  | 2813 | NO AMC |  |  |  | 2012-11-09 | delete
185 | Mortuary chamber | OTH_MOC | 00070/MOC/1 | B2 | MORTUARY KIT | 2015-01-01 |  | 2009-09-04 | SOLO KRAFTS | SOLO KRAFTS | MORTUARY | TNMSC | 04 / NRHM / HSP / TNMSC / 09 | 2009-09-04 |  | 8100 | NO AMC |  |  |  | 2012-11-09 | delete
186 | Nebuliser Adult | OTH_NEBA | 00070/NEBA/8 | C | [11 empty] | 0 |  |  |  |  | 2013-08-11 | delete
187 | Pulse Oximeter | CRD_SPO2 | 00070/SPO2/3 | B2 | NONIN |  |  |  |  | TRANS HEALTH CARE | OT |  |  |  |  | 0 |  |  |  |  | 2013-09-11 | delete
188 | RING LENS SYSTEM WITH ILLUMINATION |  | 00070/undefined/1 |  | MAGNASCOPE |  |  | 2012-03-21 |  | SOLOKRAFTS INDUSTRIES |  | TNHSP |  |  | 2014-03-21 | 7337 |  |  |  |  | 2012-03-04 | delete
189 | Steriliser Small (Instruments) | OTE_STSL | 00070/STSL/1 | C |  |  |  | 2002-02-23 |  | Associated Surgicals | Labour ward |  | 44166/CP II /I/2001 |  |  | 600 |  |  |  |  | 2012-06-06 | delete
190 | Sterilizer Medium (Instrument) | OTE_STMD | 00070/STMD/9 | C | ASSOCIATED SURGICALS | STERILIZER 1 |  | 2002-02-23 | ASSOCIATED SURGICAL | Associate Surgicals | Labour ward | OTHERS | 44166/cp II | 2002-02-23 |  | 600 | NO AMC |  |  |  | 2012-06-06 | delete
191 | Sterilizer Medium (Instrument) | OTE_STMD | 00070/STMD/6 | C | ASSOCIATED SURGICAL | STERILIZER 4 |  | 2002-02-23 | ASSOCIATED SURGICAL | Associate Surgicals | LABOUR WARD | OTHERS | 44166/CP II | 2002-02-23 |  | 850 | NO AMC |  |  |  | 2012-06-06 | delete
192 | Sterilizer Medium (Instrument) | OTE_STMD | 00070/STMD/10 | C | ASSOCIATED SURGICAL | STERILIZER 8 |  | 2002-02-23 | ASOCIATED SURGICAL | ASOCIATED SURGICAL | MALE WARD | OTHERS | 44166/CP2/I/2001 | 2002-02-23 |  | 800 |  |  |  |  | 2012-08-09 | delete
193 | Sterilizer Medium (Instrument) | OTE_STMD | 00070/STMD/4 | C | ASSOCIATED SURGICAL | STERILIZER 6 |  | 2002-02-23 | ASSOCIATED SURGICAL | Associated Surgicals | MALE WARD | OTHERS | 44/66/CP II/1/2001 | 2002-02-23 |  | 850 |  |  |  |  | 2012-06-06 | delete
194 | Sterilizer Medium (Instrument) | OTE_STMD | 00070/STMD/5 | C | ASSOCIATED SURGICALS | STERILIZER 5 |  | 2002-02-23 | ASSOCIATED SURGICALS | Associates Surgicals | LABOUR WARD | OTHERS | 44/66/CP II/1/2001 | 2002-02-23 |  | 850 |  |  |  |  | 2012-06-06 | delete
195 | Sterilizer Medium (Instrument) | OTE_STMD | 00070/STMD/8 | C | ASSOCIATED SURGICALS | STERILIZER 2 |  | 2002-02-23 | ASSOCIATED SURGICALS | Associate surgicals | Labour ward | OTHERS | 44166/cp II | 2002-02-23 |  | 600 | NO AMC |  |  |  | 2012-06-06 | delete
196 | Sterilizer Medium (Instrument) | OTE_STMD | 00070/STMD/7 | C | ASSOCIATED SURGICALS | STERILIZER 3 |  | 2002-02-23 | ASSOCIATED | Associate Surgicals | Labour ward | OTHERS | 44166/cp II | 2002-02-23 |  | 850 | NO AMC |  |  |  | 2012-06-06 | delete
197 | Sterilizer Medium (Instrument) | OTE_STMD | 00070/STMD/1 | C | ASSOCIATED SURGICAL | STERILIZER 7 |  | 2002-02-23 | ASSOCIATED SURGICAL | ASSOCIATED SURGICAL | MALE WARD | OTHERS | 44166/CPII/1/2001 | 2002-02-23 |  | 800 |  |  |  |  | 18-12-2010 | delete
198 | Washing Machine | OTH_WASH | 00070/WASH/2 | B2 | HEAVY DUTY WASHING MACHINE 10 Kg RAMSON |  |  | 2009-11-17 |  | SOLOKRAFTS INDUSTRIES CHENNAI | FEMALE WARD | TNMSC | 0/NRHM/TNMSC/08 Dt 26/08/2009 | 2009-12-17 |  | 224863 |  |  |  |  | 2013-09-11 | delete
199 | Water Purifier | OTH_WATP | 00070/WATP/1 | B2 | WATER PURIFIER ELECTRONIC | WATER PURIFIER 1 |  | 2003-02-28 | GREEN FIELD | GREENFIELDS PVT. LTD. | LW | OTHERS | NIL | 2003-02-28 |  | 17723 | NO AMC |  |  |  | 2012-08-09 | delete
200 | Water Purifier | OTH_WATP | 00070/WATP/2 | B2 | WATER PURIFIER | WATER PURIFIER 2 |  | 2003-02-28 | VARURA DELUX | GREEN FIELDS | OPD | OTHERS | NIL | 2003-02-28 |  | 8812 | NO AMC |  |  |  | 2012-08-09 | delete
201 | Needle destroyer / Syringe Destroyer | OTH_NEED | 00070/NEED/17 | C | 10809 | 10809 |  | 2008-12-26 | GIOLIFECARE EQIPMENTS CHENNAI | GIOLIFECARE EQIPMENTS CHENNAI | OP | TNMSC |  |  |  | 755 |  |  |  |  | 2013-08-11 | condemned
202 | Needle destroyer / Syringe Destroyer | OTH_NEED | 00070/NEED/13 | C |  |  |  | 2013-03-26 |  | CO.OP.STORES.ANTHIYUR | LAB | OTHERS |  | 2013-03-26 |  | 1475 |  |  |  |  | 2013-08-11 | condemned
203 | Needle destroyer / Syringe Destroyer | OTH_NEED | 00070/NEED/10 | C | NULIFI | ND 10/PP WD |  | 2012-03-17 | NULIFI | Thirumalai Surgicals | PP Ward | OTHERS | NIL |  |  | 1985 | NO AMC |  |  |  | 31-5-2012 | condemned
204 | Needle destroyer / Syringe Destroyer | OTH_NEED | 00070/NEED/11 | C |  |  |  | 2013-03-26 |  |  | LABOURWARD | OTHERS |  |  |  | 1475 |  |  |  |  | 2013-08-11 | condemned
205 | Needle destroyer / Syringe Destroyer | OTH_NEED | 00070/NEED/7 | C | NULIFIDOTS | /ND7/FW |  | 2011-12-26 | NULIFIDOTS | Thirumalai surgicals | Female ward | OTHERS |  | 2011-12-26 |  | 2087 |  |  |  |  | 31-5-2012 | condemned
206 | Needle destroyer / Syringe Destroyer | OTH_NEED | 00070/NEED/14 | C |  |  |  | 2013-03-26 |  | CO.OP.STORES.ANTHIYUR | OP | OTHERS |  | 2013-03-26 |  | 1475 |  |  |  |  | 2013-08-11 | condemned
207 | Needle destroyer / Syringe Destroyer | OTH_NEED | 00070/NEED/4 | C | LIFE CARE | ND 4/OT |  | 2008-12-26 | LIFE CARE | Life Care Equipments | OT | TNMSC | TNHSP/TNMSC/ENGG/BMWM/2008 | 2008-12-26 |  | 755 | NO AMC |  |  |  | 31-5-2012 | condemned
208 | Needle destroyer / Syringe Destroyer | OTH_NEED | 00070/NEED/1 | C | REPROSPARK | 10814/ND 1/LW |  | 2003-06-14 | REPROSPARK | LINCO SCIENTIFIC | Labour ward | OTHERS | 42/47/STP/1/2003 | 2003-06-14 |  | 2350 | NO AMC |  |  |  | 31-5-2012 | condemned
209 | Needle destroyer / Syringe Destroyer | OTH_NEED | 00070/NEED/6 | C | NULIFIDOTS | ND 6/OPD |  | 2011-12-26 | NULIFIDOTS | Thirumalai Surgical | OPD | OTHERS | NIL |  |  | 2087 |  |  |  |  | 31-5-2012 | condemned
210 | Needle destroyer / Syringe Destroyer | OTH_NEED | 00070/NEED/6 | C |  | ND5/OPD |  |  |  | Thirumalisurgical erode | Opd | OTHERS | NIL |  |  | 2087 |  |  |  |  | 31-5-2012 | condemned
211 | Needle destroyer / Syringe Destroyer | OTH_NEED | 00070/NEED/8 | C | NULIFIDOTS | NB1W103289/ND 8 |  | 2012-03-15 | nulife dots | Thirumalai Surgicals | Male Ward | OTHERS | NIL |  |  | 1985 | NO AMC |  |  |  | 31-5-2012 | condemned
212 | Needle destroyer / Syringe Destroyer | OTH_NEED | 00070/NEED/15 | C |  |  |  | 2013-03-26 |  | CO.OP.STORES.ANTHIYUR | OP | OTHERS |  | 2013-03-26 |  | 1475 |  |  |  |  | 2013-08-11 | condemned
213 | Needle destroyer / Syringe Destroyer | OTH_NEED | 00070/NEED/16 | C |  |  |  | 2013-03-26 |  | CO.OP.STORES.ANTHIYUR | OP | OTHERS |  | 2013-03-26 |  | 1475 |  |  |  |  | 2013-08-11 | condemned
214 | Needle destroyer / Syringe Destroyer | OTH_NEED | 00070/NEED/12 | C |  |  |  | 2013-03-26 |  | ANTHIYURCO.STORES | OT | OTHERS |  | 2013-03-26 |  | 1475 |  |  |  |  | 2013-08-11 | condemned
215 | Needle destroyer / Syringe Destroyer | OTH_NEED | 00070/NEED/9 | C | NULIFI | NBSD0729099/ND 9 |  | 2012-03-16 | Nulifedots | Thirumalai Surgicals | OPD | OTHERS | NIL |  |  | 1985 | NO AMC |  |  |  | 31-5-2012 | condemned
216 | Needle destroyer / Syringe Destroyer | OTH_NEED | 00070/NEED/3 | C | LIFECARE | ND3/OT |  | 2008-12-26 | LIFECARE | LIFECARE | OT | TNMSC | TNHSP/TNMSC/ENGG/BMWM/2008 | 2008-12-26 |  | 7852 |  |  |  |  | 31-5-2012 | condemned
217 | Needle destroyer / Syringe Destroyer | OTH_NEED | 00070/NEED/2 | C | LIFECARE | ND 2/OT |  | 2008-12-26 | LIFE CARE | LIFCARE | OT | TNMSC | TNHSP/TNMSC/ENGG/BMWM1/2008 | 2008-12-26 |  | 755 | NO AMC |  |  |  | 31-5-2012 | condemned
4787862

## kavinta
S.NO | Equipment Name | Equipment Code | Equipment Code(Institution) | Equipment Category | Equipment Model No | Equipment Serial No | CPC Code | Date of Receipt | Manufacturer Name | Supplier Name | Location of Equipment | Source of Supply | Purchase Order No | Date of Installation | Warranty Valid Upto | Cost of the item | If AMC available | AMC Cost | AMC valid upto | AMC agency name | Reported Date | Working Status | Remarks
| 100MA X-Ray Machine portable |  | 00075/XRY100/1
1 | Hematology analyser | LAB_HEMA | 00075/HEMA/1 | B1 | XP- 100 ADVANCE VERSION OF K X- 21. | A3233 |  | 2014-03-14 | TRANSASIA BIO-MEDICALS LTD . | TRANSASIA BIO MEDICALS PVT . LTD .NUNGAMBAKKAM ~ CHENNAI-34. | CLINICAL LAB | DMS | REF. NO. 78217/Sandamp;P/1/2013-5 DATED 10/02/2014 | 2014-03-14 | 2017-02-27 | 385319 |  |  |  |  | 29-3-2014 | w
2 | Baby Incubators | NNE_BINC | 00075/BINC/3 | B2 | BD INSTRUMENTS |  |  | 2009-07-03 |  | SOLOKRAFTS INDUSTRIES | LAB | TNHSP | TNHSP/TNMSC/1CB/P3E2/2009 DT.28/01/2009 | 2009-10-12 |  | 11953 |  |  |  |  | 2012-12-09 | delete
3 | Dental X-Ray Unit-70KV (BLUE-X) WITH EXCEL-9 DENTAL UNIT (1 SET+1SET) | IME_XDN8 | 00075/XDN8/1 | B2 | confident | confident |  | 2010-04-06 | confident | CONFIDENT DENTAL EQUIPMENTS LTD | DENTAL OP | TNHSP | 9214/TNMSC/ENGG/2009 DT.01/03/10andamp;10/03/10 | 2010-04-08 |  | 185500 |  |  |  |  | 2012-12-09 | w
4 | Multi Para Monitor | CRD_MPM | 00075/MPM/1 | B2 | G3D | G3DL60183 |  | 2014-07-16 | General Meditech Inc~ China | TRANS HEALTH CARE INDIA PRIVATE LIMITED-CHENNAI-600 078. | OT | TNMSC | 17240/TNMSC/ENGG/2014-3 DATED-16/05/2014 | 2014-07-16 | 2017-07-15 | 60000 |  |  |  |  | 26-8-2014 | w
5 | Semi auto analyser | LAB_SEAA | 00075/SEAA/5 | B2 | PRIETEST TOUCH | AT0500314RBK |  | 2014-03-20 | M/S.ROBONIK (iNDIA ) PVT LTD. | ROBONIK ( INDIA ) PVT. LTD.PLOT NO.A-374~~TTC IND.AREA~ MAHAPE~~NAVI MUMBAI-400710. | CLINICAL LAB | TNMSC | REF.NO.-10072/TNMSC/ENGG/2013. DATED-05/03/2014. | 2014-03-20 | 2017-03-20 | 48426 |  |  |  |  | 29-3-2014 | w
6 | Autoclave Mini | OTE_AUTM | 00075/AUTM/1 | c |  |  |  | 2013-12-18 | SABINA | VIBASH COIMBATORE SURGICAL PVT LTD~COIMBATORE. | NCD OP | OTHERS |  | 2013-12-18 |  | 5500 |  |  |  |  | 2014-12-02 | w
7 | Boyles apparatus with out Circle Abosrber | ANA_BAOCA | 00075/BAOCA/1 | B |  |  |  | 2000-02-09 |  |  | OT | JDHS |  | 2000-03-25 |  | 0 |  |  |  |  | 2012-12-09 | w
8 | Diathermy Machine (Electric Cautery) | OTE_SDIA | 00075/SDIA/1 | B | ELSY 360 M + | ASG-M +1406136 |  | 2014-06-18 | Alan Electronics Systems Pvt~ Ltd.~Mumbai | M / S.JBS Meditech India Pvt Ltd . Coimbatore-641 004. | OT | TNMSC | 17240/TNMSC/ENGG/2014-2 Dated 16.05.2014 | 2014-06-18 | 2017-06-18 | 228900 |  |  |  |  | 30-6-2014 | w
| 100MA X-Ray Machine portable |  | 00075/XRY100/1
9 | AKAS INFU 300(PUMPUMAAI300) ANS075 INFUSION DROPPER | CRD_INPM | 00075/INPM/1 | C |  |  |  | 2007-03-28 |  | AKAS MEDICAL EQUIPMENT | WARD | DMS | 103928/Sandamp;P/1/2006 DT.07-Mar-2007. | 2007-04-02 |  | 24400 |  |  |  |  | 2012-12-09 | w
10 | B.P.apparatus stand model | CRD_BPAS | 00075/BPAS/13 | C |  |  |  | 1996-05-07 |  | EAGLE SURGICALS | OT | DMS |  | 1996-05-07 |  | 0 |  |  |  |  | 2012-11-09 | w
11 | Centrifuge | LAB_COMC | 00075/COMC/2 | C | BD INSTRUMENTS CENTRIFUGE WITH 8 BUCKET] |  |  | 2009-07-03 |  | SOLOKRAFTS INDUSTRIES | LAB | TNHSP | TNHSP/TNMSC/ ICB/P3E2/2009~ 28.01.2009 |  |  | 10873 |  |  |  |  | 2014-09-06 | w
12 | Centrifuge MACHINE WITH 6 BUCKETS | LAB_COMC | 00075/COMC/1 | C | BDI 152 |  |  | 2012-03-20 | BD INSTRUMENTATION [INDIA] | SOLOKRAFTS INDUSTRIES |  | TNHSP | TNHSP/TNMSC/AG29E/2011 DT.04/10/2011 |  | 2015-03-20 | 5090 |  |  |  |  | 2012-12-09 | w
13 | Electric Calorimeter | LAB_CALO | 00075/CALO/1 | C |  | NO- 07634. |  | 2014-02-14 | KAMINENI LIFE SCIENCES PVT LTD~ HYDRABAD-40. ( COLORIMETER CL1001). | SREE KUMARAN DIAGNOSTIC DISTRIBUTOR~ERODE. | LAB | OTHERS |  |  |  | 10500 |  |  |  |  | 27-3-2014 | w
14 | Foetal Doppler | NNE_FDOP | 00075/FDOP/5 | C | A100H | 978-1 |  | 2014-09-22 | AEON TEECHNOLOGY (P) LTD. | MEDI WAVES INC-DELHI |  | TNMSC | 17240/TNMSC/ENGG/2014-1 DT- 16.05.2014 | 2014-09-22 | 2017-09-22 | 9300 |  |  |  |  | 26-11-2014 | w
15 | Haemoglobinometer | LAB_HBMT | 00075/HBMT/1 | C |  |  |  | 2014-03-13 | TT3-TOP TECH. | SREE KUMARAN DIAGNOSTIC DISTRIBUTOR~ERODE. | LAB | OTHERS |  |  |  | 700 |  |  |  |  | 27-3-2014 | w
16 | Haemoglobinometer | LAB_HBMT | 00075/HBMT/2 | C | BDI - E55 | 201406 |  | 2015-01-08 | B.D.INSTRUMENTATION (INDIA) | SOLOKRAFTS INDUSTRIES | LAB | TNHSP | TNHSP/TNMSC/ENGG/AG87b/2014~ DT-25/07/2014 | 2015-01-08 | 2016-01-07 | 9700 |  |  |  |  | 23-1-2015 | w
17 | Hot Air Oven | LAB_HAOV | 00075/HAOV/1 | C | BD INSTRUMENTS |  |  | 2009-07-03 |  | Solokrafts Industries | LAB | TNHSP | TNHSP/TNMSC/1CB/P3E2/2009 DT.28/01/2009 | 2009-10-12 |  | 11953 |  |  |  |  | 2012-12-09 | w
18 | Laryngoscope With 3 Blades | ENT_LAGA | 00075/LAGA/1 | C |  |  |  | 1997-04-21 |  | ASSOCIATED SURGICALS | OT | DMS | 67990/CP11/1/96 DT.21/02/1997 | 2000-05-09 |  | 540 |  |  |  |  | 2012-12-09 | w
19 | Laryngoscope(Paediatric) With Two Blades | ENT_LAGP | 00075/LAGP/1 | C |  |  |  | 2002-03-13 |  | ASSOCIATED SURGICALS | OT | DMS | 44166/CP11/1/2001 DT.21/01/2002 | 2004-01-05 |  | 972 |  |  |  |  | 2012-12-09 | w
20 | Magnavision Lamp | NNE_MAGL | 00075/MAGL/2 | C | FRAME HOLDING LENS MADE OF METAL-MODEL-8008 |  |  | 2011-03-30 | HARDIK MEDI-TECH | JUPITER MANUFACTURING WORKS | WARDandamp;OPD | OTHERS | 04R/NRHM/TNMSC/ENGG/2011.DT-12/02/2011 | 2011-02-23 |  | 4400 |  |  |  |  | 2012-11-09 | w
21 | Magnavision Lamp RING LENS SYSTEM WITH ILLUMINATION | NNE_MAGL | 00075/MAGL/1 | C | MAGNASCOPE-[OWN MAKE] |  |  | 2012-03-20 |  | SOLOKRAFTS INDUSTRIES |  | TNHSP | TNHSP/TNMSC/1CB/AG31/2011~19/10/2011. |  | 2015-03-20 | 6987 |  |  |  |  | 2012-11-09 | w
22 | Mannual Colposcope | GYN_CALPM | 00075/CALPM/1 | C | ARI II-1D | R20130251 |  | 2013-03-09 | M/S Ari Technology [Group] Co. Ltd- China | SOUTH INDIA SURGICAL CO.LTD | OPD | TNHSP | TNHSP/TNMSC/ENGG/AG30/2011 DT 21.04.2012 | 2013-03-25 | 2014-04-25 | 136500 |  |  |  |  | 27-3-2013 | w
23 | Nebuliser Adult | OTH_NEBA | 00075/NEBA/4 | C |  |  |  | 2014-03-13 | Dr.Gene~A Mark of - MICROGENE DIAGNOSTIC SYSTEMS Pvt.Ltd. NEW DELHI--110 008 (India). | SREE KUMARAN DIAGNOSTIC DISTRIBUTOR~ERODE. | MS | OTHERS |  |  |  | 5428 |  |  |  |  | 27-3-2014 | w
24 | Needle destroyer / Syringe Destroyer | OTH_NEED | 00075/NEED/2 | C |  |  |  | 2014-03-20 | JAYNA GLASS INDUSTRIES | SREE KUMARAN DIAGNOSTIC DISTRIBUTOR ~ERODE. | NCD OP | OTHERS |  | 2014-03-20 |  | 1429 |  |  |  |  | 29-3-2014 | w
25 | Otoscope | ENT_OTOS | 00075/OTOS/1 | C | MINI-3000 |  |  | 2013-04-05 | HEINE OPTOTECHNIK GMBHandamp; CO.KG .GERMANY | VIBASH COIMBATORE SURGICAL PVT LTD-COIMBATORE | MS | OTHERS |  |  |  | 4950 | NO AMC |  |  |  | 30-11-2013 | w
26 | PH meter | LAB_PHMT | 00075/PHMT/1 | C | RPA -1GRTIOANPN | 1107 |  | 2015-01-08 | RLT INSTRUMENTATION PVT. LTD. -CHENNAI. | RLT INSTRUMENTATION PVT LTD - CHENNAI. | LAB | TNHSP | TNHSP/TNMSC/AG87B/2013-1 DT-28/11/2013 | 2015-01-08 |  | 57353 |  |  |  |  | 23-1-2015 | w
27 | Radiant Warmer (OCW 100 BABY WARMER) | NNE_RAWR | 00075/RAWR/5 | C | OCW 100 |  |  | 2008-11-07 |  | DATEX OHMEDA | WARD | TNHSP | TNHSP/TNMSC/P3E9/2008 DT.29/08/2008 | 2008-11-29 |  | 18000 |  |  |  |  | 2012-12-09 | w
28 | Refrigerator | LAB_REFR | 00075/REFR/6 | C | ELECTROLUX [ REFRIGERATOR-170 LITRES] |  |  | 2007-12-11 |  | DAVEY PHARMA AND SURGICALS | OP | TNHSP | TNHSP/TNMSC/P2G5/2007 DATE- 17/09/2007 | 2008-02-21 |  | 10400 |  |  |  |  | 2014-09-06 | w
29 | Refrigerator | LAB_REFR | 00075/REFR/4 | C | REF VAP 224 |  |  | 2012-01-20 | VIDEOCON FRIDGE | BALAJI AGENCY -KAVINTHAPADI | OPD | OTHERS |  | 2012-01-20 |  | 12000 |  |  |  |  | 27-8-2013 | w
30 | Refrigerator | LAB_REFR | 00075/REFR/3 | C | [5 empty] | DAVEY PHARMA | LAB | TNHSP | TNHSP/TNMSC/P2G5/2007 DT.17/09/2007 | 2008-02-21 |  | 10400 |  |  |  |  | 2012-12-09 | w
31 | Refrigerator | LAB_REFR | 00075/REFR/5 | C | G2205KL5 |  |  | 2012-09-24 | L.G.FRIDGE | BALAJI AGENCY - KAVINTHAPADI | OT | OTHERS |  | 2012-09-24 |  | 12400 |  |  |  |  | 27-8-2013 | w
32 | Refrigerator 165 LITERS | LAB_REFR | 00075/REFR/2 | C |  |  |  | 1996-04-25 |  | SUMI ELECTRICALS | DISPENSARY | OTHERS |  | 1996-04-25 |  | 0 |  |  |  |  | 2012-12-09 | w
33 | Refrigerator 280 LITRES | LAB_REFR | 00075/REFR/1 | C | [6 empty] | OPD | OTHERS |  | 2008-04-29 |  | 0 |  |  |  |  | 2012-12-09 | w
34 | Sterilizer big (Instrument) | OTE_STBG | 00075/STBG/1 | C |  |  |  | 2008-03-20 |  | SURYA SURGICAL INDUSTRIES. (STERILIZER BIG 16 X 9 ) |  | TNHSP | TNHSP/TNMSC/PE20/2007~ 30/10/2007. |  |  | 1630 |  |  |  |  | 2014-10-06 | w
35 | VDRL Rotator/Shaker | LAB_VDRL | 00075/VDRL/1 | C | BDI - 149 | 2014064 |  | 2015-01-08 | B.D.INSTRUMENTATION ( INDIA ). | SOLOKRAFTS INDUSTRIES- CHENNAI. | LAB | TNHSP | TNHSP/TNMSC/AG87f(R)/2014-2 ~DT-19/05/2014 | 2015-01-08 | 2016-01-07 | 32200 |  |  |  |  | 23-1-2015 | w
36 | Water Bath/Ultrasonic Water Bath | LAB_WBAT | 00075/WBAT/1 | C | SMI I-143 |  |  | 2014-09-16 | JINDAL | S.M.SCIENTIFIC INSTRUMENTS PVT .LTD. | LAB | TNHSP | TNHSP/TNMSC/AG87h(R)/2014 DT.10.04.2014 | 2014-09-16 |  | 8262 |  |  |  |  | 2014-05-11 | w
37 | Weighing machine adult | NNE_WTMA | 00075/WTMA/5 | C | MS-02-BLUE |  |  | 2013-11-26 | XIANYANG HUACHAO WEIGHING APPARATUS CO~LTD CHINA. (DR MOREPEN) | SREE KUMARAN DIAGNOSTIC DISTRIBUTOR-ERODE | NCD OP | OTHERS |  | 2013-11-26 |  | 950 |  |  |  |  | 30-11-2013 | w
38 | Formaline dispenser | SUR_FORD | 00075/FORD/2 | C | GOLEY AS PER SPECIFICATION] | 1 |  | 2007-07-31 |  | VIBASH Coimbatore surgical | OT | TNHSP | TNHSP/TNMSC/ENGG/P2E25/2007 DT.29/06/2007 | 2007-08-07 |  | 4450 | NO AMC |  |  |  | 2012-11-09 | delete
39 | Glucometer | LAB_GLMT | 00075/GLMT/3 | C |  |  |  | 2013-07-15 |  | P.G.49 ANTHIYUR CONSUMER CO-OPERATIVE STORES LTD. ANTHIYUR | NCD | OTHERS |  | 2013-07-15 |  | 950 |  |  |  |  | 29-8-2013 | delete
40 | Glucometer | LAB_GLMT | 00075/GLMT/4 | C |  |  |  | 2013-07-16 |  | SRI KUMARAN DIAGNOSTIC DISTRIBUTOR-ERODE. | NCD | OTHERS |  |  |  | 948 |  |  |  |  | 29-8-2013 | delete
41 | Multi Channel Pressure Monitor | CRD_MCPM | 00075/MCPM/2 | B2 | BP-103H. |  |  | 2014-03-13 | H.S.E.andamp; I CO. LTD.~CH. (IMP . andamp; MKTD BY -ASPEN DIAGNOSTICS PVT LTD . DELHI-33. ) | SREE KUMARAN DIAGNOSTIC DISTRIBUTOR ~ ERODE. | NCD OP andamp; MS. | OTHERS |  |  |  | 5332 |  |  |  |  | 29-3-2014 | delete
42 | Multi Channel Pressure Monitor | CRD_MCPM | 00075/MCPM/1 | B2 | BP-103H |  |  | 2014-02-14 | H . S. E.andamp; I CO. LTD.~ CH. ( IMP.andamp; MKTD BY -ASPEN DIAGNOSTICS PVT LTD . DELHI-33). | SREE KUMARAN DIAGNOSTIC DISTRIBUTOR ~ ERODE. | NCD OP~ OPD andamp; WARD | OTHERS |  |  |  | 5334 |  |  |  |  | 29-3-2014 | delete
43 | Multi Para Monitor | CRD_MPM | 00075/MPM/1 | B2 | G3D | G3DL60183 |  | 2014-07-16 | GENERAL MEDITECH INC~ CHINA. | TRANS HEALTH CARE INDIA PRIVATE LIMITED -CHENNI-600 078 | OT | TNMSC | 17240/TNMSC/ENGG/2014-3 DATED- 16/05/2014 | 2014-07-16 | 2017-07-15 | 60000 |  |  |  |  | 26-8-2014 | delete
44 | Nebuliser Adult | OTH_NEBA | 00075/NEBA/3 | C | SW1125 |  |  | 2012-12-26 | ROYAL RUBBER WORKS~ DELHI. | KUMARAN DIAGNOSTIC DISTRIBUTOR ERODE. | OPD andamp; MS | OTHERS |  | 2012-12-26 |  | 5400 |  |  |  |  | 27-8-2013 | delete
45 | O2 Cylinder- A type | ANA_OCA | 00075/OCA/4 | C |  |  |  | 2004-02-11 |  | JDHS | OT | JDHS |  |  |  | 0 |  |  |  |  | 29-8-2012 | delete
46 | Operating table non-hydraulic field type | OTE_TANH | 00075/TANH/2 | B |  |  |  | 2002-05-20 |  |  | OT | JDHS |  | 2002-06-12 |  | 0 |  |  |  |  | 21-12-2012 | delete
47 | Operating table non-hydraulic field type | OTE_TANH | 00075/TANH/3 | B |  |  |  | 2000-02-09 |  |  | OT | JDHS |  | 2000-03-25 |  | 0 |  |  |  |  | 21-12-2012 | delete
48 | Photo Calorie Meter With 8 Filters | LAB_CM | 00075/CM/1 | C |  |  |  | 2000-01-10 |  | ALAN MEDICALS | LAB | DMS | 78815/CP11/1/99 DT.13/12/1999 | 2002-08-02 |  | 9500 |  |  |  |  | 2012-12-09 | delete
49 | Semi auto analyser Prietest Touch | LAB_SEAA | 00075/SEAA/3 | B2 |  |  |  | 2009-05-04 |  | ROBONIK INDIA | LAB | TNHSP | TNHSP/TNMSC/ICB/P3E2/2009 DT.28/01/2009 | 2009-05-05 |  | 59500 |  |  |  |  | 2012-11-09 | delete
50 | Stethoscope | CRD_STES | 00075/STES/5 | C |  |  |  | 2014-03-13 | M/S.SURGICAL ENTERPRISES~DELHI-110006. ( MEDIGOLD REGULAR. ) | SREE KUMARAN DIAGNOSTIC DISTRIBUTOR~ERODE. | MS | OTHERS |  |  |  | 1998 |  |  |  |  | 27-3-2014 | delete
51 | Stethoscope | CRD_STES | 00075/STES/4 | C |  |  |  | 2013-01-26 | M/S.SURGICAL ENTERPRISES~ DELHI. | KUMARAN DIAGOSTIC DISTRIBUTOR ~ERODE. | OPD~MS | OTHERS |  | 2013-01-26 |  | 2098 |  |  |  |  | 28-8-2013 | delete
1488425

## kodumudi
| Equipment Name | Equipment Code | Equipment Code(Institution) | Equipment Category | Equipment Model No | Equipment Serial No | CPC Code | Date of Receipt | Manufacturer Name | Supplier Name | Location of Equipment | Source of Supply | Purchase Order No | Date of Installation | Warranty Valid Upto | Cost of the item | If AMC available | AMC Cost | AMC valid upto | AMC agency name | Reported Date | Working Status | Remarks
1 | Hematology analyser | LAB_HEMA | 00076/HEMA/1 | B1 | XP100 ADVANCE VERSION OF KX21 | A3220 |  | 2014-03-15 | JAPAN | TRANSASIA | LAB | TNMSC | 78217/SandP/1/2013-3 | 2014-03-15 | 2017-03-15 | 396878 | AMC |  |  |  | 17-3-2014 | w
2 | Baby Incubators | NNE_BINC | 00076/BINC/3 | B2 | 3010R | 7121278 |  | 2007-12-21 | NEOTECH | MADRAS SURGICALS | LW | TNHSP | TNHSP/TNMSC/P2E3/2007 | 2007-12-21 |  | 47880 | NO AMC |  |  |  | 2012-11-09 | w
3 | Binocular Mircroscope | LAB_BIMS | 00076/BIMS/1 | B2 | BDI 13 A |  |  | 2014-01-23 | solokrafts | TNHSP/TNMSE/AG87c/2013 | LAB | TNMSC |  |  |  | 19530 | AMC |  |  |  | 17-3-2014 | w
4 | Boyles apparatus with Circle Abosrber | ANA_BACA | 00076/BACA/1 | B2 | COMPACT | 1 |  | 2011-05-06 | Landamp;T | Landamp;T | OT | TNHSP | 971/E9/TNHSP/2011 | 2011-05-06 |  | 0 | NO AMC |  |  |  | 2012-11-09 | w
5 | Dental Chair(Electric/Hydraulic/Manual) | DEN_DECH | 00076/DECH/2 | B2 | T-16 DLX | 1 |  | 2012-04-15 | TECHNODENT PVT.LTD. |  | DENTAL OP | TNHSP | TNHSP/TNMSC/ENGG/P3E14/2009 | 2012-04-15 |  | 12600 |  |  |  |  | 2012-11-09 | w
6 | ECG Machine-Multichannel/Page Writer | CRD_ECGMUL | 00076/ECGMUL/2 | B2 | PAGWRITERTRIM-1 | VS80620297 |  | 2007-02-06 |  | MADRASCHEMICALSSURGICALS | OPD | TNHSP |  |  |  | 93392 | NO AMC |  |  |  | 30-9-2012 | condemned
7 | ECG Machine-Multichannel/Page Writer | CRD_ECGMUL | 00076/ECGMUL/1 | B2 | PAGWRITERTRIN I | US80611267 |  | 2007-02-06 | PHLIPHS | MADRASSURGICALMADRAS | ECGROOM | OTHERS | 92206/Sandamp;B/1/2006 | 2007-02-06 |  | 85000 | NO AMC |  |  |  | 2012-11-09 | delete
8 | ECG machine ordinary | CRD_ECGO | 00076/ECGO/5 | B2 | CARDIART 6108T | AVMN2F19986 |  | 2012-07-07 | BPL | MSK MEDICALS | ECG ROOM | OTHERS | NIL/DONATED | 2012-07-07 | 2012-07-07 | 25000 | NO AMC |  |  |  | 2012-11-09 | w
9 | Multi Para Monitor | CRD_MPM | 00076/MPM/1 | B2 | G3D |  |  | 2014-07-15 | CHINA | TRANS HEALTH CAR INDIA P LD | OT | TNMSC | PO NO17240/TNMSC/ENGG/2014-3 PO DATED 16/05/2014 | 2014-07-15 | 2017-07-14 | 63000 | AMC |  |  |  | 26-8-2014 | w
10 | Operation Table Hydraulic Major | OTE_TAMA | 00076/TAMA/3 | B2 | Jupiter 205 |  |  |  | Jupiter | Jupiter | OT | TNHSP |  |  |  | 0 | AMC |  | 2011-02-28 | Jupiter | 24-12-2010 | w
11 | Operation Table Hydraulic Major | OTE_TAMA | 00076/TAMA/1 | B2 | [5 empty] | Siemens | OT |  |  |  |  | 0 |  |  |  |  | 18-12-2010 | w | tf to kavinthapadi
12 | Pulse Oximeter | CRD_SPO2 | 00076/SPO2/5 | B2 | STELLAR | S07P25249 |  | 2008-01-08 | Landamp;T | Landamp;T |  | TNHSP | TNHSP/TNMSC/P2E9/2007 | 2008-01-10 |  | 33750 | NO AMC |  |  |  | 2012-11-09 | w
13 | Semi auto analyser | LAB_SEAA | 00076/SEAA/2 | B2 | PRIETEST TOUCH | AT0500315RBK |  | 2014-03-12 | ROBONIKINDIALTD | ROBONIK INDIA PVT LTD | LAB | TNMSC | TNHSP/TNMSC/AG87b/2013-2 | 2014-04-01 | 2017-03-31 | 50343 | NO AMC |  |  |  | 2014-01-04 | w
14 | Suction Apparatus - Electrical(Hivacuam) | OTE_SAHV | 00076/SAHV/1 | B2 |  |  |  | 2008-02-12 |  | BIOTCESYSTEM | GW | TNHSP |  |  |  | 4314 | NO AMC |  |  |  | 30-9-2012 | w
15 | Ultra Sound Scanner - Portable | IME_USGP | 00076/USGP/1 | B2 | CMS 600A | U32020970471DHE1 |  | 2009-08-20 | CONTEC | VIN BIOTECH SYSTEM LTD. | LW | OTHERS | 39060/Sandamp;P/1/2009 | 2009-08-26 | 2012-08-25 | 240000 | NO AMC |  |  |  | 2012-11-09 | w
16 | Diathermy Machine (Electric Cautery) | OTE_SDIA | 00076/SDIA/1 | B | OBS026 | 1 |  | 2007-06-15 | JUBITOR | JUBITOR | OT | OTHERS | NIL | 2011-05-22 |  | 18000 | NO AMC |  |  |  | 2012-11-09 | w
17 | ECG Monitor | CRD_ECGM | 00076/ECGM/1 | B | BPLCARDART61087 |  |  | 2012-07-07 | BPL | MSKMEDICALSYSTEMS | OPD | OTHERS |  |  |  | 26250 |  |  |  |  | 23-7-2012 | w
18 | ECG machine ordinary | CRD_ECGO | 00076/ECGO/4 | B | [6 empty] | Store |  |  |  |  | 0 |  |  |  |  | 18-12-2010 | delete
19 | ECG machine ordinary | CRD_ECGO | 00076/ECGO/1 | B | [6 empty] | Store |  |  |  |  | 0 |  |  |  |  | 18-12-2010 | delete
20 | ECG machine ordinary | CRD_ECGO | 00076/ECGO/3 | B | [5 empty] | BPL 108 | Scan room |  |  |  |  | 0 |  |  |  |  | 18-12-2010 | delete
21 | ECG machine ordinary | CRD_ECGO | 00076/ECGO/2 | B | [5 empty] | PHILLIPS | Scan room |  |  |  |  | 0 |  |  |  |  | 18-12-2010 | delete
22 | Multi Para Monitor | CRD_MPM_T | 00076/MPM/1 | B | KERNAL |  |  | 2007-07-02 |  | SILICON LAB PVT LTD | B.OT |  |  | 2007-07-02 | 2008-02-07 | 0 |  |  |  |  | 18-12-2010 | w
23 | Pulse Oximeter | CRD_SPO2 | 00076/SPO2/3 | B | [6 empty] | Store |  |  |  |  | 0 |  |  |  |  | 18-12-2010 | delete
24 | Pulse Oximeter | CRD_SPO2 | 00076/SPO2/1 | B | TOP 800 |  |  | 2007-07-02 |  | SOUTHERN MEDICAL SYSTEM | AEOT |  |  | 2007-07-02 | 2008-02-07 | 0 |  |  |  |  | 18-12-2010 | delete
25 | Pulse Oximeter | CRD_SPO2 | 00076/SPO2/2 | B | TOP 800 |  |  | 2007-07-02 |  | SOUTHERN MEDICAL SYSTEM | BOT |  |  | 2007-07-02 | 2008-02-07 | 0 |  |  |  |  | 18-12-2010 | delete
26 | Pulse Oximeter | CRD_SPO2 | 00076/SPO2/4 | B | Stellar - P |  |  |  | Landamp;T | Landamp;T | OT | TNHSP |  |  |  | 0 | AMC |  | 2011-02-28 | Landamp;T | 24-12-2010 | delete
27 | Shadowless Lamp stand model | OTE_MOLT | 00076/MOLT/3 | B | OLD | 3/X-RAY |  | 2008-12-12 | JUPITER | JUPITER MFC | X-RAY ROOM | TNHSP | TNHSP/TNMSC/P3E3/2008 | 2008-12-12 |  | 25400 | NO AMC |  |  |  | 2012-11-09 | w
28 | Shadowless Lamp stand model | OTE_MOLT | 00076/MOLT/2 | B | stand type | 2/OT |  | 2008-12-12 | jupiter | jupiter mfc | ot | TNHSP |  | 2008-12-12 |  | 26416 | NO AMC |  |  |  | 2012-11-09 | w
29 | Shadowless Lamp stand model | OTE_MOLT | 00076/MOLT/1 | B | OLD | 1/LW |  |  |  |  | LW |  | NIL |  |  | 0 |  |  |  |  | 18-12-2010 | w
30 | Syringe Pump | CRD_SYRP | 00076/SYRP/3 | B | 21577356 |  |  | 2012-03-27 | MITI ELECTRONICS PVT LTD | MITI ELECRONICSPVT LT | N WARD | TNHSP |  |  |  | 38000 | NO AMC |  |  |  | 2012-04-10 | w
31 | Syringe Pump | CRD_SYRP | 00076/SYRP/2 | B | Injectomato agilia | 21577359 |  | 2012-03-27 | Fresenius Kabi | Mitie Electronics | New Ward | TNMSC | 76970/Sandamp;P/1/2011 | 2012-03-27 | 2013-03-26 | 38000 | NO AMC |  |  |  | 2012-09-06 | w
32 | Syringe Pump | CRD_SYRP | 00076/SYRP/1 | B | Injectomat Agilia | 21577356 |  | 2012-03-27 | Fresenius Kabi | Mitie Electronics | Labour ward | TNMSC | 76970/Sandamp;P/1/2011 | 2012-03-27 | 2013-03-26 | 38000 | NO AMC |  |  |  | 2012-09-06 | w
33 | Syringe Pump | CRD_SYRP | 00076/SYRP/4 | B | 21577359 |  |  | 2012-03-27 | MITI ELECTRONICS PVT LTD | MITI ELECTRONICS PVT LTD | L WARD | TNHSP |  |  |  | 38000 | NO AMC |  |  |  | 2012-04-10 | w
34 | Auto Clave HP Vertical (2 bin) | OTE_ACV2 | 00076/ACV2/1 | C | [6 empty] | Store room |  |  |  |  | 0 |  |  |  |  | 18-12-2010 | w
35 | Auto Clave HP Vertical (2 bin) | OTE_ACV2 | 00076/ACV2/2 | C | [6 empty] | Store room |  |  |  |  | 0 |  |  |  |  | 18-12-2010 | w
36 | Autoclave vertical single bin | OTE_ACV1 | 00076/ACV1/1 | C |  | 244 |  |  |  |  | OT | JDHS | 112/9 |  |  | 0 | NO AMC |  |  |  | 30-9-2012 | w
37 | Autoclave vertical single bin | OTE_ACV1 | 00076/ACV1/2 | C | [6 empty] | OPD | JDHS |  | 2003-05-06 |  | 0 | NO AMC |  |  |  | 30-9-2012 | w
38 | Autoclave vertical single bin | OTE_ACV1 | 00076/ACV1/3 | C |  |  |  | 2003-05-06 |  | JDHS ERODE | OT | TNMSC |  |  |  | 0 | NO AMC |  |  |  | 13-10-2012 | w
39 | B.P.apparatus stand model | CRD_BPAS | 00076/BPAS/1 | C |  |  |  | 2008-12-12 |  | JUPITER MANUFACTURE WORKS | OPD | TNHSP |  |  |  | 2180 | NO AMC |  |  |  | 2012-04-10 | w
40 | B.P.apparatus table model | CRD_BPAT | 00076/BPAT/2 | C |  |  |  | 2014-01-28 | DIAMOND | MSK MEDICAL SYSTEMS | NCD | OTHERS |  | 2014-01-28 | 2015-01-28 | 2476 | AMC |  |  |  | 17-3-2014 | w
41 | B.P.apparatus table model | CRD_BPAT | 00076/BPAT/1 | C |  |  |  | 2014-01-28 | DIAMOND | MSK MEDICAL SYSTEM | OPD | OTHERS |  | 2014-01-28 | 2014-01-28 | 2476 | AMC |  |  |  | 17-3-2014 | w
42 | Baby Incubators | NNE_BINC | 00076/BINC/2 | C | 3010R |  |  |  | Madras Surgicals | Madras Surgicals | labour ward | TNHSP |  |  |  | 0 | AMC |  | 2011-02-28 | Madras Surgicals | 24-12-2010 | delete
43 | Bowl steriliser - Medium | OTE_BSMD | 00076/BSMD/1 | C | [5 empty] | Gluco care | OT |  |  |  |  | 0 |  |  |  |  | 18-12-2010 | delete
44 | Bowl steriliser - Medium | OTE_BSMD | 00076/BSMD/2 | C | [5 empty] | Gluco care | OT |  |  |  |  | 0 |  |  |  |  | 18-12-2010 | w
45 | Cardiac Monitor | CRD_EBSM | 00076/EBSM/1 | C | NIL | 1 |  | 2009-05-27 | NIL | NIL | AMBULANCE | OTHERS | NIL |  |  | 0 |  |  |  |  | 2012-11-09 | delete
46 | Centrifuge | LAB_COMC | 00076/COMC/1 | C | BDI 152 | 1 |  | 2011-03-20 | SOLOKRAFT | SOLOKRAFT | LAB | TNHSP | TNHSP/TNMSC/ENG/29E/2011 | 2012-03-20 |  | 5345 | NO AMC |  |  |  | 2012-11-09 | w
47 | Electri centrifuger | LAB_CENT | 00076/CENT/1 | C | BDI-152 | 1 |  | 2011-10-12 | OLD MODEL | Sabarwall surgicals | Lab | TNHSP | NIL/LOCAL PURCHASE | 2011-10-12 |  | 6000 | NO AMC |  |  |  | 2012-09-06 | w
48 | Electric Calorimeter | LAB_CALO | 00076/CALO/1 | C |  |  |  | 2014-03-12 | ROBONIK INDIA LTD | ROBONIK INDIA PVT. LTD | LAB | TNMSC | TNHSP/TNMSC/AG87b/2013-2 | 2014-04-01 | 2015-03-01 | 20708 | AMC |  |  |  | 2014-01-04 | w
49 | Foetal Doppler | NNE_FDOP | 00076/FDOP/1 | C | SONOTRAX | 1 |  | 2007-10-02 | SONOTRAX | Madras Surgicals andamp; Chemicals | LW | TNHSP | TNHSP/TNMSC/ENG/P2E14 | 2007-10-02 | 2008-02-10 | 7500 | NO AMC |  |  |  | 18-12-2010 | w
50 | Foetal Doppler | NNE_FDOP | 00076/FDOP/2 | C | SONOTRXCAS PER SPEC |  |  | 2008-06-09 |  | VIBASH | L WARD | TNMSC |  |  |  | 7800 | NO AMC |  |  |  | 13-10-2012 | w
51 | Haemoglobinometer | LAB_HBMT | 00076/HBMT/2 | C | BDI-E56 | 201401 |  | 2014-10-27 | BDI | solokraft industries | LAB | TNHSP |  | 2014-09-27 | 2015-08-25 | 10185 | AMC |  |  |  | 27-12-2014 | w
52 | Haemoglobinometer | LAB_HBMT | 00076/HBMT/1 | C | ANS075 | 1 |  | 2007-04-07 | AKAS | AKAS MEDICAL EQUIPMENTS | NEW WARD | OTHERS | 103928/Sandamp;P/1/2006 | 2010-05-01 |  | 25376 | NO AMC |  |  |  | 2012-11-09 | w
53 | Infusion Pump/Infusion Syringe Pump/Insulin Syringe Pump | CRD_INPM | 00076/INPM/1 | C | ANS075 |  |  | 2007-04-17 | AKAS | AKAS MEDICALS |  | TNMSC | 103928/Sandamp;P/2006 | 2007-04-17 |  | 25376 | NO AMC |  |  |  | 2012-03-11 | delete
54 | Knee hammer | SUR_KEHM | 00076/KEHM/2 | C |  |  |  | 2011-09-24 | SABARWAL SURGICALS | SABARWAL SURGICALS | OPD | TNMSC |  |  |  | 260 | NO AMC |  |  |  | 13-10-2012 | delete
55 | Knee hammer | SUR_KEHM | 00076/KEHM/1 | C |  |  |  | 2011-09-24 | SABARWALSURGICAL | SABARWAL SURGICAL | N WARD | TNMSC |  |  |  | 65 | NO AMC |  |  |  | 13-10-2012 | delete
56 | Laproscope Double Puncture | END_LDP_T | 00076/LDP/1 | C | STORTZ |  |  | 2007-05-15 | STORTZ | VISHAL SURGICAL | C.OT |  |  | 2007-05-15 | 2008-05-15 | 0 |  |  |  |  | 18-12-2010 | delete
57 | Laryngoscope(Adult) | ENT_LAGA | 00076/LAGA/2 | C |  |  |  | 2009-05-27 |  |  | AMB ULANCE | TNHSP |  |  |  | 0 | NO AMC |  |  |  | 2012-04-10 | w
58 | Laryngoscope(Adult) | ENT_LAGA | 00076/LAGA/1 | C | ADULT | 1 |  | 2011-10-12 | SABARWAL SURGICALS | SABARWAL SURGICALS | OT | OTHERS | NIL /LOCAL PURCHASE | 2011-10-12 |  | 750 | NO AMC |  |  |  | 2012-11-09 | w
59 | Light Cure Unit - Dental | DEN_LCU | 00076/LCU/1 | C | TECHNODENT CU 100 | 1 |  | 2012-04-15 | TECHNODENT | SS CHEMICALS | DENTAL OP | TNHSP | TNHSP/TNMSC/ENGG/P3E14/2009 | 2012-04-20 |  | 0 | NO AMC |  |  |  | 2012-11-09 | delete
60 | Magnavision Lamp | NNE_MAGL | 00076/MAGL/3 | C |  |  |  | 2012-03-20 | SOLOKRAFTINDTRIES | SOLOKRAFTSINDUSTRIES | L WARD | TNMSC |  |  |  | 7337 | NO AMC |  |  |  | 2012-04-10 | delete
61 | Magnavision Lamp | NNE_MAGL | 00076/MAGL/2 | C | 8008 | 2 |  | 2011-03-31 | SPARX | JUPITER | LW | DRHM | 04R/NRHM/TNMSC/ENGG/2011 | 2012-01-09 |  | 4516 | NO AMC |  |  |  | 2012-11-09 | w
62 | Magnavision Lamp | NNE_MAGL | 00076/MAGL/1 | C | MEDITECH | 1 |  | 2009-10-07 | MEDITECH | SEBARWAL SURGICALS | LW | DRHM | 04/NRHM/HSP/TNMSC/2009 | 2010-05-22 |  | 3640 | NO AMC |  |  |  | 2012-11-09 | w
63 | Mannual Colposcope | GYN_CALPM | 00076/CALPM/1 | C | ARI II 1D | R20130200 |  | 2013-03-09 | ARI TECHNOLOGY | SOUTH INDIA SURGICALS | LW | TNHSP | TNHSP/TNMSC/ENGG/AG30/2011 | 2013-03-26 | 2014-03-25 | 136500 | NO AMC |  |  |  | 27-3-2013 | w
64 | Micro Centrifuge/Microliter Centrifuge | LAB_MCF | 00076/MCF/1 | C | BBI 152 |  |  | 2011-03-20 |  | M/S SOLOGRAFTS INDRASTRIES |  | TNMSC |  |  |  | 5345 | NO AMC |  |  |  | 13-10-2012 | delete
65 | Nebuliser Adult | OTH_NEBA | 00076/NEBA/2 | C | 4235CE | 113029661 |  | 2012-08-01 | NIDEK |  | INJECTION OP | OTHERS | nil/local purchase |  |  | 2700 |  |  |  |  | 2012-09-08 | w
66 | Nebuliser Adult | OTH_NEBA | 00076/NEBA/1 | C | 4235CE | 113029662 |  | 2012-07-31 | NIDEK | MSK MEDICAL SYSTEM | NEW WARD | OTHERS | nil/local purchase | 2012-07-31 |  | 2700 | NO AMC |  |  |  | 2012-09-08 | w
67 | Needle destroyer / Syringe Destroyer | OTH_NEED | 00076/NEED/13 | C | MCP 2 | MCP 2 |  | 2013-02-26 | MSK | MSK | NEW WARD | OTHERS | 20/2012-13 | 2013-02-26 | 2014-02-25 | 3000 | NO AMC |  |  |  | 27-3-2013 | condemned
68 | Needle destroyer / Syringe Destroyer | OTH_NEED | 00076/NEED/2 | C | NEEDLE SYRINGE DESTROYYER | 1 |  | 2011-09-24 | SABARWAL SURGICALS | SABARWAL SURGICALS | NEW WARD | OTHERS | NIL | 2011-09-24 |  | 1650 | NO AMC |  |  |  | 2012-11-09 | w
69 | Needle destroyer / Syringe Destroyer | OTH_NEED | 00076/NEED/12 | C | MCP 1 | MCP 1 |  | 2013-03-09 | MSK MEDICAL | msk medical system | OPD | OTHERS | 20/2012-13.PWS | 2013-03-25 | 2014-04-25 | 3000 | NO AMC |  |  |  | 27-3-2013 | w
70 | Needle destroyer / Syringe Destroyer | OTH_NEED | 00076/NEED/5 | C | NEEDLE DESTROYER | 4 |  | 2012-01-17 | ESWARI SURGICALS | ESWARI SURGICALS | OPD | OTHERS | NIL | 2012-01-17 |  | 3570 | NO AMC |  |  |  | 2012-11-09 | w
71 | Needle destroyer / Syringe Destroyer | OTH_NEED | 00076/NEED/7 | C |  |  |  | 2008-12-27 | GIO LIF CAR EQUIPMENDS | tnhsp/tnmscengg/bmw | NEW WARD |  |  | 2008-12-27 |  | 4711 | NO AMC |  |  |  | 26-9-2012 | w
72 | Needle destroyer / Syringe Destroyer | OTH_NEED | 00076/NEED/1 | C |  |  |  | 2003-06-19 |  | linco scientific private ltd | lab | DMS |  |  |  | 2350 |  |  |  |  | 2012-01-02 | w
73 | Needle destroyer / Syringe Destroyer | OTH_NEED | 00076/NEED/3 | C | NEEDLE SYRINGE DESTROYER | 2 |  | 2011-09-24 | SEBARWAL SURGICALS | SEBARWAL SURGICALS | OT | OTHERS | NIL | 2011-09-24 |  | 1650 | NO AMC |  |  |  | 2012-11-09 | w
74 | Needle destroyer / Syringe Destroyer | OTH_NEED | 00076/NEED/11 | C |  |  |  |  | GLO LIFE CAR EQUIPMENT |  | OPD |  |  |  |  | 755 | NO AMC |  |  |  | 13-10-2012 | w
75 | Needle destroyer / Syringe Destroyer | OTH_NEED | 00076/NEED/9 | C | 10897 | 10897 |  | 2008-12-27 | Reprospaark | Glo Life Care Equipments | ICTC | TNHSP |  | 2010-07-13 |  | 755 | NO AMC |  |  |  | 29-9-2012 | w
76 | Needle destroyer / Syringe Destroyer | OTH_NEED | 00076/NEED/6 | C | NEEDLE SYRINGE DESTROYER | 5 |  | 2012-01-17 | ESWARI SURGICALS | ESWARI SURGICALS | LW | OTHERS | NIL | 2012-01-17 |  | 3570 | NO AMC |  |  |  | 2012-11-09 | w
77 | Needle destroyer / Syringe Destroyer | OTH_NEED | 00076/NEED/8 | C | 10889 | 10889 |  | 2008-12-27 | Reprospaark | Glo Life Care Equipments | General Laboratory | TNHSP |  | 2008-12-27 |  | 755 | NO AMC |  |  |  | 29-9-2012 | w
78 | Needle destroyer / Syringe Destroyer | OTH_NEED | 00076/NEED/4 | C | NEEDLAESYRINGE DESTROYER | 3 |  | 2011-09-24 | SEBARWAL | SEBARWAL SURGICALS | OPD | OTHERS | NIL | 2011-09-24 |  | 1650 | NO AMC |  |  |  | 2012-11-09 | w
79 | Needle destroyer / Syringe Destroyer | OTH_NEED | 00076/NEED/14 | C | NIL |  |  | 2013-04-19 | msk medical system | msk medical systemm | lab | OTHERS | 129 | 2013-04-19 | 2014-06-19 | 3000 | NO AMC |  |  |  | 27-4-2013 | condemned
80 | Photo Calorie Meter - Analog / Digital | LAB_CM | 00076/CM/1 | C | 181 photochem | 18194 |  | 2013-11-14 | aimil | m s k medical systems | LAB | OTHERS | 173 | 2013-11-14 |  | 10500 | AMC |  |  |  | 19-12-2013 | w
81 | Phototherapy Unit | NNE_PHTU | 00076/PHTU/1 | C |  |  |  | 2007-01-24 | PHOENIX | PHOENIX MEDICAL SYSTEM | NB |  |  | 2007-01-24 | 2008-01-24 | 0 |  |  |  |  | 18-12-2010 | w
82 | Phototherapy Unit | NNE_PHTU | 00076/PHTU/5 | C | [5 empty] | NEOTECH | Labour ward |  |  |  |  | 0 |  |  |  |  | 18-12-2010 | delete
83 | Phototherapy Unit | NNE_PHTU | 00076/PHTU/4 | C |  |  |  | 2007-01-24 | PHOENIX | PHOENIX MEDICAL SYSTEM | AN |  |  | 2007-01-24 | 2008-01-24 | 0 |  |  |  |  | 18-12-2010 | delete
84 | Phototherapy Unit | NNE_PHTU | 00076/PHTU/2 | C |  |  |  | 2007-01-24 | PHOENIX | PHOENIX MEDICAL SYSTEM | NB |  |  | 2007-01-24 | 2008-01-24 | 0 |  |  |  |  | 18-12-2010 | delete
85 | Phototherapy Unit | NNE_PHTU | 00076/PHTU/3 | C |  |  |  | 2007-01-24 | PHOENIX | PHOENIX MEDICAL SYSTEM | NB |  |  | 2007-01-24 | 2008-01-24 | 0 |  |  |  |  | 18-12-2010 | delete
86 | Radiant Warmer | NNE_RAWR | 00076/RAWR/1 | C | [5 empty] | PHONEIX | Labour ward |  |  |  |  | 0 |  |  |  |  | 18-12-2010 | w
87 | Refrigerator | LAB_REFR | 00076/REFR/3 | C | SAMSUNG | 3 |  | 2011-11-17 | SAMSUNG | INFINITE ENTERPRICES | OPD | OTHERS | 2C1/11-12/011632 | 2011-11-19 |  | 18800 | NO AMC |  |  |  | 2012-11-09 | w
88 | Refrigerator | LAB_REFR | 00076/REFR/1 | C | ELECTRO LUX 170LIT | 1 |  | 2007-12-21 | ELECTROLUX | DAVY PHARMAandamp;SURGICALS | LAB | TNHSP | TNHSP/TNMSC/P2G5/2007 | 2007-12-21 |  | 10816 | NO AMC |  |  |  | 2012-11-09 | w
89 | Refrigerator | LAB_REFR_T | 00076/REFR/3 | C | Electrolux |  |  | 2007-11-12 |  | AVEYPHARMA | NEPHRO |  |  | 2007-11-12 |  | 0 |  |  |  |  | 18-12-2010 | w
90 | Refrigerator | LAB_REFR_T | 00076/REFR/1 | C | Electrolux |  |  | 2007-11-12 |  | AVEYPHARMA | AN |  |  | 2007-11-12 |  | 0 |  |  |  |  | 18-12-2010 | w
91 | Refrigerator | LAB_REFR_T | 00076/REFR/4 | C | Electrolux |  |  | 2007-12-11 | Davey Pharma | Davey Pharma | lab | TNHSP |  | 2007-12-11 | 2008-12-11 | 0 | AMC |  | 2011-02-28 | Davey Pharma | 24-12-2010 | w
92 | Refrigerator | LAB_REFR_T | 00076/REFR/2 | C | Electrolux |  |  | 2007-11-12 |  | AVEYPHARMA | CH |  |  | 2007-11-12 |  | 0 |  |  |  |  | 18-12-2010 | w
93 | Refrigerator | LAB_REFR | 00076/REFR/2 | C | WHIRLPOOL 310 LI | 2 |  | 2007-11-09 | WHIRL POOL | USHA ELECTRONICS | OPD | OTHERS | NIL | 2007-11-09 |  | 14500 | NO AMC |  |  |  | 2012-11-09 | w
94 | Scaler - Dental (Ordinary / Ultrasonic) | DEN_SCA | 00076/SCA/1 | C | P6 | AA08547 |  | 2012-04-15 | UNICONDENMART | SS CHEMICALS | DENTAL OP | TNHSP | TNHSP/TNMSC/ENGG/P3E14/2009 | 2012-04-15 |  | 0 | NO AMC |  |  |  | 2012-11-09 | condemned
95 | Sterilizer Medium (Instrument) | OTE_STMD | 00076/STMD/1 | C | JUPPITER | 1 |  | 2008-09-10 | JUPITR | JUPITER | OPROOM | TNHSP | TNHSP/TNMSC/ENGG/P3E17/2008 | 2008-09-10 |  | 1456 | NO AMC |  |  |  | 2012-11-09 | w
96 | Sterilizer big (Instrument) | OTE_STBG | 00076/STBG/1 | C | BIG 16*9 | 1 |  | 2008-03-21 | SURYA SURGICALS | SURYA SURGICALS | LW | TNHSP | TNHSP/TNMSC/P2E20/2007 |  |  | 13130 | NO AMC |  |  |  | 2012-11-09 | w
97 | Suction Apparatus - Electrical | OTE_SAEL | 00076/SAEL/1 | C | 7A 23D |  |  | 2006-01-12 |  | Jupiter Manufacturing Works | AN |  |  | 2006-01-12 | 2007-12-01 | 0 |  |  |  |  | 18-12-2010 | w
98 | Suction Apparatus - Electrical | OTE_SAEL | 00076/SAEL/8 | C | VISAL | 3 |  | 2009-04-17 | VISAL | VISAL | OP | OTHERS | TNHSP/TNMSC/P3P6/2008 |  |  | 3900 | NO AMC |  |  |  | 2012-11-09 | w
99 | Suction Apparatus - Electrical | OTE_SAEL | 00076/SAEL/6 | C | VISAL | 1 |  | 2003-12-06 | VISAL HOSPITAL STEEL FURNITURE | VISAL HOSPITAL STEEL FURNITURE | LABOUR WARD | OTHERS | NIL | 2003-12-06 |  | 4750 | NO AMC |  |  |  | 18-12-2010 | w
100 | Suction Apparatus - Electrical | OTE_SAEL | 00076/SAEL/5 | C | VISAL HOSPITAL FURNITURE | 2 |  | 2009-04-17 | VISAL | VISAL | LW | OTHERS | TNHSP/TNMSC/ENG/P3P6/2008 | 2009-04-17 |  | 3900 | NO AMC |  |  |  | 18-12-2010 | w
101 | Suction Apparatus - Electrical | OTE_SAEL | 00076/SAEL/9 | C | VISAL | 5 |  | 2009-04-14 | VISAL | VISAL | OT | OTHERS | TNHSP/TNMSC/P3P6/2008 | 2009-04-17 |  | 3900 | NO AMC |  |  |  | 2012-11-09 | w
102 | Suction Apparatus - Electrical | OTE_SAEL | 00076/SAEL/3 | C | 7A 23D |  |  | 2006-01-12 |  | Jupiter Manufacturing Works | AN |  |  | 2006-01-12 | 2007-12-01 | 0 |  |  |  |  | 18-12-2010 | w
103 | Suction Apparatus - Electrical | OTE_SAEL | 00076/SAEL/4 | C | 7A 23D |  |  | 2006-01-12 |  | Jupiter Manufacturing Works | NB |  |  | 2006-01-12 | 2007-12-01 | 0 |  |  |  |  | 18-12-2010 | w
104 | Suction Apparatus - Electrical | OTE_SAEL | 00076/SAEL/7 | C | SUCTION | 4 |  | 2009-04-17 | VISAL | VISAL | OT | OTHERS | TNHSP/TNMSC/P2E6/2008 | 2009-04-17 |  | 3900 | NO AMC |  |  |  | 2012-11-09 | w
105 | Suction Apparatus - Electrical | OTE_SAEL | 00076/SAEL/2 | C | 7A 23D |  |  | 2006-01-12 |  | Jupiter Manufacturing Works | AN |  |  | 2006-01-12 | 2007-12-01 | 0 |  |  |  |  | 18-12-2010 | w
106 | Suction Apparatus - Foot operated | OTE_SAFO | 00076/SAFO/1 | C | FOOT OPERATED | 1 |  | 2009-05-27 | NIL | NIL | AMBULANCE | OTHERS | NIL | 2009-05-27 |  | 0 | NO AMC |  |  |  | 2012-11-09 | w
107 | VDRL Rotator/Shaker | LAB_VDRL | 00076/VDRL/1 | C | BI-194 | 2014080961 |  | 2014-09-27 | BDI | SOLOKRAFTSINDUSTRIES | LAB | TNHSP |  | 2015-09-27 | 2015-04-19 | 33810 | AMC |  |  |  | 27-12-2014 | w
108 | Water Bath/Ultrasonic Water Bath | LAB_WBAT | 00076/WBAT/1 | C |  |  |  | 2014-05-27 | jindal | smi | lab | TNHSP |  | 2014-09-18 |  | 8427 | AMC |  |  |  | 27-12-2014 | w
109 | Weighing machine adult | NNE_WTMA | 00076/WTMA/2 | C | ADULT | 2 |  | 2008-06-12 | JUPITER | JUPITER | OPD | TNHSP | TNHSP/TNMSC/ENGG/BMW8/2008 | 2008-06-12 |  | 563 | NO AMC |  |  |  | 2012-11-09 | w
110 | Weighing machine adult | NNE_WTMA | 00076/WTMA/1 | C | PRESTIGE | 1 |  | 2012-02-18 | PRESTIGE | ALAN MEDICALS | NEW WARD | TNHSP | TNHSP/TNMSC/ENGG/AG24/2011 | 2012-02-18 |  | 627 | NO AMC |  |  |  | 2012-11-09 | w
111 | Weighing machine infant | NNE_WTMB | 00076/WTMB/1 | C | BABY WEIGHING MACHINE | 1 |  | 2008-09-10 | JUPITER | JUPITER | Labour ward | TNHSP | TNHSP/TNMSC/ENG/P3E17/2008 | 2008-09-10 |  | 673 |  |  |  |  | 18-12-2010 | w
112 | Weighing machine infant | NNE_WTMB | 00076/WTMB/2 | C | BABY WEIGHING MACHINE | 2 |  | 2008-09-10 | JUPITER | JUPITER | OT | TNHSP | TNHSP/TNMSC/ENGG/P3E17.2008 | 2008-09-10 |  | 673 |  |  |  |  | 2012-11-09 | w
119 | Alpha Bed with motor | OTH_ABM | 00076/ABM/1 | C | [5 empty] | jupiter | L WARD | OTHERS |  |  |  | 6600 | NO AMC |  |  |  | 2012-01-10 | w
120 | Auto Clave HP Vertical (2 bin) | OTE_ACV2 | 00076/ACV2/4 | C | [6 empty] | OT |  |  |  |  | 0 |  |  |  |  | 18-12-2010 | w
121 | Auto Clave HP Vertical (2 bin) | OTE_ACV2 | 00076/ACV2/3 | C | [6 empty] | Store room |  |  |  |  | 0 |  |  |  |  | 18-12-2010 | w
122 | Auto Clave HP Vertical (2 bin) | OTE_ACV2 | 00076/ACV2/1 | C | [6 empty] | Store room |  |  |  |  | 0 |  |  |  |  | 18-12-2010 | w
123 | Auto Clave HP Vertical (2 bin) | OTE_ACV2 | 00076/ACV2/2 | C | [6 empty] | Store room |  |  |  |  | 0 |  |  |  |  | 18-12-2010 | w
124 | Autoclave vertical single bin | OTE_ACV1 | 00076/ACV1/1 | C |  | 244 |  |  |  |  | OT | JDHS | 112/9 |  |  | 0 | NO AMC |  |  |  | 30-9-2012 | w
125 | Autoclave vertical single bin | OTE_ACV1 | 00076/ACV1/2 | C | [6 empty] | OPD | JDHS |  | 2003-05-06 |  | 0 | NO AMC |  |  |  | 30-9-2012 | w
126 | Autoclave vertical single bin | OTE_ACV1 | 00076/ACV1/3 | C |  |  |  | 2003-05-06 |  | JDHS ERODE | OT | TNMSC |  |  |  | 0 | NO AMC |  |  |  | 13-10-2012 | w
127 | B.P.apparatus stand model | CRD_BPAS | 00076/BPAS/1 | C |  |  |  | 2008-12-12 |  | JUPITER MANUFACTURE WORKS | OPD | TNHSP |  |  |  | 2180 | NO AMC |  |  |  | 2012-04-10 | w
128 | B.P.apparatus table model | CRD_BPAT | 00076/BPAT/2 | C |  |  |  | 2014-01-28 | DIAMOND | MSK MEDICAL SYSTEMS | NCD | OTHERS |  | 2014-01-28 | 2015-01-28 | 2476 | AMC |  |  |  | 17-3-2014 | w
129 | B.P.apparatus table model | CRD_BPAT | 00076/BPAT/1 | C |  |  |  | 2014-01-28 | DIAMOND | MSK MEDICAL SYSTEM | OPD | OTHERS |  | 2014-01-28 | 2014-01-28 | 2476 | AMC |  |  |  | 17-3-2014 | w
130 | Baby Incubators | NNE_BINC | 00076/BINC/2 | C | 3010R |  |  |  | Madras Surgicals | Madras Surgicals | labour ward | TNHSP |  |  |  | 0 | AMC |  | 2011-02-28 | Madras Surgicals | 24-12-2010 | w
131 | Bowl steriliser - Medium | OTE_BSMD | 00076/BSMD/1 | C | [5 empty] | Gluco care | OT |  |  |  |  | 0 |  |  |  |  | 18-12-2010 | w
132 | Bowl steriliser - Medium | OTE_BSMD | 00076/BSMD/2 | C | [5 empty] | Gluco care | OT |  |  |  |  | 0 |  |  |  |  | 18-12-2010 | w
133 | Cardiac Monitor | CRD_EBSM | 00076/EBSM/1 | C | NIL | 1 |  | 2009-05-27 | NIL | NIL | AMBULANCE | OTHERS | NIL |  |  | 0 |  |  |  |  | 2012-11-09 | w
134 | Centrifuge | LAB_COMC | 00076/COMC/1 | C | BDI 152 | 1 |  | 2011-03-20 | SOLOKRAFT | SOLOKRAFT | LAB | TNHSP | TNHSP/TNMSC/ENG/29E/2011 | 2012-03-20 |  | 5345 | NO AMC |  |  |  | 2012-11-09 | w
135 | Electri centrifuger | LAB_CENT | 00076/CENT/1 | C | BDI-152 | 1 |  | 2011-10-12 | OLD MODEL | Sabarwall surgicals | Lab | TNHSP | NIL/LOCAL PURCHASE | 2011-10-12 |  | 6000 | NO AMC |  |  |  | 2012-09-06 | w
136 | Electric Calorimeter | LAB_CALO | 00076/CALO/1 | C | TNHSP/TNMSC/AG87b/2013-2 |  |  | 2014-03-12 | ROBONIK INDIA LTD | ROBONIK INDIA PVT. LTD | LAB | TNMSC |  | 2014-04-01 | 2015-03-01 | 20708 | AMC |  |  |  | 2014-01-04 | w
137 | Foetal Doppler | NNE_FDOP | 00076/FDOP/1 | C | SONOTRAX | 1 |  | 2007-10-02 | SONOTRAX | Madras Surgicals andamp; Chemicals | LW | TNHSP | TNHSP/TNMSC/ENG/P2E14 | 2007-10-02 | 2008-02-10 | 7500 | NO AMC |  |  |  | 18-12-2010 | w
138 | Foetal Doppler | NNE_FDOP | 00076/FDOP/2 | C | SONOTRXCAS PER SPEC |  |  | 2008-06-09 |  | VIBASH | L WARD | TNMSC |  |  |  | 7800 | NO AMC |  |  |  | 13-10-2012 | w
139 | Haemoglobinometer | LAB_HBMT | 00076/HBMT/2 | C | BDI-E56 | 201401 |  | 2014-10-27 | BDI | solokraft industries | LAB | TNHSP |  | 2014-09-27 | 2015-08-25 | 10185 | AMC |  |  |  | 27-12-2014 | w
140 | Haemoglobinometer | LAB_HBMT | 00076/HBMT/1 | C | ANS075 | 1 |  | 2007-04-07 | AKAS | AKAS MEDICAL EQUIPMENTS | NEW WARD | OTHERS | 103928/Sandamp;P/1/2006 | 2010-05-01 |  | 25376 | NO AMC |  |  |  | 2012-11-09 | w
141 | Infusion Pump/Infusion Syringe Pump/Insulin Syringe Pump | CRD_INPM | 00076/INPM/1 | C | ANS075 |  |  | 2007-04-17 | AKAS | AKAS MEDICALS |  | TNMSC | 103928/Sandamp;P/2006 | 2007-04-17 |  | 25376 | NO AMC |  |  |  | 2012-03-11 | w
142 | Knee hammer | SUR_KEHM | 00076/KEHM/2 | C |  |  |  | 2011-09-24 | SABARWAL SURGICALS | SABARWAL SURGICALS | OPD | TNMSC |  |  |  | 260 | NO AMC |  |  |  | 13-10-2012 | w
143 | Knee hammer | SUR_KEHM | 00076/KEHM/1 | C |  |  |  | 2011-09-24 | SABARWALSURGICAL | SABARWAL SURGICAL | N WARD | TNMSC |  |  |  | 65 | NO AMC |  |  |  | 13-10-2012 | w
144 | Laproscope Double Puncture | END_LDP_T | 00076/LDP/1 | C | STORTZ |  |  | 2007-05-15 | STORTZ | VISHAL SURGICAL | C.OT |  |  | 2007-05-15 | 2008-05-15 | 0 |  |  |  |  | 18-12-2010 | w
145 | Laryngoscope(Adult) | ENT_LAGA | 00076/LAGA/2 | C |  |  |  | 2009-05-27 |  |  | AMB ULANCE | TNHSP |  |  |  | 0 | NO AMC |  |  |  | 2012-04-10 | w
146 | Laryngoscope(Adult) | ENT_LAGA | 00076/LAGA/1 | C | ADULT | 1 |  | 2011-10-12 | SABARWAL SURGICALS | SABARWAL SURGICALS | OT | OTHERS | NIL /LOCAL PURCHASE | 2011-10-12 |  | 750 | NO AMC |  |  |  | 2012-11-09 | w
147 | Light Cure Unit - Dental | DEN_LCU | 00076/LCU/1 | C | TECHNODENT CU 100 | 1 |  | 2012-04-15 | TECHNODENT | SS CHEMICALS | DENTAL OP | TNHSP | TNHSP/TNMSC/ENGG/P3E14/2009 | 2012-04-20 |  | 0 | NO AMC |  |  |  | 2012-11-09 | w
148 | Magnavision Lamp | NNE_MAGL | 00076/MAGL/3 | C |  |  |  | 2012-03-20 | SOLOKRAFTINDTRIES | SOLOKRAFTSINDUSTRIES | L WARD | TNMSC |  |  |  | 7337 | NO AMC |  |  |  | 2012-04-10 | w
149 | Magnavision Lamp | NNE_MAGL | 00076/MAGL/2 | C | 8008 | 2 |  | 2011-03-31 | SPARX | JUPITER | LW | DRHM | 04R/NRHM/TNMSC/ENGG/2011 | 2012-01-09 |  | 4516 | NO AMC |  |  |  | 2012-11-09 | w
150 | Magnavision Lamp | NNE_MAGL | 00076/MAGL/1 | C | MEDITECH | 1 |  | 2009-10-07 | MEDITECH | SEBARWAL SURGICALS | LW | DRHM | 04/NRHM/HSP/TNMSC/2009 | 2010-05-22 |  | 3640 | NO AMC |  |  |  | 2012-11-09 | w
151 | Mannual Colposcope | GYN_CALPM | 00076/CALPM/1 | C | ARI II 1D | R20130200 |  | 2013-03-09 | ARI TECHNOLOGY | SOUTH INDIA SURGICALS | LW | TNHSP | TNHSP/TNMSC/ENGG/AG30/2011 | 2013-03-26 | 2014-03-25 | 136500 | NO AMC |  |  |  | 27-3-2013 | w
152 | Micro Centrifuge/Microliter Centrifuge | LAB_MCF | 00076/MCF/1 | C | BBI 152 |  |  | 2011-03-20 |  | M/S SOLOGRAFTS INDRASTRIES |  | TNMSC |  |  |  | 5345 | NO AMC |  |  |  | 13-10-2012 | w
153 | Nebuliser Adult | OTH_NEBA | 00076/NEBA/2 | C | 4235CE | 113029661 |  | 2012-08-01 | NIDEK |  | INJECTION OP | OTHERS | nil/local purchase |  |  | 2700 |  |  |  |  | 2012-09-08 | w
154 | Nebuliser Adult | OTH_NEBA | 00076/NEBA/1 | C | 4235CE | 113029662 |  | 2012-07-31 | NIDEK | MSK MEDICAL SYSTEM | NEW WARD | OTHERS | nil/local purchase | 2012-07-31 |  | 2700 | NO AMC |  |  |  | 2012-09-08 | w
155 | Needle destroyer / Syringe Destroyer | OTH_NEED | 00076/NEED/13 | C | MCP 2 | MCP 2 |  | 2013-02-26 | MSK | MSK | NEW WARD | OTHERS | 20/2012-13 | 2013-02-26 | 2014-02-25 | 3000 | NO AMC |  |  |  | 27-3-2013 | w
156 | Needle destroyer / Syringe Destroyer | OTH_NEED | 00076/NEED/2 | C | NEEDLE SYRINGE DESTROYYER | 1 |  | 2011-09-24 | SABARWAL SURGICALS | SABARWAL SURGICALS | NEW WARD | OTHERS | NIL | 2011-09-24 |  | 1650 | NO AMC |  |  |  | 2012-11-09 | w
157 | Needle destroyer / Syringe Destroyer | OTH_NEED | 00076/NEED/12 | C | MCP 1 | MCP 1 |  | 2013-03-09 | MSK MEDICAL | msk medical system | OPD | OTHERS | 20/2012-13.PWS | 2013-03-25 | 2014-04-25 | 3000 | NO AMC |  |  |  | 27-3-2013 | w
158 | Needle destroyer / Syringe Destroyer | OTH_NEED | 00076/NEED/5 | C | NEEDLE DESTROYER | 4 |  | 2012-01-17 | ESWARI SURGICALS | ESWARI SURGICALS | OPD | OTHERS | NIL | 2012-01-17 |  | 3570 | NO AMC |  |  |  | 2012-11-09 | w
159 | Needle destroyer / Syringe Destroyer | OTH_NEED | 00076/NEED/7 | C |  |  |  | 2008-12-27 | GIO LIF CAR EQUIPMENDS | tnhsp/tnmscengg/bmw | NEW WARD |  |  | 2008-12-27 |  | 4711 | NO AMC |  |  |  | 26-9-2012 | w
160 | Needle destroyer / Syringe Destroyer | OTH_NEED | 00076/NEED/1 | C |  |  |  | 2003-06-19 |  | linco scientific private ltd | lab | DMS |  |  |  | 2350 |  |  |  |  | 2012-01-02 | w
161 | Needle destroyer / Syringe Destroyer | OTH_NEED | 00076/NEED/3 | C | NEEDLE SYRINGE DESTROYER | 2 |  | 2011-09-24 | SEBARWAL SURGICALS | SEBARWAL SURGICALS | OT | OTHERS | NIL | 2011-09-24 |  | 1650 | NO AMC |  |  |  | 2012-11-09 | w
162 | Needle destroyer / Syringe Destroyer | OTH_NEED | 00076/NEED/11 | C |  |  |  |  | GLO LIFE CAR EQUIPMENT |  | OPD |  |  |  |  | 755 | NO AMC |  |  |  | 13-10-2012 | w
163 | Needle destroyer / Syringe Destroyer | OTH_NEED | 00076/NEED/9 | C | 10897 | 10897 |  | 2008-12-27 | Reprospaark | Glo Life Care Equipments | ICTC | TNHSP |  | 2010-07-13 |  | 755 | NO AMC |  |  |  | 29-9-2012 | w
164 | Needle destroyer / Syringe Destroyer | OTH_NEED | 00076/NEED/6 | C | NEEDLE SYRINGE DESTROYER | 5 |  | 2012-01-17 | ESWARI SURGICALS | ESWARI SURGICALS | LW | OTHERS | NIL | 2012-01-17 |  | 3570 | NO AMC |  |  |  | 2012-11-09 | w
165 | Needle destroyer / Syringe Destroyer | OTH_NEED | 00076/NEED/8 | C | 10889 | 10889 |  | 2008-12-27 | Reprospaark | Glo Life Care Equipments | General Laboratory | TNHSP |  | 2008-12-27 |  | 755 | NO AMC |  |  |  | 29-9-2012 | w
166 | Needle destroyer / Syringe Destroyer | OTH_NEED | 00076/NEED/4 | C | NEEDLAESYRINGE DESTROYER | 3 |  | 2011-09-24 | SEBARWAL | SEBARWAL SURGICALS | OPD | OTHERS | NIL | 2011-09-24 |  | 1650 | NO AMC |  |  |  | 2012-11-09 | w
167 | Needle destroyer / Syringe Destroyer | OTH_NEED | 00076/NEED/14 | C | NIL |  |  | 2013-04-19 | msk medical system | msk medical systemm | lab | OTHERS | 129 | 2013-04-19 | 2014-06-19 | 3000 | NO AMC |  |  |  | 27-4-2013 | w
168 | Photo Calorie Meter - Analog / Digital | LAB_CM | 00076/CM/1 | C | 181 photochem | 18194 |  | 2013-11-14 | aimil | m s k medical systems | LAB | OTHERS | 173 | 2013-11-14 |  | 10500 | AMC |  |  |  | 19-12-2013 | w
169 | Phototherapy Unit | NNE_PHTU | 00076/PHTU/1 | C |  |  |  | 2007-01-24 | PHOENIX | PHOENIX MEDICAL SYSTEM | NB |  |  | 2007-01-24 | 2008-01-24 | 0 |  |  |  |  | 18-12-2010 | w
170 | Phototherapy Unit | NNE_PHTU | 00076/PHTU/5 | C | [5 empty] | NEOTECH | Labour ward |  |  |  |  | 0 |  |  |  |  | 18-12-2010 | w
171 | Phototherapy Unit | NNE_PHTU | 00076/PHTU/4 | C |  |  |  | 2007-01-24 | PHOENIX | PHOENIX MEDICAL SYSTEM | AN |  |  | 2007-01-24 | 2008-01-24 | 0 |  |  |  |  | 18-12-2010 | w
172 | Phototherapy Unit | NNE_PHTU | 00076/PHTU/2 | C |  |  |  | 2007-01-24 | PHOENIX | PHOENIX MEDICAL SYSTEM | NB |  |  | 2007-01-24 | 2008-01-24 | 0 |  |  |  |  | 18-12-2010 | w
173 | Phototherapy Unit | NNE_PHTU | 00076/PHTU/3 | C |  |  |  | 2007-01-24 | PHOENIX | PHOENIX MEDICAL SYSTEM | NB |  |  | 2007-01-24 | 2008-01-24 | 0 |  |  |  |  | 18-12-2010 | w
174 | Radiant Warmer | NNE_RAWR | 00076/RAWR/1 | C | [5 empty] | PHONEIX | Labour ward |  |  |  |  | 0 |  |  |  |  | 18-12-2010 | w
175 | Refrigerator | LAB_REFR | 00076/REFR/3 | C | SAMSUNG | 3 |  | 2011-11-17 | SAMSUNG | INFINITE ENTERPRICES | OPD | OTHERS | 2C1/11-12/011632 | 2011-11-19 |  | 18800 | NO AMC |  |  |  | 2012-11-09 | w
176 | Refrigerator | LAB_REFR | 00076/REFR/1 | C | ELECTRO LUX 170LIT | 1 |  | 2007-12-21 | ELECTROLUX | DAVY PHARMAandamp;SURGICALS | LAB | TNHSP | TNHSP/TNMSC/P2G5/2007 | 2007-12-21 |  | 10816 | NO AMC |  |  |  | 2012-11-09 | w
177 | Refrigerator | LAB_REFR_T | 00076/REFR/3 | C | Electrolux |  |  | 2007-11-12 |  | AVEYPHARMA | NEPHRO |  |  | 2007-11-12 |  | 0 |  |  |  |  | 18-12-2010 | w
178 | Refrigerator | LAB_REFR_T | 00076/REFR/1 | C | Electrolux |  |  | 2007-11-12 |  | AVEYPHARMA | AN |  |  | 2007-11-12 |  | 0 |  |  |  |  | 18-12-2010 | w
179 | Refrigerator | LAB_REFR_T | 00076/REFR/4 | C | Electrolux |  |  | 2007-12-11 | Davey Pharma | Davey Pharma | lab | TNHSP |  | 2007-12-11 | 2008-12-11 | 0 | AMC |  | 2011-02-28 | Davey Pharma | 24-12-2010 | w
180 | Refrigerator | LAB_REFR_T | 00076/REFR/2 | C | Electrolux |  |  | 2007-11-12 |  | AVEYPHARMA | CH |  |  | 2007-11-12 |  | 0 |  |  |  |  | 18-12-2010 | w
181 | Refrigerator | LAB_REFR | 00076/REFR/2 | C | WHIRLPOOL 310 LI | 2 |  | 2007-11-09 | WHIRL POOL | USHA ELECTRONICS | OPD | OTHERS | NIL | 2007-11-09 |  | 14500 | NO AMC |  |  |  | 2012-11-09 | w
182 | Scaler - Dental (Ordinary / Ultrasonic) | DEN_SCA | 00076/SCA/1 | C | P6 | AA08547 |  | 2012-04-15 | UNICONDENMART | SS CHEMICALS | DENTAL OP | TNHSP | TNHSP/TNMSC/ENGG/P3E14/2009 | 2012-04-15 |  | 0 | NO AMC |  |  |  | 2012-11-09 | w
183 | Sterilizer Medium (Instrument) | OTE_STMD | 00076/STMD/1 | C | JUPPITER | 1 |  | 2008-09-10 | JUPITR | JUPITER | OPROOM | TNHSP | TNHSP/TNMSC/ENGG/P3E17/2008 | 2008-09-10 |  | 1456 | NO AMC |  |  |  | 2012-11-09 | w
184 | Sterilizer big (Instrument) | OTE_STBG | 00076/STBG/1 | C | BIG 16*9 | 1 |  | 2008-03-21 | SURYA SURGICALS | SURYA SURGICALS | LW | TNHSP | TNHSP/TNMSC/P2E20/2007 |  |  | 13130 | NO AMC |  |  |  | 2012-11-09 | w
185 | Suction Apparatus - Electrical | OTE_SAEL | 00076/SAEL/1 | C | 7A 23D |  |  | 2006-01-12 |  | Jupiter Manufacturing Works | AN |  |  | 2006-01-12 | 2007-12-01 | 0 |  |  |  |  | 18-12-2010 | w
186 | Suction Apparatus - Electrical | OTE_SAEL | 00076/SAEL/8 | C | VISAL | 3 |  | 2009-04-17 | VISAL | VISAL | OP | OTHERS | TNHSP/TNMSC/P3P6/2008 |  |  | 3900 | NO AMC |  |  |  | 2012-11-09 | w
187 | Suction Apparatus - Electrical | OTE_SAEL | 00076/SAEL/6 | C | VISAL | 1 |  | 2003-12-06 | VISAL HOSPITAL STEEL FURNITURE | VISAL HOSPITAL STEEL FURNITURE | LABOUR WARD | OTHERS | NIL | 2003-12-06 |  | 4750 | NO AMC |  |  |  | 18-12-2010 | w
188 | Suction Apparatus - Electrical | OTE_SAEL | 00076/SAEL/5 | C | VISAL HOSPITAL FURNITURE | 2 |  | 2009-04-17 | VISAL | VISAL | LW | OTHERS | TNHSP/TNMSC/ENG/P3P6/2008 | 2009-04-17 |  | 3900 | NO AMC |  |  |  | 18-12-2010 | w
189 | Suction Apparatus - Electrical | OTE_SAEL | 00076/SAEL/9 | C | VISAL | 5 |  | 2009-04-14 | VISAL | VISAL | OT | OTHERS | TNHSP/TNMSC/P3P6/2008 | 2009-04-17 |  | 3900 | NO AMC |  |  |  | 2012-11-09 | w
190 | Suction Apparatus - Electrical | OTE_SAEL | 00076/SAEL/3 | C | 7A 23D |  |  | 2006-01-12 |  | Jupiter Manufacturing Works | AN |  |  | 2006-01-12 | 2007-12-01 | 0 |  |  |  |  | 18-12-2010 | w
191 | Suction Apparatus - Electrical | OTE_SAEL | 00076/SAEL/4 | C | 7A 23D |  |  | 2006-01-12 |  | Jupiter Manufacturing Works | NB |  |  | 2006-01-12 | 2007-12-01 | 0 |  |  |  |  | 18-12-2010 | w
192 | Suction Apparatus - Electrical | OTE_SAEL | 00076/SAEL/7 | C | SUCTION | 4 |  | 2009-04-17 | VISAL | VISAL | OT | OTHERS | TNHSP/TNMSC/P2E6/2008 | 2009-04-17 |  | 3900 | NO AMC |  |  |  | 2012-11-09 | w
193 | Suction Apparatus - Electrical | OTE_SAEL | 00076/SAEL/2 | C | 7A 23D |  |  | 2006-01-12 |  | Jupiter Manufacturing Works | AN |  |  | 2006-01-12 | 2007-12-01 | 0 |  |  |  |  | 18-12-2010 | w
194 | Suction Apparatus - Foot operated | OTE_SAFO | 00076/SAFO/1 | C | FOOT OPERATED | 1 |  | 2009-05-27 | NIL | NIL | AMBULANCE | OTHERS | NIL | 2009-05-27 |  | 0 | NO AMC |  |  |  | 2012-11-09 | w
195 | VDRL Rotator/Shaker | LAB_VDRL | 00076/VDRL/1 | C | BI-194 | 2014080961 |  | 2014-09-27 | BDI | SOLOKRAFTSINDUSTRIES | LAB | TNHSP |  | 2015-09-27 | 2015-04-19 | 33810 | AMC |  |  |  | 27-12-2014 | w
196 | Water Bath/Ultrasonic Water Bath | LAB_WBAT | 00076/WBAT/1 | C |  |  |  | 2014-05-27 | jindal | smi | lab | TNHSP |  | 2014-09-18 |  | 8427 | AMC |  |  |  | 27-12-2014 | w
197 | Weighing machine adult | NNE_WTMA | 00076/WTMA/2 | C | ADULT | 2 |  | 2008-06-12 | JUPITER | JUPITER | OPD | TNHSP | TNHSP/TNMSC/ENGG/BMW8/2008 | 2008-06-12 |  | 563 | NO AMC |  |  |  | 2012-11-09 | w
198 | Weighing machine adult | NNE_WTMA | 00076/WTMA/1 | C | PRESTIGE | 1 |  | 2012-02-18 | PRESTIGE | ALAN MEDICALS | NEW WARD | TNHSP | TNHSP/TNMSC/ENGG/AG24/2011 | 2012-02-18 |  | 627 | NO AMC |  |  |  | 2012-11-09 | w
199 | Weighing machine infant | NNE_WTMB | 00076/WTMB/1 | C | BABY WEIGHING MACHINE | 1 |  | 2008-09-10 | JUPITER | JUPITER | Labour ward | TNHSP | TNHSP/TNMSC/ENG/P3E17/2008 | 2008-09-10 |  | 673 |  |  |  |  | 18-12-2010 | w
200 | Weighing machine infant | NNE_WTMB | 00076/WTMB/2 | C | BABY WEIGHING MACHINE | 2 |  | 2008-09-10 | JUPITER | JUPITER | OT | TNHSP | TNHSP/TNMSC/ENGG/P3E17.2008 | 2008-09-10 |  | 673 |  |  |  |  | 2012-11-09 | w
201 | ACER DESKTOP COMPUTER |  | 00076/undefined/1 |  |  |  |  | 2009-03-24 |  | CSR AYYANAR TRNSPORT | OFFICE | OTHERS |  |  |  | 25885 |  |  |  |  | 31-3-2012 | delete
202 | ALLEYS TISSUE FORCEPS |  | 00076/undefined/1 | [7 empty] | LABOUR WARD |  |  |  |  | 0 |  |  |  |  | 26-3-2012 | delete
203 | AMBU BAG |  | 00076/undefined/1 |  |  |  |  | 2008-10-14 |  | JUPITER MANUFACTRING WORKS |  | TNMSC |  |  |  | 730 |  |  |  |  | 31-3-2012 | delete
204 | AUTO CLAVE LABEL |  | 00076/undefined/1 | [6 empty] | SABERWAL SURGICAL CO.~(P0LTD | [5 empty] | 550 |  |  |  |  | 31-3-2012 | delete
205 | AYERS SPATULG |  | 00076/undefined/1 | [6 empty] | SABERWAL SURGICALS CO.~(P)LTD |  | OTHERS |  |  |  | 525 |  |  |  |  | 31-3-2012 | delete
206 | Alpha Bed with motor | OTH_ABM | 00076/ABM/1 | C | [5 empty] | jupiter | L WARD | OTHERS |  |  |  | 6600 | NO AMC |  |  |  | 2012-01-10 | w
207 | Auto Clave HP Vertical (2 bin) | OTE_ACV2 | 00076/ACV2/4 | C | [6 empty] | OT |  |  |  |  | 0 |  |  |  |  | 18-12-2010 | w
208 | Auto Clave HP Vertical (2 bin) | OTE_ACV2 | 00076/ACV2/3 | C | [6 empty] | Store room |  |  |  |  | 0 |  |  |  |  | 18-12-2010 | w
209 | Auto Clave HP Vertical (2 bin) | OTE_ACV2 | 00076/ACV2/1 | C | [6 empty] | Store room |  |  |  |  | 0 |  |  |  |  | 18-12-2010 | w
210 | Auto Clave HP Vertical (2 bin) | OTE_ACV2 | 00076/ACV2/2 | C | [6 empty] | Store room |  |  |  |  | 0 |  |  |  |  | 18-12-2010 | w
211 | Autoclave vertical single bin | OTE_ACV1 | 00076/ACV1/1 | C |  | 244 |  |  |  |  | OT | JDHS | 112/9 |  |  | 0 | NO AMC |  |  |  | 30-9-2012 | w
212 | Autoclave vertical single bin | OTE_ACV1 | 00076/ACV1/2 | C | [6 empty] | OPD | JDHS |  | 2003-05-06 |  | 0 | NO AMC |  |  |  | 30-9-2012 | w
213 | Autoclave vertical single bin | OTE_ACV1 | 00076/ACV1/3 | C |  |  |  | 2003-05-06 |  | JDHS ERODE | OT | TNMSC |  |  |  | 0 | NO AMC |  |  |  | 13-10-2012 | w
214 | B.P APPARAUS TYPE |  | 00076/undefined/1 | [6 empty] | TNHSP/PO OFFICE |  | TNMSC |  |  |  | 0 |  |  |  |  | 31-3-2012 | delete
215 | B.P.apparatus stand model | CRD_BPAS | 00076/BPAS/1 | C |  |  |  | 2008-12-12 |  | JUPITER MANUFACTURE WORKS | OPD | TNHSP |  |  |  | 2180 | NO AMC |  |  |  | 2012-04-10 | w
216 | B.P.apparatus table model | CRD_BPAT | 00076/BPAT/2 | C |  |  |  | 2014-01-28 | DIAMOND | MSK MEDICAL SYSTEMS | NCD | OTHERS |  | 2014-01-28 | 2015-01-28 | 2476 | AMC |  |  |  | 17-3-2014 | w
217 | B.P.apparatus table model | CRD_BPAT | 00076/BPAT/1 | C |  |  |  | 2014-01-28 | DIAMOND | MSK MEDICAL SYSTEM | OPD | OTHERS |  | 2014-01-28 | 2014-01-28 | 2476 | AMC |  |  |  | 17-3-2014 | w
218 | B.P.apparatus table model | CRD_BPAT | 00076/BPAT/3 | C |  |  |  | 2014-01-28 | DIAMOND | MSK MEDICAL SYSTEMS | NCD | OTHERS |  | 2014-01-28 | 2015-01-28 | 2476 | AMC |  |  |  | 17-3-2014
219 | BED SIDE SCREEN |  | 00076/undefined/1 | [6 empty] | JUPITER MFD WORKS |  | OTHERS |  |  |  | 2537 |  |  |  |  | 31-3-2012 | delete
220 | BIOPSYFORCEPSENDOCERVIKALCURRETTEENDOCERVIKALSPECULUM | NNE_LDRP | 00076/LDRP/1 | C | qqqqqqqqqqqqqq | 1218 |  | 2012-05-16 | solokrafts industries | solokrafts industries | LWARD12 | TNMSC | 1218 | 2012-05-16 |  | 0 |  |  |  |  | 23-7-2012 | delete
221 | BP CUFF |  | 00076/undefined/1 | [6 empty] | SABAEWAL SURGICAL CO.~(P)LTD |  | OTHERS |  |  |  | 170 |  |  |  |  | 31-3-2012 | delete
222 | BP.APPARATUS-STAND MODEL |  | 00076/undefined/1 | [6 empty] | JUPITER MANUFACTRING WORKS |  | TNHSP |  |  |  | 2180 |  |  |  |  | 31-3-2012 | delete
223 | BULL EYE LAMP |  | 00076/undefined/1 | [6 empty] | SABERWAL SURGICALS CO.~(P)LTD |  | OTHERS |  |  |  | 3200 |  |  |  |  | 31-3-2012 | delete
224 | Baby Incubator |  | 00076/undefined/1 |  |  |  |  | 2012-03-27 | Madras surgical and chemiucals chennai-2 |  |  | TNHSP |  | 2012-03-27 |  | 0 |  |  |  |  | 27-3-2012 | delete
225 | Baby Incubators | NNE_BINC | 00076/BINC/1 | C | [5 empty] | NEOTECH | Labour ward |  |  |  |  | 0 |  |  |  |  | 18-12-2010
226 | Baby Incubators | NNE_BINC | 00076/BINC/3 | B2 | 3010R | 7121278 |  | 2007-12-21 | NEOTECH | MADRAS SURGICALS | LW | TNHSP | TNHSP/TNMSC/P2E3/2007 | 2007-12-21 |  | 47880 | NO AMC |  |  |  | 2012-11-09 | w
227 | Baby Incubators | NNE_BINC | 00076/BINC/2 | C | 3010R |  |  |  | Madras Surgicals | Madras Surgicals | labour ward | TNHSP |  |  |  | 0 | AMC |  | 2011-02-28 | Madras Surgicals | 24-12-2010 | w
228 | Binocular Mircroscope | LAB_BIMS | 00076/BIMS/1 | B2 | BDI 13 A |  |  | 2014-01-23 | solokrafts | TNHSP/TNMSE/AG87c/2013 | LAB | TNMSC |  |  |  | 19530 | AMC |  |  |  | 17-3-2014 | w
229 | Bowl steriliser - Medium | OTE_BSMD | 00076/BSMD/1 | C | [5 empty] | Gluco care | OT |  |  |  |  | 0 |  |  |  |  | 18-12-2010 | w
230 | Bowl steriliser - Medium | OTE_BSMD | 00076/BSMD/2 | C | [5 empty] | Gluco care | OT |  |  |  |  | 0 |  |  |  |  | 18-12-2010 | w
231 | Boyles apparatus with Circle Abosrber | ANA_BACA | 00076/BACA/1 | B2 | COMPACT | 1 |  | 2011-05-06 | Landamp;T | Landamp;T | OT | TNHSP | 971/E9/TNHSP/2011 | 2011-05-06 |  | 0 | NO AMC |  |  |  | 2012-11-09 | w
232 | Boyles sylinder |  | 00076/undefined/1 |  | A |  |  | 2003-10-08 | Recd from G.H Erode | G.H Erode |  | JDHS |  |  |  | 0 |  |  |  |  | 2012-07-03 | delete
233 | Bucket for disposal of carbage ss |  | 00076/undefined/1 |  |  | 11 |  |  | solobrafts industries ltd | solobrafts industries ltd | new ward |  |  |  |  | 0 |  |  |  |  | 2012-07-03 | delete
234 | Bucket ss big size |  | 00076/undefined/1 |  |  | 8 |  | 2004-03-15 |  | solobrafts industries | New ward |  |  |  | 2004-03-15 | 0 |  |  |  |  | 2012-07-03 | delete
235 | CARDIAC HONITOR |  | 00076/undefined/1 | [6 empty] | TNHSB/PO OFFICE |  | TNMSC |  |  |  | 0 |  |  |  |  | 31-3-2012 | delete
236 | CCG BULB |  | 00076/undefined/1 | [6 empty] | SABARWAL SURGICAL CO.~(P)LTD |  | OTHERS |  |  |  | 90 |  |  |  |  | 31-3-2012 | delete
237 | CENTRIEIGE 6 TUBE |  | 00076/undefined/1 | [6 empty] | SABERWAL SURGICALS CO.~(P)LTD |  | OTHERS |  |  |  | 6000 |  |  |  |  | 31-3-2012 | delete
238 | COMPUTER MONITORS`PRINTERS RIBBON |  | 00076/undefined/1 | [6 empty] | TNHSP/PROFEET DIRECTOR |  | OTHERS |  |  |  | 416501 |  |  |  |  | 31-3-2012 | delete
239 | CRADLES |  | 00076/undefined/1 | [6 empty] | VISHAL HOSPITAL FURNITURE MFD(P) LTD | OFFICE | TNMSC |  |  |  | 2640 |  |  |  |  | 31-3-2012 | delete
240 | CRAMMER WIRE SPLINT |  | 00076/undefined/1 | [6 empty] | TNHSP/PO OFFICE ERODE |  | TNMSC |  |  |  | 0 |  |  |  |  | 31-3-2012 | delete
241 | CRVOTHERAPHY |  | 00076/undefined/1 | [6 empty] | TNMS ~EGMORE ~CHENNAI. |  | OTHERS |  |  |  | 24331 |  |  |  |  | 31-3-2012 | delete
242 | Cardiac Monitor | CRD_EBSM | 00076/EBSM/1 | C | NIL | 1 |  | 2009-05-27 | NIL | NIL | AMBULANCE | OTHERS | NIL |  |  | 0 |  |  |  |  | 2012-11-09 | w
243 | Centrifuge | LAB_COMC | 00076/COMC/1 | C | BDI 152 | 1 |  | 2011-03-20 | SOLOKRAFT | SOLOKRAFT | LAB | TNHSP | TNHSP/TNMSC/ENG/29E/2011 | 2012-03-20 |  | 5345 | NO AMC |  |  |  | 2012-11-09 | w
244 | Cot fonlers |  | 00076/undefined/1 |  |  | 9 |  | 2004-03-15 | solobrafts industries | solobrafts industries ltd | New ward |  |  |  |  | 17200 |  |  |  |  | 2012-07-03 | delete
245 | Cot with wheels ss 6*4 |  | 00076/undefined/1 |  |  |  |  | 2004-03-15 | solobrafts industries | solobrafts industries ltd | new ward |  |  |  |  | 0 |  |  |  |  | 2012-07-03 | delete
246 | DELIVERY KIT |  | 00076/undefined/1 | [6 empty] | TNHSP/PO OFFICE ERODE |  | TNMSC |  |  |  | 0 |  |  |  |  | 31-3-2012 | delete
247 | DELIVERY TABLE |  | 00076/undefined/1 | [6 empty] | VISHAL HOSPITAL FURNITURE MFD(P)LTD | OFFICE | TNMSC |  |  |  | 0 |  |  |  |  | 31-3-2012 | delete
248 | DIGITAL THERMO METER WITHBEEPES | [8 empty] | TNMSC NOO5992 |  | TNMSC |  |  |  | 0 |  |  |  |  | 31-3-2012 | delete
249 | DRESSING TROLLEY |  | 00076/undefined/1 |  |  |  |  | 2006-11-01 |  | SS CHEMICAL CHENNAI | SURGICAL | OTHERS |  |  |  | 17818 |  |  |  |  | 23-3-2012 | delete
250 | DRESSING TROLLY |  | 00076/undefined/1 |  |  |  |  | 2009-10-07 |  | SS CHEMICALS CHENNAI | SURGICAL | OTHERS |  |  |  | 3286 |  |  |  |  | 23-3-2012 | delete
251 | Dandamp;C SET |  | 00076/undefined/1 |  |  |  |  | 2007-03-19 |  |  |  | OTHERS |  |  |  | 0 | AMC |  |  |  | 26-3-2012 | delete
252 | Dental Chair(Electric/Hydraulic/Manual) | DEN_DECH | 00076/DECH/2 | B2 | T-16 DLX | 1 |  | 2012-04-15 | TECHNODENT PVT.LTD. |  | DENTAL OP | TNHSP | TNHSP/TNMSC/ENGG/P3E14/2009 | 2012-04-15 |  | 12600 |  |  |  |  | 2012-11-09 | w
253 | Dental Chair(Electric/Hydraulic/Manual) | DEN_DECH | 00076/undefined/1 | B2 | PANTOGRAPHIC DENTAL CHAIR |  |  | 2012-04-15 | SS CHEMICALS | SS CHEMICALS | OP | TNMSC |  |  |  | 131040 |  |  |  |  | 2012-12-05 | delete
254 | Diathermy Machine (Electric Cautery) | OTE_SDIA | 00076/SDIA/1 | B | OBS026 | 1 |  | 2007-06-15 | JUBITOR | JUBITOR | OT | OTHERS | NIL | 2011-05-22 |  | 18000 | NO AMC |  |  |  | 2012-11-09 | w
255 | ECG Machine-Multichannel/Page Writer | CRD_ECGMUL | 00076/ECGMUL/2 | B2 | PAGWRITERTRIM-1 | VS80620297 |  | 2007-02-06 |  | MADRASCHEMICALSSURGICALS | OPD | TNHSP |  |  |  | 93392 | NO AMC |  |  |  | 30-9-2012 | w
256 | ECG Machine-Multichannel/Page Writer | CRD_ECGMUL | 00076/ECGMUL/1 | B2 | PAGWRITERTRIN I | US80611267 |  | 2007-02-06 | PHLIPHS | MADRASSURGICALMADRAS | ECGROOM | OTHERS | 92206/Sandamp;B/1/2006 | 2007-02-06 |  | 85000 | NO AMC |  |  |  | 2012-11-09 | w
257 | ECG Monitor | CRD_ECGM | 00076/ECGM/1 | B | BPLCARDART61087 |  |  | 2012-07-07 | BPL | MSKMEDICALSYSTEMS | OPD | OTHERS |  |  |  | 26250 |  |  |  |  | 23-7-2012 | w
258 | ECG machine ordinary | CRD_ECGO | 00076/ECGO/4 | B | [6 empty] | Store |  |  |  |  | 0 |  |  |  |  | 18-12-2010 | w
259 | ECG machine ordinary | CRD_ECGO | 00076/ECGO/1 | B | [6 empty] | Store |  |  |  |  | 0 |  |  |  |  | 18-12-2010 | w
260 | ECG machine ordinary | CRD_ECGO | 00076/ECGO/3 | B | [5 empty] | BPL 108 | Scan room |  |  |  |  | 0 |  |  |  |  | 18-12-2010 | w
261 | ECG machine ordinary | CRD_ECGO | 00076/ECGO/5 | B2 | CARDIART 6108T | AVMN2F19986 |  | 2012-07-07 | BPL | MSK MEDICALS | ECG ROOM | OTHERS | NIL/DONATED | 2012-07-07 | 2012-07-07 | 25000 | NO AMC |  |  |  | 2012-11-09 | w
262 | ECG machine ordinary | CRD_ECGO | 00076/ECGO/2 | B | [5 empty] | PHILLIPS | Scan room |  |  |  |  | 0 |  |  |  |  | 18-12-2010 | w
263 | ESR 6 HOLDER |  | 00076/undefined/1 | [6 empty] | SABERWAL SURGICALS CO.~(P)LTD |  | OTHERS |  |  |  | 275 |  |  |  |  | 31-3-2012 | delete
264 | Electri centrifuger | LAB_CENT | 00076/CENT/1 | C | BDI-152 | 1 |  | 2011-10-12 | OLD MODEL | Sabarwall surgicals | Lab | TNHSP | NIL/LOCAL PURCHASE | 2011-10-12 |  | 6000 | NO AMC |  |  |  | 2012-09-06 | w
265 | Electric Calorimeter | LAB_CALO | 00076/CALO/1 | C | TNHSP/TNMSC/AG87b/2013-2 |  |  | 2014-03-12 | ROBONIK INDIA LTD | ROBONIK INDIA PVT. LTD | LAB | TNMSC |  | 2014-04-01 | 2015-03-01 | 20708 | AMC |  |  |  | 2014-01-04 | w
266 | Electrical Autoclave |  | 00076/undefined/1 |  |  | 1 |  | 2003-05-06 |  | DDHS | Labour ward | OTHERS |  |  |  | 0 | AMC |  |  |  | 22-3-2012 | delete
267 | FLOWMETER C BOTTLE |  | 00076/undefined/1 | [6 empty] | SABERWAL SURGICALS CO.~(P)LTD |  | OTHERS |  |  |  | 1250 |  |  |  |  | 31-3-2012 | delete
268 | FOOT STEP |  | 00076/undefined/1 | [6 empty] | SABERWAL SURGICAL |  | OTHERS |  |  |  | 4500 |  |  |  |  | 31-3-2012 | delete
269 | FOOT SUCTION |  | 00076/undefined/1 | [6 empty] | TNHSP/PO OFFICE ERODE |  | TNMSC |  |  |  | 0 |  |  |  |  | 31-3-2012 | delete
270 | Foetal Doppler | NNE_FDOP | 00076/FDOP/1 | C | SONOTRAX | 1 |  | 2007-10-02 | SONOTRAX | Madras Surgicals andamp; Chemicals | LW | TNHSP | TNHSP/TNMSC/ENG/P2E14 | 2007-10-02 | 2008-02-10 | 7500 | NO AMC |  |  |  | 18-12-2010 | w
271 | Foetal Doppler | NNE_FDOP | 00076/FDOP/2 | C | SONOTRXCAS PER SPEC |  |  | 2008-06-09 |  | VIBASH | L WARD | TNMSC |  |  |  | 7800 | NO AMC |  |  |  | 13-10-2012 | w
272 | Glucometer imported |  | 00076/undefined/1 |  |  | 3 |  | 2003-08-22 | Associated surgicals India | DMS supply | Laboratory | DMS |  |  |  | 3200 | AMC |  |  |  | 2012-07-03 | delete
273 | HAEMOGLOBINMETER |  | 00076/undefined/1 |  |  |  |  | 2006-10-11 |  | SS CHEMICALS CHANNAI | LABOROTRY | OTHERS |  |  |  | 1825 |  |  |  |  | 23-3-2012 | delete
274 | HCL INFO SYSTEMS |  | 00076/undefined/1 | [6 empty] | HCL INFO SYSTEMS |  | OTHERS |  |  |  | 0 |  |  |  |  | 31-3-2012 | delete
275 | HEAD MIRROR |  | 00076/undefined/1 | [6 empty] | SABERWAL SURGICAL CO.~(P)LTD |  | OTHERS |  |  |  | 550 |  |  |  |  | 31-3-2012 | delete
276 | HOSPITAL COT (ADULT) |  | 00076/undefined/1 |  |  |  |  | 2009-03-30 |  | SOLOKRAFTS INDUSTRIES |  | TNMSC |  |  |  | 0 |  |  |  |  | 31-3-2012 | delete
277 | HYPOPBRMIC GLASS SYLINGIER 10ML |  | 00076/undefined/1 | [6 empty] | TNMS |  | TNMSC |  |  |  | 0 |  |  |  |  | 31-3-2012 | delete
278 | Haemoglobinometer | LAB_HBMT | 00076/HBMT/2 | C | BDI-E56 | 201401 |  | 2014-10-27 | BDI | solokraft industries | LAB | TNHSP |  | 2014-09-27 | 2015-08-25 | 10185 | AMC |  |  |  | 27-12-2014 | w
279 | Haemoglobinometer | LAB_HBMT | 00076/HBMT/1 | C | ANS075 | 1 |  | 2007-04-07 | AKAS | AKAS MEDICAL EQUIPMENTS | NEW WARD | OTHERS | 103928/Sandamp;P/1/2006 | 2010-05-01 |  | 25376 | NO AMC |  |  |  | 2012-11-09 | w
280 | Hematology analyser | LAB_HEMA | 00076/HEMA/1 | B1 | XP100 ADVANCE VERSION OF KX21 | A3220 |  | 2014-03-15 | JAPAN | TRANSASIA | LAB | TNMSC | 78217/SandP/1/2013-3 | 2014-03-15 | 2017-03-15 | 396878 | AMC |  |  |  | 17-3-2014 | w
281 | IDLE MIRROR |  | 00076/undefined/1 | [6 empty] | SABREWAL SURGICAL |  | OTHERS |  |  |  | 275 |  |  |  |  | 31-3-2012 | delete
282 | INCH TAPE |  | 00076/undefined/1 | [6 empty] | SABERWAL SURGICAL CO.~(P)LIT |  | OTHERS |  |  |  | 45 |  |  |  |  | 31-3-2012 | delete
283 | INFUSION DROPER |  | 00076/undefined/1 | [12 empty] | 0 |  |  |  |  | 26-3-2012 | delete
284 | INJECTOMETER AGIGIA SYRINGE PUMP |  | 00076/undefined/1 | [6 empty] | MITI ELECTRONICS |  | OTHERS |  |  |  | 0 |  |  |  |  | 31-3-2012 | delete
285 | Infusion Pump/Infusion Syringe Pump/Insulin Syringe Pump | CRD_INPM | 00076/INPM/1 | C | ANS075 |  |  | 2007-04-17 | AKAS | AKAS MEDICALS |  | TNMSC | 103928/Sandamp;P/2006 | 2007-04-17 |  | 25376 | NO AMC |  |  |  | 2012-03-11 | w
286 | JOBSON PROBE |  | 00076/undefined/1 | [6 empty] | SABERWAL SURGICAL CO.~(P)LTD |  | OTHERS |  |  |  | 195 |  |  |  |  | 31-3-2012 | delete
287 | JV STAND SS WITH OUT WHEEL |  | 00076/undefined/1 | [6 empty] | SABERWAL SURGICALS CO.~(P)LTD |  | OTHERS |  |  |  | 18720 |  |  |  |  | 31-3-2012 | delete
288 | KIDNEY TRAY |  | 00076/undefined/1 | [6 empty] | TNHSP/PO OFFICE ERODE |  | TNMSC |  |  |  | 0 |  |  |  |  | 31-3-2012 | delete
289 | KNEE HAMMER |  | 00076/undefined/1 | [6 empty] | SABERWAL SURGICAL CO.~(P)LTD |  | OTHERS |  |  |  | 325 |  |  |  |  | 31-3-2012 | delete
290 | Knee hammer | SUR_KEHM | 00076/KEHM/2 | C |  |  |  | 2011-09-24 | SABARWAL SURGICALS | SABARWAL SURGICALS | OPD | TNMSC |  |  |  | 260 | NO AMC |  |  |  | 13-10-2012 | w
291 | Knee hammer | SUR_KEHM | 00076/KEHM/1 | C |  |  |  | 2011-09-24 | SABARWALSURGICAL | SABARWAL SURGICAL | N WARD | TNMSC |  |  |  | 65 | NO AMC |  |  |  | 13-10-2012 | w
292 | LARNGOSCOPE C 2BLADE |  | 00076/undefined/1 | [6 empty] | SABERWAL SURGICAL CO.~(P)LTD |  | OTHERS |  |  |  | 750 |  |  |  |  | 31-3-2012 | delete
293 | LARYNGOSCOPE FOUR BLADE SET |  | 00076/undefined/1 | [6 empty] | TNHSP/PO OFFICER |  | TNMSC |  |  |  | 0 |  |  |  |  | 31-3-2012 | delete
294 | LASER PRINTER |  | 00076/undefined/1 |  | HL5250DN |  |  | 2009-05-18 |  | LIPI DATA SYSTEM LTD |  | TNMSC |  |  |  | 8840 |  |  |  |  | 31-3-2012 | delete
295 | Laproscope Double Puncture | END_LDP_T | 00076/LDP/1 | C | STORTZ |  |  | 2007-05-15 | STORTZ | VISHAL SURGICAL | C.OT |  |  | 2007-05-15 | 2008-05-15 | 0 |  |  |  |  | 18-12-2010 | w
296 | Laryngoscope(Adult) | ENT_LAGA | 00076/LAGA/2 | C |  |  |  | 2009-05-27 |  |  | AMB ULANCE | TNHSP |  |  |  | 0 | NO AMC |  |  |  | 2012-04-10 | w
297 | Laryngoscope(Adult) | ENT_LAGA | 00076/LAGA/1 | C | ADULT | 1 |  | 2011-10-12 | SABARWAL SURGICALS | SABARWAL SURGICALS | OT | OTHERS | NIL /LOCAL PURCHASE | 2011-10-12 |  | 750 | NO AMC |  |  |  | 2012-11-09 | w
298 | Light Cure Unit - Dental | DEN_LCU | 00076/LCU/1 | C | TECHNODENT CU 100 | 1 |  | 2012-04-15 | TECHNODENT | SS CHEMICALS | DENTAL OP | TNHSP | TNHSP/TNMSC/ENGG/P3E14/2009 | 2012-04-20 |  | 0 | NO AMC |  |  |  | 2012-11-09 | w
299 | MAGILES FORCAPS |  | 00076/undefined/1 | [6 empty] | TNHSP/PO OFFICE ERODE |  | TNMSC |  |  |  | 0 |  |  |  |  | 31-3-2012 | delete
300 | MAGNA VISION (MODEL-MEDITECH) |  | 00076/undefined/1 | [6 empty] | SABERWALL SURGICALS CO.(P) LTD |  | OTHERS |  |  |  | 3640 |  |  |  |  | 31-3-2012 | delete
301 | MAGNA VISION SCREENING KIT |  | 00076/undefined/1 |  |  |  |  | 2009-08-05 |  | MADRAS SURGICAL |  | OTHERS |  |  |  | 4628 |  |  |  |  | 31-3-2012 | delete
302 | MAGNAVISION LAMP |  | 00076/undefined/1 | [6 empty] | JUPITER MFD WORK |  | OTHERS |  |  |  | 4576 |  |  |  |  | 31-3-2012 | delete
303 | METAL EAR SYRINGE |  | 00076/undefined/1 | [6 empty] | SABERWAL SURGICALCO.~(P) LTD |  | OTHERS |  |  |  | 800 |  |  |  |  | 31-3-2012 | delete
304 | MICROTONE STETHESCOPE |  | 00076/undefined/1 | [6 empty] | SABERWAL SURGICAL CO.~(P0LTD |  | OTHERS |  |  |  | 2200 |  |  |  |  | 31-3-2012 | delete
305 | MORTUARY KIT |  | 00076/undefined/1 | [6 empty] | SOLOKRAFTS INDUSTRIES |  | OTHERS |  |  |  | 8424 |  |  |  |  | 31-3-2012 | delete
306 | MOUTH GAG |  | 00076/undefined/1 | [6 empty] | TNHSP/PO OFFICER ERODE |  | TNMSC |  |  |  | 0 |  |  |  |  | 31-3-2012 | delete
307 | Magnavision Lamp | NNE_MAGL | 00076/MAGL/3 | C |  |  |  | 2012-03-20 | SOLOKRAFTINDTRIES | SOLOKRAFTSINDUSTRIES | L WARD | TNMSC |  |  |  | 7337 | NO AMC |  |  |  | 2012-04-10 | w
308 | Magnavision Lamp | NNE_MAGL | 00076/MAGL/2 | C | 8008 | 2 |  | 2011-03-31 | SPARX | JUPITER | LW | DRHM | 04R/NRHM/TNMSC/ENGG/2011 | 2012-01-09 |  | 4516 | NO AMC |  |  |  | 2012-11-09 | w
309 | Magnavision Lamp | NNE_MAGL | 00076/MAGL/1 | C | MEDITECH | 1 |  | 2009-10-07 | MEDITECH | SEBARWAL SURGICALS | LW | DRHM | 04/NRHM/HSP/TNMSC/2009 | 2010-05-22 |  | 3640 | NO AMC |  |  |  | 2012-11-09 | w
310 | Mannual Colposcope | GYN_CALPM | 00076/CALPM/1 | C | ARI II 1D | R20130200 |  | 2013-03-09 | ARI TECHNOLOGY | SOUTH INDIA SURGICALS | LW | TNHSP | TNHSP/TNMSC/ENGG/AG30/2011 | 2013-03-26 | 2014-03-25 | 136500 | NO AMC |  |  |  | 27-3-2013 | w
311 | Medicine trolly |  | 00076/undefined/1 |  |  |  |  | 2008-06-12 |  | solorkraft industries |  | TNHSP |  |  |  | 0 |  |  |  |  | 27-3-2012 | delete
312 | Micro Centrifuge/Microliter Centrifuge | LAB_MCF | 00076/MCF/1 | C | BBI 152 |  |  | 2011-03-20 |  | M/S SOLOGRAFTS INDRASTRIES |  | TNMSC |  |  |  | 5345 | NO AMC |  |  |  | 13-10-2012 | w
313 | Multi Para Monitor | CRD_MPM_T | 00076/MPM/1 | B | KERNAL |  |  | 2007-07-02 |  | SILICON LAB PVT LTD | B.OT |  |  | 2007-07-02 | 2008-02-07 | 0 |  |  |  |  | 18-12-2010 | w
314 | Multi Para Monitor | CRD_MPM | 00076/MPM/1 | B2 | G3D |  |  | 2014-07-15 | CHINA | TRANS HEALTH CAR INDIA P LD | OT | TNMSC | PO NO17240/TNMSC/ENGG/2014-3 PO DATED 16/05/2014 | 2014-07-15 | 2017-07-14 | 63000 | AMC |  |  |  | 26-8-2014 | w
315 | N2o cyclinder for boyels appartus |  | 00076/undefined/1 |  |  |  |  | 2009-03-21 |  | solokraft industries |  | OTHERS |  |  |  | 0 |  |  |  |  | 27-3-2012 | delete
316 | NEBULIZER KIT ADULT |  | 00076/undefined/1 | [6 empty] | SABERWAL SURGICALS CO.~(P)LTD |  | OTHERS |  |  |  | 150 |  |  |  |  | 31-3-2012 | delete
317 | NEEDEL DESTROYER |  | 00076/undefined/1 | [6 empty] | G/O LIFE CARE EQUIPMENTS |  | TNHSP |  |  |  | 4711 |  |  |  |  | 31-3-2012 | delete
318 | NEEDEL DESTROYER |  | 00076/undefined/1 | [6 empty] | SABERWAL SURGICALS |  | OTHERS |  |  |  | 4950 |  |  |  |  | 31-3-2012 | delete
319 | Nebuliser Adult | OTH_NEBA | 00076/NEBA/2 | C | 4235CE | 113029661 |  | 2012-08-01 | NIDEK |  | INJECTION OP | OTHERS | nil/local purchase |  |  | 2700 |  |  |  |  | 2012-09-08 | w
320 | Nebuliser Adult | OTH_NEBA | 00076/NEBA/1 | C | 4235CE | 113029662 |  | 2012-07-31 | NIDEK | MSK MEDICAL SYSTEM | NEW WARD | OTHERS | nil/local purchase | 2012-07-31 |  | 2700 | NO AMC |  |  |  | 2012-09-08 | w
321 | Needle destroyer / Syringe Destroyer | OTH_NEED | 00076/NEED/13 | C | MCP 2 | MCP 2 |  | 2013-02-26 | MSK | MSK | NEW WARD | OTHERS | 20/2012-13 | 2013-02-26 | 2014-02-25 | 3000 | NO AMC |  |  |  | 27-3-2013 | w
322 | Needle destroyer / Syringe Destroyer | OTH_NEED | 00076/NEED/2 | C | NEEDLE SYRINGE DESTROYYER | 1 |  | 2011-09-24 | SABARWAL SURGICALS | SABARWAL SURGICALS | NEW WARD | OTHERS | NIL | 2011-09-24 |  | 1650 | NO AMC |  |  |  | 2012-11-09 | w
323 | Needle destroyer / Syringe Destroyer | OTH_NEED | 00076/NEED/12 | C | MCP 1 | MCP 1 |  | 2013-03-09 | MSK MEDICAL | msk medical system | OPD | OTHERS | 20/2012-13.PWS | 2013-03-25 | 2014-04-25 | 3000 | NO AMC |  |  |  | 27-3-2013 | w
324 | Needle destroyer / Syringe Destroyer | OTH_NEED | 00076/NEED/5 | C | NEEDLE DESTROYER | 4 |  | 2012-01-17 | ESWARI SURGICALS | ESWARI SURGICALS | OPD | OTHERS | NIL | 2012-01-17 |  | 3570 | NO AMC |  |  |  | 2012-11-09 | w
325 | Needle destroyer / Syringe Destroyer | OTH_NEED | 00076/NEED/7 | C |  |  |  | 2008-12-27 | GIO LIF CAR EQUIPMENDS | tnhsp/tnmscengg/bmw | NEW WARD |  |  | 2008-12-27 |  | 4711 | NO AMC |  |  |  | 26-9-2012 | w
326 | Needle destroyer / Syringe Destroyer | OTH_NEED | 00076/NEED/1 | C |  |  |  | 2003-06-19 |  | linco scientific private ltd | lab | DMS |  |  |  | 2350 |  |  |  |  | 2012-01-02 | w
327 | Needle destroyer / Syringe Destroyer | OTH_NEED | 00076/NEED/3 | C | NEEDLE SYRINGE DESTROYER | 2 |  | 2011-09-24 | SEBARWAL SURGICALS | SEBARWAL SURGICALS | OT | OTHERS | NIL | 2011-09-24 |  | 1650 | NO AMC |  |  |  | 2012-11-09 | w
328 | Needle destroyer / Syringe Destroyer | OTH_NEED | 00076/NEED/11 | C |  |  |  |  | GLO LIFE CAR EQUIPMENT |  | OPD |  |  |  |  | 755 | NO AMC |  |  |  | 13-10-2012 | w
329 | Needle destroyer / Syringe Destroyer | OTH_NEED | 00076/NEED/9 | C | 10897 | 10897 |  | 2008-12-27 | Reprospaark | Glo Life Care Equipments | ICTC | TNHSP |  | 2010-07-13 |  | 755 | NO AMC |  |  |  | 29-9-2012 | w
330 | Needle destroyer / Syringe Destroyer | OTH_NEED | 00076/NEED/6 | C | NEEDLE SYRINGE DESTROYER | 5 |  | 2012-01-17 | ESWARI SURGICALS | ESWARI SURGICALS | LW | OTHERS | NIL | 2012-01-17 |  | 3570 | NO AMC |  |  |  | 2012-11-09 | w
331 | Needle destroyer / Syringe Destroyer | OTH_NEED | 00076/NEED/8 | C | 10889 | 10889 |  | 2008-12-27 | Reprospaark | Glo Life Care Equipments | General Laboratory | TNHSP |  | 2008-12-27 |  | 755 | NO AMC |  |  |  | 29-9-2012 | w
332 | Needle destroyer / Syringe Destroyer | OTH_NEED | 00076/NEED/4 | C | NEEDLAESYRINGE DESTROYER | 3 |  | 2011-09-24 | SEBARWAL | SEBARWAL SURGICALS | OPD | OTHERS | NIL | 2011-09-24 |  | 1650 | NO AMC |  |  |  | 2012-11-09 | w
333 | Needle destroyer / Syringe Destroyer | OTH_NEED | 00076/NEED/14 | C | NIL |  |  | 2013-04-19 | msk medical system | msk medical systemm | lab | OTHERS | 129 | 2013-04-19 | 2014-06-19 | 3000 | NO AMC |  |  |  | 27-4-2013 | w
334 | O2 cylinder for ward 15 lit |  | 00076/undefined/1 |  |  |  |  | 2008-03-21 |  | solarkraft industries |  | OTHERS |  |  |  | 0 |  |  |  |  | 27-3-2012 | delete
335 | O2 cylinder foro boyies apparatus 5 ltr |  | 00076/undefined/1 |  |  |  |  | 2008-03-21 |  | solokrafts industries |  | OTHERS |  |  |  | 0 |  |  |  |  | 27-3-2012 | delete
336 | O2 cylinder scanned |  | 00076/undefined/1 |  |  |  |  | 2009-03-21 |  | solorkraft industries |  | OTHERS |  |  |  | 0 |  |  |  |  | 27-3-2012 | delete
337 | OBS 090 MAYORS TABLE (SMALL) |  | 00076/undefined/1 |  |  |  |  | 2007-03-07 |  | MADRAS SURGICALS andamp; CHEMICALS |  | OTHERS |  | 2007-03-08 |  | 3105 |  |  |  |  | 26-3-2012 | delete
338 | OBS 158 APPARATES WITH CUPS |  | 00076/undefined/1 | [10 empty] | 2007-06-15 |  | 0 | AMC |  |  |  | 26-3-2012 | delete
339 | ORT 123 ALPHABES WITH MOTOR |  | 00076/undefined/1 |  |  |  |  | 2007-06-15 |  | JUPITER MANUFACTURING WORKS ~ CBE | [5 empty] | 0 | AMC |  |  |  | 26-3-2012 | delete
340 | OXYGEN FILLED CYLINDER WUTH SET |  | 00076/undefined/1 | [6 empty] | TNHSP/JPHS OFFICE ERODE |  | OTHERS |  |  |  | 0 |  |  |  |  | 31-3-2012 | delete
341 | Operation Table Hydraulic Major | OTE_TAMA | 00076/TAMA/3 | B2 | Jupiter 205 |  |  |  | Jupiter | Jupiter | OT | TNHSP |  |  |  | 0 | AMC |  | 2011-02-28 | Jupiter | 24-12-2010 | w
342 | Operation Table Hydraulic Major | OTE_TAMA | 00076/TAMA/1 | B2 | [5 empty] | Siemens | OT |  |  |  |  | 0 |  |  |  |  | 18-12-2010 | w
343 | P.S SET |  | 00076/undefined/1 | [6 empty] | GOVT HEAD QTS |  | OTHERS |  |  |  | 0 |  |  |  |  | 31-3-2012 | delete
344 | PEDIATRIC COT(STEEL0 |  | 00076/undefined/1 | [6 empty] | VISHAL HOSPITAL FURNITURE MFD(P)LTD |  | OTHERS |  |  |  | 24024 |  |  |  |  | 31-3-2012 | delete
345 | PLASTIC BUCKET WITH LIO 15 LITER |  | 00076/undefined/1 |  |  |  |  | 2012-03-19 |  | HILLS PHARMACHUTICALS~CHENNAI | N WARD~LABOUR WARD ~LAB~OPD~ICTC LAB | TNMSC |  |  |  | 3107 |  |  |  |  | 31-3-2012 | delete
346 | Photo Calorie Meter - Analog / Digital | LAB_CM | 00076/CM/1 | C | 181 photochem | 18194 |  | 2013-11-14 | aimil | m s k medical systems | LAB | OTHERS | 173 | 2013-11-14 |  | 10500 | AMC |  |  |  | 19-12-2013 | w
347 | Phototherapy Unit | NNE_PHTU | 00076/PHTU/1 | C |  |  |  | 2007-01-24 | PHOENIX | PHOENIX MEDICAL SYSTEM | NB |  |  | 2007-01-24 | 2008-01-24 | 0 |  |  |  |  | 18-12-2010 | w
348 | Phototherapy Unit | NNE_PHTU | 00076/PHTU/5 | C | [5 empty] | NEOTECH | Labour ward |  |  |  |  | 0 |  |  |  |  | 18-12-2010 | w
349 | Phototherapy Unit | NNE_PHTU | 00076/PHTU/4 | C |  |  |  | 2007-01-24 | PHOENIX | PHOENIX MEDICAL SYSTEM | AN |  |  | 2007-01-24 | 2008-01-24 | 0 |  |  |  |  | 18-12-2010 | w
350 | Phototherapy Unit | NNE_PHTU | 00076/PHTU/2 | C |  |  |  | 2007-01-24 | PHOENIX | PHOENIX MEDICAL SYSTEM | NB |  |  | 2007-01-24 | 2008-01-24 | 0 |  |  |  |  | 18-12-2010 | w
351 | Phototherapy Unit | NNE_PHTU | 00076/PHTU/3 | C |  |  |  | 2007-01-24 | PHOENIX | PHOENIX MEDICAL SYSTEM | NB |  |  | 2007-01-24 | 2008-01-24 | 0 |  |  |  |  | 18-12-2010 | w
352 | Pulse Oximeter | CRD_SPO2 | 00076/SPO2/3 | B | [6 empty] | Store |  |  |  |  | 0 |  |  |  |  | 18-12-2010 | w
353 | Pulse Oximeter | CRD_SPO2 | 00076/SPO2/1 | B | TOP 800 |  |  | 2007-07-02 |  | SOUTHERN MEDICAL SYSTEM | AEOT |  |  | 2007-07-02 | 2008-02-07 | 0 |  |  |  |  | 18-12-2010 | w
354 | Pulse Oximeter | CRD_SPO2 | 00076/SPO2/2 | B | TOP 800 |  |  | 2007-07-02 |  | SOUTHERN MEDICAL SYSTEM | BOT |  |  | 2007-07-02 | 2008-02-07 | 0 |  |  |  |  | 18-12-2010 | w
355 | Pulse Oximeter | CRD_SPO2 | 00076/SPO2/4 | B | Stellar - P |  |  |  | Landamp;T | Landamp;T | OT | TNHSP |  |  |  | 0 | AMC |  | 2011-02-28 | Landamp;T | 24-12-2010 | w
356 | Pulse Oximeter | CRD_SPO2 | 00076/SPO2/5 | B2 | STELLAR | S07P25249 |  | 2008-01-08 | Landamp;T | Landamp;T |  | TNHSP | TNHSP/TNMSC/P2E9/2007 | 2008-01-10 |  | 33750 | NO AMC |  |  |  | 2012-11-09 | w
357 | Pulse oximeter |  | 00076/undefined/1 |  |  |  |  | 2009-01-08 | Larsen | Larsen and Toubrs ltd |  | TNHSP |  |  |  | 0 |  |  |  |  | 27-3-2012 | delete
358 | REFRIGERATOR 170L AND STABILIZER |  | 00076/undefined/1 |  | ELECTROBIER |  |  | 2007-11-17 |  | DAVEY PHARMA AND SURGICALS |  | OTHERS |  | 2007-12-21 |  | 10816 |  |  |  |  | 26-3-2012 | delete
359 | REVOLVING STOOL |  | 00076/undefined/1 |  |  |  |  | 2009-04-13 |  | VISHAL HOSPITAL MFD(P) LTD | OFFICE | TNMSC |  |  |  | 480 |  |  |  |  | 31-3-2012 | delete
360 | RING LENS SYSTEM WITH ILLUMINATION |  | 00076/undefined/1 | [6 empty] | SOLOKRAFTS INDUSTRIES |  | OTHERS |  |  |  | 7337 |  |  |  |  | 31-3-2012 | delete
361 | ROLOMETER WITH HUMIDIFIER BOTTL |  | 00076/undefined/1 | [6 empty] | CO OPRATIVE STORE LTD |  | OTHERS |  |  |  | 1790 |  |  |  |  | 31-3-2012 | delete
362 | Radiant Warmer | NNE_RAWR | 00076/RAWR/1 | C | [5 empty] | PHONEIX | Labour ward |  |  |  |  | 0 |  |  |  |  | 18-12-2010 | w
363 | Refrigerator | LAB_REFR | 00076/REFR/3 | C | SAMSUNG | 3 |  | 2011-11-17 | SAMSUNG | INFINITE ENTERPRICES | OPD | OTHERS | 2C1/11-12/011632 | 2011-11-19 |  | 18800 | NO AMC |  |  |  | 2012-11-09 | w
364 | Refrigerator | LAB_REFR | 00076/REFR/1 | C | ELECTRO LUX 170LIT | 1 |  | 2007-12-21 | ELECTROLUX | DAVY PHARMAandamp;SURGICALS | LAB | TNHSP | TNHSP/TNMSC/P2G5/2007 | 2007-12-21 |  | 10816 | NO AMC |  |  |  | 2012-11-09 | w
365 | Refrigerator | LAB_REFR_T | 00076/REFR/3 | C | Electrolux |  |  | 2007-11-12 |  | AVEYPHARMA | NEPHRO |  |  | 2007-11-12 |  | 0 |  |  |  |  | 18-12-2010 | w
366 | Refrigerator | LAB_REFR_T | 00076/REFR/1 | C | Electrolux |  |  | 2007-11-12 |  | AVEYPHARMA | AN |  |  | 2007-11-12 |  | 0 |  |  |  |  | 18-12-2010 | w
367 | Refrigerator | LAB_REFR_T | 00076/REFR/4 | C | Electrolux |  |  | 2007-12-11 | Davey Pharma | Davey Pharma | lab | TNHSP |  | 2007-12-11 | 2008-12-11 | 0 | AMC |  | 2011-02-28 | Davey Pharma | 24-12-2010 | w
368 | Refrigerator | LAB_REFR_T | 00076/REFR/2 | C | Electrolux |  |  | 2007-11-12 |  | AVEYPHARMA | CH |  |  | 2007-11-12 |  | 0 |  |  |  |  | 18-12-2010 | w
369 | Refrigerator | LAB_REFR | 00076/REFR/2 | C | WHIRLPOOL 310 LI | 2 |  | 2007-11-09 | WHIRL POOL | USHA ELECTRONICS | OPD | OTHERS | NIL | 2007-11-09 |  | 14500 | NO AMC |  |  |  | 2012-11-09 | w
370 | SPLIT AC MACHINE |  | 00076/undefined/1 | [6 empty] | ALE LE MACHINE FITTED |  | OTHERS |  |  |  | 0 |  |  |  |  | 31-3-2012 | delete
371 | STATHOSCOPE PAEDIATRIC |  | 00076/undefined/1 | [6 empty] | SABARWAL SURGICAL CO.~(p)LTD |  | OTHERS |  |  |  | 1350 |  |  |  |  | 31-3-2012 | delete
372 | STEEL RACK |  | 00076/undefined/1 | [6 empty] | MARUTHI OFFICE EQUIPMENT |  | OTHERS |  |  |  | 7100 |  |  |  |  | 31-3-2012 | delete
373 | STETHOSCOPE STANDARAD TYPE |  | 00076/undefined/1 | [6 empty] | TNHSP/PO OFFICE ERODE |  | TNMSC |  |  |  | 0 |  |  |  |  | 31-3-2012 | delete
374 | SUCTION BULB |  | 00076/undefined/1 | [6 empty] | SABERWAL SURGICAL CO.~(P)LTD |  | OTHERS |  |  |  | 75 |  |  |  |  | 31-3-2012 | delete
375 | SUCTION TIP ST |  | 00076/undefined/1 | [6 empty] | SABERWAL SURGICAL CO.~(P)LT |  | OTHERS |  |  |  | 170 |  |  |  |  | 31-3-2012 | delete
376 | Scaler - Dental (Ordinary / Ultrasonic) | DEN_SCA | 00076/SCA/1 | C | P6 | AA08547 |  | 2012-04-15 | UNICONDENMART | SS CHEMICALS | DENTAL OP | TNHSP | TNHSP/TNMSC/ENGG/P3E14/2009 | 2012-04-15 |  | 0 | NO AMC |  |  |  | 2012-11-09 | w
377 | Semi auto analyser | LAB_SEAA | 00076/SEAA/2 | B2 | TNHSP/TNMSC/AG87b/2013-2 |  |  | 2014-03-12 | ROBONIKINDIALTD | ROBONIK INDIA PVT LTD | LAB | TNMSC |  | 2014-04-01 | 2017-03-31 | 50343 | AMC |  |  |  | 2014-01-04 | w
378 | Shadowless Lamp |  | 00076/undefined/1 |  |  |  |  | 2003-11-11 | Jupiter Works ltd Vadavalli~ Coi8mbatore | JDHSandamp; TNHSP/TNMSC | Labour Ward | JDHS |  |  |  | 0 |  |  |  |  | 2012-07-03 | delete
379 | Shadowless Lamp stand model | OTE_MOLT | 00076/MOLT/3 | B | OLD | 3/X-RAY |  | 2008-12-12 | JUPITER | JUPITER MFC | X-RAY ROOM | TNHSP | TNHSP/TNMSC/P3E3/2008 | 2008-12-12 |  | 25400 | NO AMC |  |  |  | 2012-11-09 | w
380 | Shadowless Lamp stand model | OTE_MOLT | 00076/MOLT/2 | B | stand type | 2/OT |  | 2008-12-12 | jupiter | jupiter mfc | ot | TNHSP |  | 2008-12-12 |  | 26416 | NO AMC |  |  |  | 2012-11-09 | w
381 | Shadowless Lamp stand model | OTE_MOLT | 00076/MOLT/1 | B | OLD | 1/LW |  |  |  |  | LW |  | NIL |  |  | 0 |  |  |  |  | 18-12-2010 | w
382 | Shadowless lamp |  | 00076/undefined/1 |  |  |  |  | 2008-12-12 | Jupiter woeks | TNHSP/TNMSC | OT | TNHSP |  |  |  | 25400 |  |  |  |  | 2012-07-03 | delete
383 | Sterilizer Medium (Instrument) | OTE_STMD | 00076/STMD/1 | C | JUPPITER | 1 |  | 2008-09-10 | JUPITR | JUPITER | OPROOM | TNHSP | TNHSP/TNMSC/ENGG/P3E17/2008 | 2008-09-10 |  | 1456 | NO AMC |  |  |  | 2012-11-09 | w
384 | Sterilizer big (Instrument) | OTE_STBG | 00076/STBG/1 | C | BIG 16*9 | 1 |  | 2008-03-21 | SURYA SURGICALS | SURYA SURGICALS | LW | TNHSP | TNHSP/TNMSC/P2E20/2007 |  |  | 13130 | NO AMC |  |  |  | 2012-11-09 | w
385 | Sterilizer big 16"X9" |  | 00076/undefined/1 |  |  |  |  | 2008-03-21 |  | Surya surgical industries |  | OTHERS |  |  |  | 0 |  |  |  |  | 27-3-2012 | delete
386 | Suction Apparatus - Electrical | OTE_SAEL | 00076/SAEL/1 | C | 7A 23D |  |  | 2006-01-12 |  | Jupiter Manufacturing Works | AN |  |  | 2006-01-12 | 2007-12-01 | 0 |  |  |  |  | 18-12-2010 | w
387 | Suction Apparatus - Electrical | OTE_SAEL | 00076/SAEL/8 | C | VISAL | 3 |  | 2009-04-17 | VISAL | VISAL | OP | OTHERS | TNHSP/TNMSC/P3P6/2008 |  |  | 3900 | NO AMC |  |  |  | 2012-11-09 | w
388 | Suction Apparatus - Electrical | OTE_SAEL | 00076/SAEL/6 | C | VISAL | 1 |  | 2003-12-06 | VISAL HOSPITAL STEEL FURNITURE | VISAL HOSPITAL STEEL FURNITURE | LABOUR WARD | OTHERS | NIL | 2003-12-06 |  | 4750 | NO AMC |  |  |  | 18-12-2010 | w
389 | Suction Apparatus - Electrical | OTE_SAEL | 00076/SAEL/5 | C | VISAL HOSPITAL FURNITURE | 2 |  | 2009-04-17 | VISAL | VISAL | LW | OTHERS | TNHSP/TNMSC/ENG/P3P6/2008 | 2009-04-17 |  | 3900 | NO AMC |  |  |  | 18-12-2010 | w
390 | Suction Apparatus - Electrical | OTE_SAEL | 00076/SAEL/9 | C | VISAL | 5 |  | 2009-04-14 | VISAL | VISAL | OT | OTHERS | TNHSP/TNMSC/P3P6/2008 | 2009-04-17 |  | 3900 | NO AMC |  |  |  | 2012-11-09 | w
391 | Suction Apparatus - Electrical | OTE_SAEL | 00076/SAEL/3 | C | 7A 23D |  |  | 2006-01-12 |  | Jupiter Manufacturing Works | AN |  |  | 2006-01-12 | 2007-12-01 | 0 |  |  |  |  | 18-12-2010 | w
392 | Suction Apparatus - Electrical | OTE_SAEL | 00076/SAEL/4 | C | 7A 23D |  |  | 2006-01-12 |  | Jupiter Manufacturing Works | NB |  |  | 2006-01-12 | 2007-12-01 | 0 |  |  |  |  | 18-12-2010 | w
393 | Suction Apparatus - Electrical | OTE_SAEL | 00076/SAEL/7 | C | SUCTION | 4 |  | 2009-04-17 | VISAL | VISAL | OT | OTHERS | TNHSP/TNMSC/P2E6/2008 | 2009-04-17 |  | 3900 | NO AMC |  |  |  | 2012-11-09 | w
394 | Suction Apparatus - Electrical | OTE_SAEL | 00076/SAEL/2 | C | 7A 23D |  |  | 2006-01-12 |  | Jupiter Manufacturing Works | AN |  |  | 2006-01-12 | 2007-12-01 | 0 |  |  |  |  | 18-12-2010 | w
395 | Suction Apparatus - Electrical(Hivacuam) | OTE_SAHV | 00076/SAHV/1 | B2 |  |  |  | 2008-02-12 |  | BIOTCESYSTEM | GW | TNHSP |  |  |  | 4314 | NO AMC |  |  |  | 30-9-2012 | w
396 | Suction Apparatus - Foot operated | OTE_SAFO | 00076/SAFO/1 | C | FOOT OPERATED | 1 |  | 2009-05-27 | NIL | NIL | AMBULANCE | OTHERS | NIL | 2009-05-27 |  | 0 | NO AMC |  |  |  | 2012-11-09 | w
397 | Suctionapparatus |  | 00076/undefined/1 |  |  |  |  | 2003-12-06 | Vishal hospital steel furniture Mfr | DMR health service | Labour ward |  |  |  |  | 45559 |  |  |  |  | 2012-07-03 | delete
398 | Surgical bins 12 " X9" |  | 00076/undefined/1 | [12 empty] | 0 |  |  |  |  | 27-3-2012 | delete
399 | Surgical bins 14"X9" |  | 00076/undefined/1 | [6 empty] | surya surgical industries |  | OTHERS |  |  |  | 0 |  |  |  |  | 27-3-2012 | delete
400 | Syringe Pump | CRD_SYRP | 00076/SYRP/3 | B | 21577356 |  |  | 2012-03-27 | MITI ELECTRONICS PVT LTD | MITI ELECRONICSPVT LT | N WARD | TNHSP |  |  |  | 38000 | NO AMC |  |  |  | 2012-04-10 | w
401 | Syringe Pump | CRD_SYRP | 00076/SYRP/2 | B | Injectomato agilia | 21577359 |  | 2012-03-27 | Fresenius Kabi | Mitie Electronics | New Ward | TNMSC | 76970/Sandamp;P/1/2011 | 2012-03-27 | 2013-03-26 | 38000 | NO AMC |  |  |  | 2012-09-06 | w
402 | Syringe Pump | CRD_SYRP | 00076/SYRP/1 | B | Injectomat Agilia | 21577356 |  | 2012-03-27 | Fresenius Kabi | Mitie Electronics | Labour ward | TNMSC | 76970/Sandamp;P/1/2011 | 2012-03-27 | 2013-03-26 | 38000 | NO AMC |  |  |  | 2012-09-06 | w
403 | Syringe Pump | CRD_SYRP | 00076/SYRP/4 | B | 21577359 |  |  | 2012-03-27 | MITI ELECTRONICS PVT LTD | MITI ELECTRONICS PVT LTD | L WARD | TNHSP |  |  |  | 38000 | NO AMC |  |  |  | 2012-04-10 | w
404 | TELLEY FORCEPS |  | 00076/undefined/1 | [6 empty] | SABERWAL SURGICALS CO.~(P)LTD |  | OTHERS |  |  |  | 600 |  |  |  |  | 31-3-2012 | delete
405 | THOMUS SPLINT |  | 00076/undefined/1 | [6 empty] | TNHSP/PO OFFICE |  | TNMSC |  |  |  | 0 |  |  |  |  | 31-3-2012 | delete
406 | TONGUE DEPRESSOR |  | 00076/undefined/1 | [6 empty] | TNHSP/PO OFFICE ERODE |  | TNMSC |  |  |  | 0 |  |  |  |  | 31-3-2012 | delete
407 | TONGUE DEPRESSOR SS |  | 00076/undefined/1 | [6 empty] | SABERWAL SURGICAL CO.~(P)LTD |  | OTHERS |  |  |  | 175 |  |  |  |  | 31-3-2012 | delete
408 | TOURNING EORK |  | 00076/undefined/1 | [6 empty] | SABERWAL SURGICAL CO.~(p)LTD |  | OTHERS |  |  |  | 85 |  |  |  |  | 31-3-2012 | delete
409 | ULTRA SOUND SCANNER WITH CONVEXandamp;TV PROBE 600A |  | 00076/undefined/1 | [6 empty] | VIN BIOTECH SYSTEMS LTD ~CHENNAI |  | OTHERS |  |  |  | 249600 |  |  |  |  | 31-3-2012 | delete
410 | UPS 600 VA |  | 00076/undefined/1 |  |  |  |  | 2012-05-01 |  | RKTECH AND SORT PVT LIT | OFFICE | TNMSC |  |  |  | 7900 | AMC |  |  |  | 31-3-2012 | delete
411 | Ultra Sound Scanner - Portable | IME_USGP | 00076/USGP/1 | B2 | CMS 600A | U32020970471DHE1 |  | 2009-08-20 | CONTEC | VIN BIOTECH SYSTEM LTD. | LW | OTHERS | 39060/Sandamp;P/1/2009 | 2009-08-26 | 2012-08-25 | 240000 | NO AMC |  |  |  | 2012-11-09 | w
412 | VDRL Rotator/Shaker | LAB_VDRL | 00076/VDRL/1 | C | BI-194 | 2014080961 |  | 2014-09-27 | BDI | SOLOKRAFTSINDUSTRIES | LAB | TNHSP |  | 2015-09-27 | 2015-04-19 | 33810 | AMC |  |  |  | 27-12-2014 | w
413 | WEIGHING MACHINE PRESTIGE |  | 00076/undefined/1 | [6 empty] | ALAN MEDICALSandamp;LABORATORY PRODUCTS |  | OTHERS |  |  |  | 627 |  |  |  |  | 31-3-2012 | delete
414 | Water Bath/Ultrasonic Water Bath | LAB_WBAT | 00076/WBAT/1 | C |  |  |  | 2014-05-27 | jindal | smi | lab | TNHSP |  | 2014-09-18 |  | 8427 | AMC |  |  |  | 27-12-2014 | w
415 | Water Purifier | OTH_WATP | 00076/WATP/1 | B2 | 51D | 1 |  | 2012-09-18 | AQUA WOLD | AQUA WOLD | NEW WARD | OTHERS |  | 2012-09-18 | 2014-09-18 | 11628 |  |  |  |  | 2013-01-02 | delete
416 | Weighing machine adult | NNE_WTMA | 00076/WTMA/2 | C | ADULT | 2 |  | 2008-06-12 | JUPITER | JUPITER | OPD | TNHSP | TNHSP/TNMSC/ENGG/BMW8/2008 | 2008-06-12 |  | 563 | NO AMC |  |  |  | 2012-11-09 | w
417 | Weighing machine adult | NNE_WTMA | 00076/WTMA/1 | C | PRESTIGE | 1 |  | 2012-02-18 | PRESTIGE | ALAN MEDICALS | NEW WARD | TNHSP | TNHSP/TNMSC/ENGG/AG24/2011 | 2012-02-18 |  | 627 | NO AMC |  |  |  | 2012-11-09 | w
418 | Weighing machine infant | NNE_WTMB | 00076/WTMB/1 | C | BABY WEIGHING MACHINE | 1 |  | 2008-09-10 | JUPITER | JUPITER | Labour ward | TNHSP | TNHSP/TNMSC/ENG/P3E17/2008 | 2008-09-10 |  | 673 |  |  |  |  | 18-12-2010 | w
419 | Weighing machine infant | NNE_WTMB | 00076/WTMB/2 | C | BABY WEIGHING MACHINE | 2 |  | 2008-09-10 | JUPITER | JUPITER | OT | TNHSP | TNHSP/TNMSC/ENGG/P3E17.2008 | 2008-09-10 |  | 673 |  |  |  |  | 2012-11-09 | w
420 | Whirlpool refrigerator 310 lt |  | 00076/undefined/1 | [6 empty] | usha electricals~Erode |  | OTHERS |  |  |  | 0 |  |  |  |  | 27-3-2012 | delete
421 | baby weighing machine |  | 00076/undefined/1 |  |  |  |  | 2008-09-10 |  | jupiter manufacturing works |  | TNMSC |  |  |  | 0 |  |  |  |  | 27-3-2012 | delete
422 | boylesappratus |  | 00076/undefined/1 | [6 empty] | gh kangayam |  | TNHSP |  |  |  | 0 |  |  |  |  | 31-3-2012 | delete
423 | color bins 100 ltre |  | 00076/undefined/1 |  |  |  |  | 2008-08-30 |  | impex india private ltd |  | TNMSC |  |  |  | 0 |  |  |  |  | 27-3-2012 | delete
424 | color bins 50 |  | 00076/undefined/1 |  |  |  |  | 2008-08-30 |  | impex india private ltd |  | TNMSC |  |  |  | 0 |  |  |  |  | 27-3-2012 | delete
425 | colour bins |  | 00076/undefined/1 |  |  |  |  | 2008-08-30 |  | impex india private ltd |  | TNMSC |  |  |  | 0 |  |  |  |  | 27-3-2012 | delete
426 | colour bins 15 ltre |  | 00076/undefined/1 | [6 empty] | impex indian india private ltd | [5 empty] | 0 |  |  |  |  | 27-3-2012 | delete
427 | cot |  | 00076/undefined/1 |  |  |  |  | 2008-03-27 |  | reliance indsustries corporation |  | OTHERS |  |  |  | 0 |  |  |  |  | 27-3-2012 | delete
428 | ecg philipis battery for prim j |  | 00076/undefined/1 |  |  |  |  | 2010-06-12 |  | madrs surgical and chemicals | surgical | OTHERS |  |  |  | 15347 |  |  |  |  | 23-3-2012 | delete
429 | examination couch ss |  | 00076/undefined/1 | [6 empty] | solorkraft industries |  | TNMSC |  |  |  | 0 |  |  |  |  | 27-3-2012 | delete
430 | foetal doppler madilsonaotrax(as per spec) |  | 00076/undefined/1 |  |  |  |  | 2008-06-09 |  | vibash coinmbatore |  | OTHERS |  |  |  | 0 | AMC |  |  |  | 27-3-2012 | delete
431 | instrument trolley ss |  | 00076/undefined/1 |  |  |  |  | 2008-06-21 |  | solor kraft industries |  | TNHSP |  |  |  | 0 |  |  |  |  | 27-3-2012 | delete
432 | instrument trolley ss |  | 00076/undefined/1 |  |  |  |  | 2009-10-07 |  | jupiter |  | TNHSP |  |  |  | 0 |  |  |  |  | 27-3-2012 | delete
433 | mayos table |  | 00076/undefined/1 |  |  |  |  | 2008-06-21 |  | solorkraft industries |  | TNHSP |  |  |  | 0 |  |  |  |  | 27-3-2012 | delete
434 | medicine trollyl |  | 00076/undefined/1 |  |  |  |  | 2009-10-07 |  | solokraft industries |  | TNHSP |  |  |  | 0 |  |  |  |  | 27-3-2012 | delete
435 | multi channel ecg machin |  | 00076/undefined/1 |  |  |  |  | 2007-02-06 |  | madras chemicals | opd | OTHERS |  |  |  | 0 |  |  |  |  | 23-3-2012 | delete
436 | o2cylinder(10 liters) |  | 00076/undefined/1 | [6 empty] | jupiter manufacturing works |  | TNMSC |  |  |  | 5560 |  |  |  |  | 31-3-2012 | delete
437 | post mortam set |  | 00076/undefined/1 | [6 empty] | saberwal surgical co.~(p)ltd |  | OTHERS |  |  |  | 1500 |  |  |  |  | 31-3-2012 | delete
438 | sterilizer (electrical) |  | 00076/undefined/1 |  |  |  |  | 2008-08-10 |  | jupitor manuafacturing works |  | TNMSC |  |  |  | 0 |  |  |  |  | 27-3-2012 | delete
439 | struture trolly ss |  | 00076/undefined/1 |  |  |  |  | 2008-06-21 |  | solorkraft industries |  | TNHSP |  |  |  | 0 |  |  |  |  | 27-3-2012 | delete
440 | suction apparatus |  | 00076/undefined/1 |  |  | 5 |  | 2009-04-17 | Vishal hospital steel furniture | TNHSP/TNMSC | Labour ward~OT~Op | TNHSP |  |  |  | 11700 | AMC |  |  |  | 2012-07-03 | delete
441 | surgical bins 18"X12" |  | 00076/undefined/1 |  |  |  |  | 2008-03-21 |  | surya surgical industries |  | OTHERS |  |  |  | 0 |  |  |  |  | 27-3-2012 | delete
442 | weiging machine |  | 00076/undefined/1 |  |  |  |  | 2008-06-12 |  | jupiter manufacturing |  | TNHSP |  |  |  | 0 |  |  |  |  | 27-3-2012 | delete
443 | wheel chair ss |  | 00076/undefined/1 |  |  |  |  | 2008-06-21 |  | solor kraft industries |  | TNHSP |  |  |  | 0 |  |  |  |  | 27-3-2012 | delete
5151657

## sath
S.No. | Equipment Name | Equipment Code | Equipment Code(Institution) | Equipment Category | Equipment Model No | Equipment Serial No | CPC Code | Date of Receipt | Manufacturer Name | Supplier Name | Location of Equipment | Source of Supply | Purchase Order No | Date of Installation | Warranty Valid Upto | Cost of the item | If AMC available | AMC Cost | AMC valid upto | AMC agency name | Reported Date | Working Status | Remarks
1 | Hematology analyser | LAB_HEMA | 00078/HEMA/1 | B1 | XP100/ADVANCE VERSION OF KX21 | A3225 | w | 2014-03-03 | TRANSASIA | TRANSASIA | LAB | DMS | 78217/S+P/1/2013-1/31-01-14 | 2014-03-06 | 2017-03-05 | 385319 |  |  |  |  | 30-3-2014 | w
2 | 100 M.A. X-ray machine Mobile | IME_100M | 00078/100M/1 | B2 | 60-2ctubestand |  | w | 1988-08-17 | IGE-LTD-CHENNAI | IGE-INDIA-LTDCHENNAI | X-RAY | DMS | 27885/CPZ/1/87 | 1988-08-17 |  | 185640 |  |  |  |  | 2013-11-11 | w
3 | 100 M.A. X-ray machine Mobile | IME_100M | 00078/100M/2 | B2 |  | 2K90510094-X | w | 2010-09-04 | ALLENGERSMEDISYSTEMS | ALLANGERSMEDISYSTEMS | X-RAY | TNHSP | TNHSP/TNMSC/ICB/P3E12009 | 2010-09-20 |  | 273417 |  |  |  |  | 2013-11-11 | w
4 | Baby Incubators | NNE_BINC | 00078/BINC/6 | B2 | NICE NEO -TECH | 1 | delete | 2007-03-26 | MADRAS SURGICALS AND CHEMICALS CHENNAI | MADRAS SURGICALS AND CHEMICALS CHENNAI | LABOUR WARD | DMS | 92206/Sandamp;P/1/2006 | 2007-03-26 |  | 82000 |  |  |  |  | 2012-08-09 | delete
5 | Baby Incubators | NNE_BINC | 00078/BINC/4 | B2 | neatech | 701168 | w | 2007-03-26 | MADRAS SURGICALS AND CHEMICALS CHENNAI | MADRAS SURGICALS AND CHEMICALS CHENNAI | LABOUR WARD | DMS | 92206/Sandamp;P/1/2006 | 2007-03-26 |  | 82000 |  |  |  |  | 2012-07-09 | W
6 | Baby Incubators | NNE_BINC | 00078/BINC/5 | B2 | NICE 3010R | 7111061 | w | 2008-02-08 | MADRAS SURGICALS AND CHEMICALS CHENNAI | MADRAS SURGICALS AND CHEMICALS CHENNAI | FEM~ALE WARD | TNMSC | TNHSP/TNMSC/P2E3/2007 | 2008-02-08 |  | 47880 |  |  |  |  | 2012-07-09 | W
7 | Binocular Mircroscope | LAB_BIMS | 00078/BIMS/6 | B2 |  |  | condemned | 1991-01-30 |  | GHERODE | LAB |  |  | 1991-01-30 |  | 0 |  |  |  |  | 29-9-2012 | NW | condemned
8 | Binocular Mircroscope | LAB_BIMS | 00078/BIMS/3 | B2 |  |  | condemned | 1998-06-09 |  | ASSOCIATED SUR.CHENNAI | LAB | DMS | 21448/CPII/1/98 | 1998-06-09 |  | 9500 |  |  |  |  | 27-9-2012 | W
9 | Binocular Mircroscope | LAB_BIMS | 00078/BIMS/5 | B2 |  |  | condemned | 1997-07-31 |  |  | LAB | OTHERS |  | 1997-07-31 |  | 0 |  |  |  |  | 29-9-2012 | delete | double entry
10 | Binocular Mircroscope | LAB_BIMS | 00078/BIMS/1 | B2 |  |  | w | 2001-03-16 | ASSOCIATEDSURGICALSCHENNAI | ASSOCIATEDSURGICALSCHENNAI | BLOODBANK | DMS | 12002/CP11/2000 | 2001-03-16 |  | 4950 |  |  |  |  | 27-9-2012 | w
11 | Binocular Mircroscope | LAB_BIMS | 00078/BIMS/7 | B2 |  |  | w | 1996-05-23 |  | C.J MEHTAandamp;CO CHENNAI | FRU | IPPV | 40/S2(Z)/ICB-III/95 | 1996-09-12 |  | 0 | NO AMC |  |  |  | 30-9-2012 | delete | double entry
12 | Binocular Mircroscope | LAB_BIMS | 00078/BIMS/8 | B2 | BDI-13A |  | w | 2014-02-20 | SOLOKRAFTSINDUSTRIES | SOLOKRAFTSINDUSTRIES | LAB | TNHSP | TNHSP/TNMSC/AG87c/2013/22.10.2013 | 2014-03-20 | 2014-03-17 | 19530 |  |  |  |  | 30-3-2014 | w
13 | Binocular Mircroscope | LAB_BIMS | 00078/BIMS/4 | B2 |  |  | w | 1997-07-31 |  |  |  | OTHERS |  | 1997-07-31 |  | 0 |  |  |  |  | 27-9-2012 | delete | double entry
14 | Binocular Mircroscope | LAB_BIMS | 00078/BIMS/2 | B2 |  |  | w | 2002-10-26 | ASSOCIATED MA.CHENNAI | ASSOCIATED MA.CHENNAI | BLOOD BANK | DMS | 7856/CPII/1/2002 | 2002-10-26 |  | 3900 |  |  |  |  | 27-9-2012 | w
15 | Blood Bank Refrigerator | LAB_BLDR | 00078/BLDR/3 | B2 |  |  | w | 2010-10-15 | PAWAR ELECTRO SYSTEM | TNMSC | BLOOD BANK | TNMSC | RCH/II/TNMSC/7146/2010 | 2010-10-15 |  | 59750 | AMC |  |  |  | 2012-05-09 | w
16 | Blood Bank Refrigerator | LAB_BLDR | 00078/BLDR/2 | B2 |  |  |  | 2002-08-28 | HI TECH INSTRUMENTS AND EQUPIMENTS CHENNAI | DMandamp;RHS CHENNAI | BLOOD BANK | DMS |  | 2002-12-28 |  | 64090 |  |  |  |  | 2012-05-09 | NW | condemned
17 | Blood Bank Refrigerator | LAB_BLDR | 00078/BLDR/1 | B2 | BR-40 "REMII" | BBI-1455 |  | 1999-05-17 | REMIII INSRTUMENTS MUMBAI | DMandamp;RHS CHENNAI | BLOOD BANK | DMS | 6288/CPI/1/98/3 | 1999-05-17 |  | 69900 | AMC |  |  |  | 2012-05-09 | NW | condemned
18 | Cardiac Output Monitor | CRD_COPM | 00078/COPM/1 | B2 | MICROMON-NXT |  |  | 2008-01-23 | Landamp;T | Landamp;T | EMERGENCY WARD~OPERATION THEATRE | TNMSC | TNHSP/TNMSC/P2E9/2007 | 2008-01-23 |  | 54000 |  |  |  |  | 2012-07-09 | delete
19 | Cardiac Output Monitor | CRD_COPM | 00078/COPM/2 | B2 |  |  |  | 2009-05-27 |  | TNHSP | EMERGENCY AMBULANCE | TNMSC |  | 2009-06-01 |  | 0 |  |  |  |  | 2012-07-09 | delete
20 | Defibrillator with Monitor | CRD_DEFI | 00078/DEFI/3 | B2 | heartstartFRX.PHILIPS |  |  | 2012-08-15 | PHILIPS.ELECTRONICS.INDIALTD | PHLIPS.ELECTRONICS.INDIALTD | OT | TNHSP |  | 2012-10-26 | 2013-01-26 | 58696 |  |  |  |  | 18-1-2013 | w
21 | Defibrillator with Monitor | CRD_DEFI | 00078/DEFI/2 | B2 | HEART START XL | US00459968 |  | 2008-01-31 | MADRAS SURGICALS AND CHEMICALS CHENNAI | MADRAS SURGICALS AND CHEMICALS CHENNAI | EMERGENCY WARD | TNHSP | TNHSP/TNMSC/P2E12/2007 | 2008-01-24 |  | 169840 |  |  |  |  | 2012-07-09 | w
22 | Dental Chair | DEN_DECH | 00078/DECH/1 | B2 | Alpha |  |  |  |  | S.S. Chemicals | Dental OP | TNHSP |  |  |  | 0 | AMC |  | 2011-02-28 | S.S. Chemicals | 25-12-2010 | delete | double entry
23 | Dental Chair(Electric/Hydraulic/Manual) | DEN_DECH | 00078/DECH/3 | B2 | PANTOGRAPHIC DENTAL CHAIR |  |  | 2008-10-23 | SS CHEMICALS CHENNAI | SS CHEMICALS CHENNAI | DENTAL OP | TNHSP | TNHSP/TNMSC/P2/E/30/07 | 2008-10-23 |  | 117000 |  |  |  |  | 2012-07-09 | w
24 | Dental Unit with motor for dental OP | DEN_DEUN | 00078/DEUN/1 | B2 | [6 empty] | Dental OP |  |  |  |  | 0 |  |  |  |  | 18-12-2010 | delete | double entry
25 | ECG machine ordinary | CRD_ECGO | 00078/ECGO/1 | B2 |  |  |  | 2006-06-06 | SOLOGRAFTSINDUSTRIESCHENNAI | SOLOGRAFTSINDUSTRIESCHENNAI | OT | DMS | 10620/S+P/06-4 | 2006-06-28 |  | 24852 |  |  |  |  | 29-9-2012 | w
26 | Multi Para Monitor | CRD_MPM | 00078/MPM/1 | B2 | G3D | G3D60189 |  | 2014-07-22 | M/STRANSHEALTHCAREINDIAPVT.LTD | M/STRANSHEALTHCAREINDIAPVT.LTD | MAINSTORE | TNMSC | 17240/TNMSC/ENGG/2013.DT6/3/2013 | 2014-07-22 | 2017-07-21 | 180000 | AMC |  |  |  | 2014-10-08 | w
27 | Multi Para Monitor | CRD_MPM | 00078/MPM/3 | B2 | G3D | G3DL60063 |  | 2014-07-22 | TRANSHEALTHCAREINDIAPRIVATELTD | TRANSHEALTHCAREINDIAPRIVATELTD | AE | TNMSC | 17240/TNMSC/ENGG/2013/.DT6/3/2013 | 2014-07-22 | 2017-07-22 | 180000 | AMC |  |  |  | 2014-10-08 | w
28 | Multi Para Monitor | CRD_MPM | 00078/MPM/2 | B2 | G3D | G3DL60190 |  | 2014-07-22 | TRANSHEALTHCAREINDIAPRIVATELTD | TRANSHEALTHCAREINDIAPRIVATELTD | OT | TNMSC | 17240/TNMSC/ENGG/2013DT6/3/2013 | 2014-07-22 | 2017-07-21 | 180000 | AMC |  |  |  | 2014-10-08 | w
29 | Operation Lamp -Mobile | OTE_OTLM | 00078/OTLM/1 | B2 |  |  |  | 2004-01-09 |  | GENERAL SUR.COMPANY.CHENNAI | OT | DMS | 80163/Sandamp;P/1/2003-1 | 2004-02-04 |  | 5500 |  |  |  |  | 27-9-2012 | w
30 | Operation Table Hydraulic Major | OTE_TAMA | 00078/TAMA/3 | B2 | [6 empty] | PP OT |  |  |  |  | 0 |  |  |  |  | 18-12-2010 | delete
31 | Operation Table Hydraulic Major | OTE_TAMA | 00078/TAMA/5 | B2 | [6 empty] | MOT |  |  |  |  | 0 |  |  |  |  | 18-12-2010 | delete
32 | Operation Table Hydraulic Major | OTE_TAMA | 00078/TAMA/9 | B2 | Jupiter 205 |  |  |  |  | Jupiter | OT | TNHSP |  |  |  | 0 | AMC |  | 2011-02-28 | Jupiter | 25-12-2010 | delete
33 | Operation Table Hydraulic Major | OTE_TAMA | 00078/TAMA/6 | B2 | [6 empty] | MOT |  |  |  |  | 0 |  |  |  |  | 18-12-2010 | delete
34 | Operation Table Hydraulic Major | OTE_TAMA | 00078/TAMA/10 | B2 |  |  |  | 2004-01-09 |  | GENERAL SUR.COM.CHENNAI | OT | DMS | 80163/Sandamp;P/1/2003 | 2004-02-04 |  | 40600 |  |  |  |  | 27-9-2012 | w
35 | Operation Table Hydraulic Major | OTE_TAMA | 00078/TAMA/12 | B2 |  |  |  | 2001-05-02 |  |  | OT | PPP |  | 2001-07-05 |  | 0 |  |  |  |  | 2012-01-10 | w
36 | Operation Table Hydraulic Major | OTE_TAMA | 00078/TAMA/7 | B2 | [6 empty] | MOT |  |  |  |  | 0 |  |  |  |  | 18-12-2010 | delete
37 | Operation Table Hydraulic Major | OTE_TAMA | 00078/TAMA/1 | B2 | [6 empty] | PP OT |  |  |  |  | 0 |  |  |  |  | 18-12-2010 | delete
38 | Operation Table Hydraulic Major | OTE_TAMA | 00078/TAMA/2 | B2 | [6 empty] | PP OT |  |  |  |  | 0 |  |  |  |  | 18-12-2010 | delete
39 | Operation Table Hydraulic Major | OTE_TAMA | 00078/TAMA/8 | B2 | Jupiter 205 |  |  |  | Jupiter | Jupiter | OT | TNHSP |  |  |  | 0 | AMC |  | 2011-02-28 | Jupiter | 24-12-2010 | w
40 | Operation Table Hydraulic Major | OTE_TAMA | 00078/TAMA/13 | B2 |  |  |  | 1999-01-20 | SUPERCARDIACBREATHS.PVT.LTDDELHI | SUPERCARDIACBREATHSPVT.LTDDELHI | OT | PPP | 98/SE/IND/RPH/601/S0002TP | 1999-01-22 |  | 62000 |  |  |  |  | 2012-01-10 | w
41 | Operation Table Hydraulic Major | OTE_TAMA | 00078/TAMA/4 | B2 | [6 empty] | PP OT |  |  |  |  | 0 |  |  |  |  | 18-12-2010 | delete
42 | Operation Table Hydraulic Major | OTE_TAMA | 00078/TAMA/11 | B2 |  |  |  | 1997-01-23 | GENERAL SUR.CHENNAI | GENERAL SUR.CHENNAI | OT | DMS | 67990/CP2/1/96 | 1997-04-07 |  | 22750 |  |  |  |  | 29-9-2012 | w
43 | Pulse Oximeter | CRD_SPO2 | 00078/SPO2/3 | B2 | RAD-8 |  |  | 2014-03-28 | M/SGRACEMfg+tradingco | M/SGRACEMfg+TRADINGCO-NEWDELHI | OT-1PP-1 | RCH | RCH-11/TNMSC/ENGG/E67/2012 | 2014-04-08 | 2019-04-07 | 137936 |  |  |  |  | 30-4-2014 | w
44 | Pulse Oximeter | CRD_SPO2 | 00078/SPO2/4 | B2 |  |  |  | 2014-03-28 | GRACEMFG+TRADINGCO.DELHI | GRACEMFG+TRADINGCO`DELHI | OT | TNMSC | RCH-II/TNMSC/ENGG/E67/2012.DT.18/6/2012 | 2014-04-08 | 2019-04-07 | 137936 | AMC |  |  |  | 2014-10-08 | w
45 | Pulse Oximeter with NIB.P | CRD_POBP | 00078/POBP/5 | B2 | INNOAVA-10CIR | CIPL1302BJO2 |  | 2013-03-05 | CONCEPTS+INTEGRATIONS`P`LTD | CONCEPTS+INTEGRATIONS`P`LTD | OT | TNHSP | TNHSP/TNMSC/AG14/2012 | 2013-03-05 | 2014-03-04 | 56000 |  |  |  |  | 18-4-2013 | w
46 | Pulse Oximeter with NIB.P | CRD_POBP | 00078/POBP/4 | B2 |  |  |  | 2009-03-13 | SILICON LABS PVT LTD CHENNAI | SILICON LABS PVT LTD CHENNAI | LABOUR WARD | DMS | 8623/Sandamp;P/1/2009 | 2009-03-13 |  | 25672 |  |  |  |  | 2012-07-09 | w
47 | Pulse Oximeter with NIB.P | CRD_POBP | 00078/POBP/1 | B2 |  | 104004859~104004858 |  | 1998-12-28 | TRANS HEALTH CRAE INDIA PVT LTD | TRANS HEALTH CARE INDIA PVT LTD PONDICHERRY | OPREATION THEATRE | TNMSC | 142652/PO/TNMSC/EQUP/98 | 1998-12-26 |  | 34000 |  |  |  |  | 2012-07-09 | NW | condemned
48 | Pulse Oximeter with NIB.P | CRD_POBP | 00078/POBP/3 | B2 |  |  |  | 2008-01-23 | LARSEN andamp; TURBO | LARSEN andamp; TURBO | EMERGRNCY WARD~OPREATION THEATRE | TNMSC | TNHSP/TNMSC/P2E9/2007 | 2008-01-23 |  | 67500 |  |  |  |  | 2012-07-09 | w
49 | Pulse Oximeter with NIB.P | CRD_POBP | 00078/POBP/2 | B2 |  |  |  | 2002-03-07 | DATEX OHMEDA INDIA PVT LTD CHENNAI | DATEX OHMEDA INDIA PVT LTD CHENNAI | OPREATION THEATRE | DMS | 44166/CPII/1/2001 | 2002-03-07 |  | 27000 |  |  |  |  | 2012-07-09 | NW | condemned
50 | Semi auto analyser | LAB_SEAA | 00078/SEAA/5 | B2 | PRIETEST TOUCH | AT1061013RBK |  | 2014-03-13 | M/s.ROBONIK9IND/pvt.Ltd | M/s. ROBONIK (India) Pvt.Ltd | LAB | TNHSP | TNHSP/TNMSC/AG87h/2013 | 2014-03-20 | 2017-03-20 | 49356 |  |  |  |  | 30-3-2014 | w
51 | Semi auto analyser | LAB_SEAA | 00078/SEAA/2 | B2 | ERBA-CHEM V | D--81001 |  | 1998-12-29 | TRANSASIA BIO MEDICALS DAMAN | TRANSASIA BIO MEDICALS DAMAN | LAB | DMS |  | 1998-12-29 |  | 140000 |  |  |  |  | 2012-07-09 | NW | condemned
52 | Semi auto analyser | LAB_SEAA | 00078/SEAA/1 | B2 | Pretest Touch |  |  | 2007-10-17 | Robonik | Robonik | Lab | TNHSP |  | 2007-10-17 | 2008-10-17 | 0 | AMC |  | 2011-02-28 | Robonik | 24-12-2010 | w
53 | Semi auto analyser | LAB_SEAA | 00078/SEAA/3 | B2 |  |  |  | 2007-11-07 | ROBONIK INDIA PVT LTD MUMBAI | ROBONIK INDIA PVT LTD MUMBAI | LAB | TNMSC | TNHSP/TNMSC/P2E2/2007 | 2007-11-07 |  | 67400 | AMC |  |  |  | 2012-07-09 | delete
54 | Semi auto analyser | LAB_SEAA | 00078/SEAA/4 | B2 | RX-50 | TN10JO52 |  | 2007-11-04 | MICRO LAB INSTURMENTS AHMEHDABAD | MICRO LAB INSTURMENTS AHMEHDABAD | GOVT HOSPITAL PERUNDURAI | TNMSC | RCH-II/TNMSC/ENGG/E38/2010-2 | 2007-11-04 |  | 44400 | NO AMC |  |  |  | 2012-08-09 | w | tf
55 | Short Wave Diathermy | PHY_SWDI | 00078/SWDI/1 | B2 | NIL | 1 |  | 2001-04-11 | ASSOCIATED | ASSOCIATED SURGICALS | PHYSIOTHERAPY | DMS | 63459/CPII/1/2000 | 2001-04-11 |  | 32400 | NO AMC |  |  |  | 2012-12-09 | w
56 | Short Wave Diathermy | PHY_SWDI | 00078/SWDI/2 | B2 |  |  |  | 2001-04-11 |  | ASSOCIATED MA.CHENNAI | PHYSIOTHERAPY | DMS | 63459/CPII/1/2000 | 2002-03-04 |  | 33400 |  |  |  |  | 27-9-2012 | NW | condemned
57 | Suction Apparatus - Electrical(Hivacuam) | OTE_SAHV | 00078/SAHV/2 | B2 |  |  |  |  | ALAN MEDICAL LABORTARY CHENNAI | ALAN MEDICAL LABORTARY CHENNAI | OT | DMS | 63459/CPII/1/2000 | 2000-10-16 |  | 8200 | NO AMC |  |  |  | 27-9-2012 | w
58 | Suction Apparatus - Electrical(Hivacuam) | OTE_SAHV | 00078/SAHV/1 | B2 | 7A-23D |  |  | 2008-02-22 | VIN BIOTECH SYSYTEMS LTD CHENNAI | VIN BIOTECH SYSYTEMS LTD CHENNAI | EMERGENCY WARD ~MALE WARD~OPREATION THEATE | TNHSP | TNHSP/TNMSC/P2/E18/2007 | 2008-02-22 |  | 20740 |  |  |  |  | 2012-07-09 | w
59 | Ultra Sound Scanner - Portable | IME_USGP | 00078/USGP/1 | B2 | 600A | US2020970488DHE1 |  | 2009-08-26 | CONTECH BIOMEDICAL SYSTEM | VIN BIOTECH | LW | DMS | 39060/Sandamp;P/1/2009 | 2009-08-26 | 2012-08-29 | 240000 | AMC |  |  |  | 2012-12-09 | w
60 | Ventilator - Portable | ICU_PVEN | 00078/PVEN/1 | B2 | carina | SRXE0026 |  | 2007-03-26 | MADRAS SURGICALS AND CHEMICALS CHENNAI | MADRAS SURGICALS AND CHEMICALS CHENNAI | EMERGENCY WARD | DMS | 92206/Sandamp;P/1/2006 | 2007-03-26 |  | 450000 | NO AMC |  |  |  | 2012-07-09 | w
61 | Ventilators (Adult) | CRD_VENA | 00078/VENA/1 | B2 | ARYB0238 | ARYB0238 |  | 2007-03-26 | MADRAS SURGICALS AND CHEMICALS CHENNAI | MADRAS SURGICALS AND CHEMICALS CHENNAI | OPREATION THEATRE | OTHERS | 92206/Sandamp;P/1/2006 | 2007-03-19 |  | 720000 |  |  |  |  | 2012-07-09 | w
62 | Autoclave Mini | OTE_AUTM | 00078/AUTM/1 | B |  |  |  | 2001-08-02 |  |  | OP | PPP |  | 2002-10-30 |  | 0 |  |  |  |  | 2012-01-10 | w
63 | Autoclave Mini | OTE_AUTM | 00078/AUTM/2 | B |  |  |  | 2003-05-05 |  |  | OT | PPP |  | 2007-10-08 |  | 0 | NO AMC |  |  |  | 2012-01-10 | w
64 | Boyles apparatus with Ventilator | ANA_VEN | 00078/VEN/1 | B | COMPACT AC20 WITH STANDARD ACCESORIES | 1 |  | 2008-01-23 | Landamp;T MYSORE | Landamp;T MYSORE | OPERATION THEATRE | TNHSP | TNHSP/TNMSC/P2E2/2007 | 2008-01-23 |  | 284000 |  |  |  |  | 2012-08-09 | w
65 | Boyles apparatus with Ventilator | ANA_VEN_T | 00078/VEN/1 | B | Compact |  |  |  | Landamp;T | Landamp;T | OT | TNHSP |  |  |  | 0 | AMC |  | 2011-02-28 | Landamp;T | 25-12-2010 | delete | double entry
66 | Boyles apparatus with out Ventilator | ANA_OVEN | 00078/OVEN/2 | B | ohmeda | 1120 |  | 1996-03-22 | OHMEDABOCINDIALTDCHENNAI | OHMEDABOCINDIALTDCHENNAI | OT | IPPV | 40/S1/ICB.1/95 | 1996-04-02 |  | 145260 | NO AMC |  |  |  | 30-9-2012 | w
67 | Boyles apparatus with out Ventilator | ANA_OVEN | 00078/OVEN/1 | B |  |  |  | 1987-10-19 |  |  | OPERATION THEATRE | OTHERS |  |  |  | 0 |  |  |  |  | 2012-08-09 | w
68 | Diathermy Machine (Electric Cautery) | OTE_SDIA | 00078/SDIA/1 | B | JUPITER MFC | 1 |  | 2007-06-16 | NIL | JUPITER | OT | DMS | 35047/SMP/1/2007 | 2007-06-16 |  | 18000 | NO AMC |  |  |  | 2012-12-09 | w
69 | ECG machine computerized | CRD_ECGC | 00078/ECGC/1 | B | CARDIO TOUCH 3000 | T2L0900082 |  | 2011-11-15 | JK MEDICAL SYSTEM PVT LTD CHENNAI | JK MEDICAL SYSTEM PVT LTD CHENNAI | ECG ROOM | TNHSP | TNHSP/TNMSC/ENGG/AG21/2010 | 2011-11-15 | 2014-11-14 | 65000 | AMC |  |  |  | 2012-04-09 | w
70 | ECG machine computerized | CRD_ECGC | 00078/ECGC/3 | B |  |  |  | 1997-03-27 |  | TNMSC | OPD | OTHERS | G.OMS.499HEALTH+FW | 1997-04-07 |  | 50000 |  |  |  |  | 29-9-2012 | w
71 | ECG machine computerized | CRD_ECGC | 00078/ECGC/2 | B | DF2389R | P9413114 |  | 1999-10-06 | BPL LIMITED CHENNAI | BPL LIMITED CHENNAI | OP | DMS | 96631/CP2/SPL/96 | 1999-10-06 | 2000-10-06 | 69694 |  |  |  |  | 22-9-2012 | delete
72 | Foetal Monitor | NNE_FAMON | 00078/FAMON/2 | B |  |  |  | 2003-08-04 | ASSOCIATIVE SURGICALS CHENNAI | ASSOCIATIVE SURGICALS CHENNAI | LABOUR WARD | DMS | 45036/Sandamp;P/1/2003 | 2003-08-04 |  | 5750 |  |  |  |  | 2012-07-09 | NW | condemned
73 | Foetal Monitor | NNE_FAMON | 00078/FAMON/1 | B |  |  |  | 2000-06-29 | BET MEDICAL PVT LTD CHENNAI | BET MEDICAL PVT LTD CHENNAI | LABOUR WARD | DMS | 20535/CPII/1/99 | 2000-06-29 |  | 12981 |  |  |  |  | 2012-07-09 | NW | condemned
74 | Foetal Monitor | NNE_FAMON | 00078/FAMON/3 | B |  |  |  | 2008-08-28 | VIBASH COIMBAOTERE SUGICAL PVT LTD | VIBASH COIMBAOTERE SUGICAL PVT LTD | LABOUR WARD | TNHSP | TNHSP/TNMSC/P2/E14 | 2008-08-22 |  | 7500 |  |  |  |  | 2012-07-09 | W
75 | Pulse Oximeter | CRD_SPO2 | 00078/SPO2/2 | B | Stellar - P |  |  | 2008-01-08 | Landamp;T | Landamp;T | OT | TNHSP |  | 2008-01-08 | 2009-01-08 | 0 | AMC |  | 2011-02-28 | Landamp;T | 24-12-2010 | w
76 | Pulse Oximeter | CRD_SPO2 | 00078/SPO2/1 | B | Stellar - P |  |  | 2008-01-08 | Landamp;T | Landamp;T | OT | TNHSP |  | 2008-01-08 | 2009-01-08 | 0 | AMC |  | 2011-02-28 | Landamp;T | 24-12-2010 | w
77 | Shadowless Lamp stand model | OTE_MOLT | 00078/MOLT/11 | B |  |  |  | 1981-02-21 |  | ASSOCIATED SUR.CHENNAI | OT | DMS | 54057/P+DI/1/80 | 1981-02-22 |  | 2521 |  |  |  |  | 29-9-2012 | w
78 | Shadowless Lamp stand model | OTE_MOLT | 00078/MOLT/6 | B | [6 empty] | PP OT |  |  |  |  | 0 |  |  |  |  | 18-12-2010 | delete
79 | Shadowless Lamp stand model | OTE_MOLT | 00078/MOLT/8 | B |  |  |  | 2010-11-11 | GENERAL SURGICAL COMPANY | GENERAL SURGICAL COMPANY | OT1~LW~AE WARD~STORE | RCH | RCH2/TNMSC/ENGG/4538/2010/2 | 2010-11-11 |  | 19000 |  |  |  |  | 22-9-2012 | w
80 | Shadowless Lamp stand model | OTE_MOLT | 00078/MOLT/1 | B | [6 empty] | MOT |  |  |  |  | 0 |  |  |  |  | 18-12-2010 | delete
81 | Shadowless Lamp stand model | OTE_MOLT | 00078/MOLT/2 | B | [6 empty] | MOT |  |  |  |  | 0 |  |  |  |  | 18-12-2010 | delete
82 | Shadowless Lamp stand model | OTE_MOLT | 00078/MOLT/9 | B |  |  |  | 2000-10-04 | ASSOCIATED SURGICALS CHENNAI | ASSOCIATED SURGICALS CHENNAI |  | DMS | 56509/CPII/1/2000 | 2000-10-04 |  | 5900 |  |  |  |  | 27-9-2012 | w
83 | Shadowless Lamp stand model | OTE_MOLT | 00078/MOLT/7 | B |  |  |  | 2008-03-11 | JUPITER MANUFACTURING WORKS COIMBATORE | JUPITER MANUFACTURING WORKS COIMBATORE | OPERATION THEATRE~LABOUR WARD | TNHSP | TNHSP/TNMSC/P2/E17/2007 | 2008-03-04 |  | 66100 |  |  |  |  | 2012-07-09 | w
84 | Shadowless Lamp stand model | OTE_MOLT | 00078/MOLT/3 | B | [6 empty] | MOT |  |  |  |  | 0 |  |  |  |  | 18-12-2010 | delete
85 | Shadowless Lamp stand model | OTE_MOLT | 00078/MOLT/10 | B |  |  |  | 1984-02-10 |  | MO. GOVT.PHC.GUTHILATHUR | OT | OTHERS |  | 1984-02-10 |  | 0 |  |  |  |  | 29-9-2012 | delete
86 | Shadowless Lamp stand model | OTE_MOLT | 00078/MOLT/4 | B | [6 empty] | PP OT |  |  |  |  | 0 |  |  |  |  | 18-12-2010 | delete
87 | Shadowless Lamp stand model | OTE_MOLT | 00078/MOLT/5 | B | [6 empty] | PP OT |  |  |  |  | 0 |  |  |  |  | 18-12-2010 | delete
88 | Syringe Pump | CRD_SYRP | 00078/SYRP/3 | B | ST670 |  |  | 2010-10-03 | TRANS HEALTH CRAE INDIA PVT LTD | TRANS HEALTH CRAE INDIA PVT LTD | EMERGENCY WARD~LABOUR WARD | TNMSC | RCH-II/TNMSC/ENGG/E38/2010-11 | 2010-10-08 |  | 43200 |  |  |  |  | 2012-07-09 | w
89 | Syringe Pump | CRD_SYRP | 00078/SYRP/1 | B |  |  |  | 2007-04-20 | AKASH MEDICAL EQUPIMENTS CHENNAI | AKASH MEDICAL EQUPIMENTS CHENNAI | EMERGENCY WARD | DMS | 103928/Sandamp;P/1/2006 | 2007-04-20 |  | 24400 | NO AMC |  |  |  | 2012-07-09 | w
90 | Syringe Pump | CRD_SYRP | 00078/SYRP/2 | B | OT701JMS | 15541~15542 |  | 2012-09-08 | SOUTH INDIA SURGICALS CO CHENNAI | SOUTH INDIA SURGICALS CO CHENNAI | LABOUR WARD~FEMALE WARD | TNMSC | TNHSP/TNMSC/P2E6/2007 | 2007-10-06 |  | 95673 |  |  |  |  | 2012-07-09 | NW | condemned
91 | Ultra Sonogram -MOBILE | IME_IUSM | 00078/IUSM/1 | B | LOGIQ C2 | 2022297WX8 |  | 2011-09-23 | WIPRO GE | WIPRO | usg room | RCH | RCHM II/TNMSC/ENGG/E44 | 2013-09-23 |  | 323800 | AMC |  |  |  | 15-6-2012 | w
92 | Autoclave Portable | SUR_ACP | 00078/ACP/1 | C |  |  |  | 2008-02-27 | JUPITER MANUFACTURING WORKS COIMBATORE | JUPITER MANUFACTURING WORKS COIMBATORE | EMERGENCY WARD | TNHSP | TNHSP/TNMSC/P2/E11/2007 | 2008-02-27 |  | 21000 |  |  |  |  | 2012-07-09 | w
93 | Autoclave vertical single bin | OTE_ACV1 | 00078/ACV1/6 | C |  |  |  | 1982-11-26 |  |  | OT | OTHERS |  | 1982-11-28 |  | 0 |  |  |  |  | 30-9-2012 | NW | condemned
94 | Autoclave vertical single bin | OTE_ACV1 | 00078/ACV1/2 | C |  |  |  | 1999-06-28 | ASSOCIATED SURGIGAL CHENNAI | ASSOCIATED SURGIGAL CHENNAI | OT | DMS | 42307/CPII/1/99 | 1999-06-28 |  | 4600 |  |  |  |  | 27-9-2012 | w
95 | Autoclave vertical single bin | OTE_ACV1 | 00078/ACV1/5 | C |  |  |  | 1998-06-09 | ASSOCIATEDSURGICALSCHENNAI | ASSOCIATEDSURGICALSCHENNAI | DENTALOP | DMS | 21448/CP11/1/98 | 1998-06-09 |  | 1940 |  |  |  |  | 27-9-2012 | w
96 | Autoclave vertical single bin | OTE_ACV1 | 00078/ACV1/3 | C |  |  |  | 2001-07-25 | ASSOCIATED SURGICAL CHENNAI | ASSOCIATED SURGICAL CHENNAI | OT | DMS | 120022/CPII/1/2000 | 2001-07-25 |  | 4600 |  |  |  |  | 27-9-2012 | w
97 | Autoclave vertical single bin | OTE_ACV1 | 00078/ACV1/1 | C | SINGLE BIN | 1 |  | 2003-01-07 | MC DALAL | MC DALAL | BLOOD BANK | OTHERS | 7856/CPII/1/02 | 2003-01-07 |  | 2044 | NO AMC |  |  |  | 2012-12-09 | w
98 | Autoclave vertical single bin | OTE_ACV1 | 00078/ACV1/4 | C |  |  |  | 2008-02-27 | JUBITER MA.WORKS~CBE | JUBITER MA.WORKS~CBE | AE WARD | TNHSP | TNHSP/TNMSC/PIIEA/2007 | 2008-02-27 |  | 21000 |  |  |  |  | 27-9-2012 | w
99 | B.P.apparatus dial model | CRD_BPAD | 00078/BPAD/2 | C |  |  |  |  | ASSOCIATEDSURGICALSCHENNAI | ASSOCIATEDSURGICALSCHENNAI | BLOODBANK | DMS |  | 2002-09-26 |  | 0 |  |  |  |  | 2012-07-09 | w
100 | B.P.apparatus dial model | CRD_BPAD | 00078/BPAD/1 | C |  |  |  | 2009-05-27 |  |  | AE AMBULANCE | JDHS |  | 2009-06-01 |  | 0 |  |  |  |  | 27-9-2012 | w
101 | B.P.apparatus dial model | CRD_BPAD | 00078/BPAD/2 | C |  |  |  | 2002-09-26 | ASSOCIATEDSURGICALSCHENNAI | ASSOCIATEDSURGICALSCHENNAI | BLOODBANK | DMS | 7856/CP11/1/2002 | 2002-09-26 |  | 300 |  |  |  |  | 27-9-2012 | w
102 | B.P.apparatus stand model | CRD_BPAS | 00078/BPAS/2 | C | [6 empty] | FRO room |  |  |  |  | 0 |  |  |  |  | 18-12-2010 | delete
103 | B.P.apparatus stand model | CRD_BPAS | 00078/BPAS/5 | C |  |  |  | 2002-02-22 | ASSOCIATED SURGICALS CHENNAI | ASSOCIATED SURGICALS CHENNAI | LABOUR WARD~OT | DMS | 44166/CP2/1/2001 | 2002-02-22 |  | 1250 |  |  |  |  | 22-9-2012 | w
104 | B.P.apparatus stand model | CRD_BPAS | 00078/BPAS/7 | C |  |  |  | 1997-02-26 |  | EALE SUR.CHENNAI | LW | DMS | 67990/CPII/1/96 | 1997-03-22 |  | 1200 |  |  |  |  | 29-9-2012 | delete
105 | B.P.apparatus stand model | CRD_BPAS | 00078/BPAS/4 | C |  |  |  | 1999-08-11 | THE SOUTH INDIA SURGICAL CO LTDCHENNAI | THE SOUTH INDIA SURGICAL CO LTD CHENNAI | OP~FAMILY WELFARE | OTHERS | 3/99-2000/SI | 1999-09-09 |  | 1500 |  |  |  |  | 22-9-2012 | delete
106 | B.P.apparatus stand model | CRD_BPAS | 00078/BPAS/6 | C |  |  |  | 1996-05-06 |  | EALE SUR.CHENNAI | FEMALE WARD | DMS | 28299/CPII/1/96 | 1997-02-26 |  | 0 |  |  |  |  | 29-9-2012 | delete
107 | B.P.apparatus stand model | CRD_BPAS | 00078/BPAS/3 | C |  |  |  | 2011-04-19 | JAYARAM EMTERPRISES CHENNAI | JAYARAM ENTERPRISES CHENNAI |  | RCH |  |  | 2012-04-18 | 6000 |  |  |  |  | 2012-04-09 | w
108 | B.P.apparatus stand model | CRD_BPAS | 00078/BPAS/1 | C | [6 empty] | PP OT |  |  |  |  | 0 |  |  |  |  | 18-12-2010 | delete
109 | B.P.apparatus table model | CRD_BPAT | 00078/BPAT/3 | C | [6 empty] | OP |  |  |  |  | 0 |  |  |  |  | 18-12-2010 | delete
110 | B.P.apparatus table model | CRD_BPAT | 00078/BPAT/2 | C | [6 empty] | OP |  |  |  |  | 0 |  |  |  |  | 18-12-2010 | delete
111 | B.P.apparatus table model | CRD_BPAT | 00078/BPAT/1 | C | [6 empty] | PP OT |  |  |  |  | 0 |  |  |  |  | 18-12-2010 | delete
112 | B.P.apparatus table model | CRD_BPAT | 00078/BPAT/4 | C | [6 empty] | OP |  |  |  |  | 0 |  |  |  |  | 18-12-2010 | delete
113 | B.P.apparatus table model | CRD_BPAT | 00078/BPAT/5 | C |  |  |  | 2000-10-16 | ALAN MEDICAL andamp; LABOTRATRY CHENNAI | ALAN MEDICAL andamp; LABOTRATRY CHENNAI | OT 2 | DMS |  |  |  | 505 |  |  |  |  | 27-9-2012 | W
114 | Baby Incubators | NNE_BINC | 00078/BINC/1 | C |  |  |  |  | Neotech | Neotech | FRO room |  |  |  |  | 0 |  |  |  |  | 18-12-2010 | delete
115 | Baby Incubators | NNE_BINC | 00078/BINC/3 | C | 3010R |  |  |  |  | Madras Surgicals | Labour Ward | TNHSP |  |  |  | 0 | AMC |  | 2011-02-28 | Madras Surgicals | 25-12-2010 | delete
116 | Baby Incubators | NNE_BINC | 00078/BINC/2 | C |  |  |  |  | Neotech | Neotech | PP Ward |  |  |  |  | 0 |  |  |  |  | 18-12-2010 | delete
117 | Balance-Chemical | LAB_CHBAL | 00078/CHBAL/1 | C |  |  |  |  | ASSOCIATED SURGICALS CHENNA | ASSOCIATED SURGICALS CHENNAI | BLOOD BANK | DMS | 7856/CP2/1/2002 | 2002-10-26 |  | 2150 |  |  |  |  | 22-9-2012 | w
118 | Blood Collection Monitor / Mechanical Agitator | LAB_VDRLA | 00078/VDRLA/1 | C |  |  |  | 2002-10-31 | SCIENTIFIC AND GENERAL TRADERS CHENNAI | SCIENTIFIC AND GENERAL TRADERS CHENNAI | BLOOD BANK | DMS | 7856/CP2/1/2002 | 2002-10-31 |  | 47700 |  |  |  |  | 22-9-2012 | w
119 | Bowl Steriliser - big | OTE_BSBG | 00078/BSBG/1 | C |  |  |  | 2002-07-02 |  | ASSOCIATED SUR.CHENNAI | OT | DMS | 44166/CPII/1/2001 | 2002-07-02 |  | 13000 |  |  |  |  | 27-9-2012 | w
120 | Bowl steriliser - Medium | OTE_BSMD | 00078/BSMD/1 | C | [6 empty] | PP OT |  |  |  |  | 0 |  |  |  |  | 18-12-2010 | delete
121 | Cardiac Monitor | CRD_EBSM | 00078/EBSM/2 | C | Microman-Nxt | X07T0004 |  | 2008-01-23 | Landamp;T | Landamp;T | AE ward | TNHSP | TNHSP/TNMSC/P2E9/2007 | 2008-01-23 |  | 27000 | AMC |  | 2011-02-28 | Landamp;T | 24-12-2010 | w
122 | Cardiac Monitor | CRD_EBSM | 00078/EBSM/3 | C | NIL | 3 |  | 2009-05-27 | NIL | JDHS | AMBULANCE | JDHS | NIL | 2009-05-27 |  | 0 | NO AMC |  |  |  | 2012-12-09 | NW | condemned
123 | Cardiac Monitor | CRD_EBSM | 00078/EBSM/1 | C | Microman-Nxt | XO7T0003 |  | 2008-01-23 | Landamp;T | Landamp;T | AE Ward | TNHSP | TNHSP/TNMSC/P2E9/2007 | 2008-01-23 |  | 27000 | AMC |  | 2011-02-28 | Landamp;T | 24-12-2010 | W
124 | Cardiac Monitor with defibrillator | CRD_DEFI | 00078/DEFI/1 | C | Philips Heart Start XL |  |  |  | Madras Surgicals | Madras Surgicals |  | TNHSP |  |  |  | 0 | AMC |  | 2011-02-28 | Madras Surgicals | 25-12-2010 | delete | double entry
125 | Centrifuge | LAB_COMC | 00078/COMC/1 | C | NIL |  |  | 2002-11-28 | ASSOCIATE SURGICALS | ASSOCIATE SURGICALS | BLOOD BANK | DMS | 7856/CPII/1/2002 | 2002-11-28 |  | 1300 | NO AMC |  |  |  | 2012-12-09 | w
126 | Electri centrifuger | LAB_CENT | 00078/CENT/5 | C |  |  |  | 1995-04-20 |  | STATE AIDS PROJECT CELL MADRAS | BLOOD BANK | OTHERS | 111060/94/AIDS | 2004-10-26 |  | 0 | NO AMC |  |  |  | 30-9-2012 | w
127 | Electri centrifuger | LAB_CENT | 00078/CENT/1 | C |  |  |  | 1998-06-09 | ASSOCIATEDSURGICALSCHENNAI | ASSOCIATWDSURGICALSCHENNAI | LAB | DMS | 21448/CP11/1/98 | 2002-12-01 |  | 2240 |  |  |  |  | 29-9-2012 | w
128 | Electri centrifuger | LAB_CENT | 00078/CENT/3 | C |  | KIT O |  | 1996-05-22 |  | UNI-PHARM INDIA CHENNAI | FRU | IPPV | 40/S2(2)/ICBIII/94 | 1996-09-12 |  | 0 | NO AMC |  |  |  | 30-9-2012 | w
129 | Electri centrifuger | LAB_CENT | 00078/CENT/4 | C |  | KIT-P |  | 1996-05-23 |  | C.J MEHTAandamp;CO CHENNAI | FRU | IPPV | 40/S2(Z)/ICB.III/95 | 1996-09-12 |  | 0 | NO AMC |  |  |  | 30-9-2012 | w
130 | Electri centrifuger | LAB_CENT | 00078/CENT/2 | C |  |  |  | 2001-09-25 | ASSOCIATEDSURGICALACHENNAI | ASSOCIATEDSURGICALSCHENNAI | BLOODBANK | DMS | 12002/CP11/1/2000 | 2004-10-26 |  | 2240 |  |  |  |  | 29-9-2012 | w
131 | Electric Calorimeter | LAB_CALO | 00078/CALO/1 | C |  | 1 |  | 2011-03-08 | JUPITER MANUFACTURING WORKS COIMBATORE | JUPITER MANUFACTURINGWORKS COIMBATORE | LABORATORY | TNHSP | RCH II/TNMSC/ENGG4538/2010-5 | 2011-03-08 | 2012-03-07 | 5300 | AMC |  |  |  | 2012-04-09 | w
132 | Emergency Lamp | OTH_EML | 00078/EML/2 | C |  |  |  | 2009-03-17 | UNIPHARMINDIACHENNAI | UNIPHARMINDIACHENNAI | PP/MW/AE/LW | DMS | 78102/S+P/1/07 | 2009-03-17 |  | 19681 |  |  |  |  | 29-9-2012 | NW | condemned
133 | Emergency Lamp | OTH_EML | 00078/EML/1 | C |  |  |  | 2002-09-26 | ASSOCIATEDSURGICALSCHENNAI | ASSOCIATEDSURGICALS | BLOODBANK | DMS | 7856/CP11/1/2002 | 2002-09-26 |  | 1900 |  |  |  |  | 27-9-2012 | NW | condemned
134 | Foetal Doppler | NNE_FDOP | 00078/FDOP/2 | C | A100H | 977-1 |  | 2014-09-19 | MEDIWAVESINC. | MEDIWAVESINC. | FWWDEPT/ANCOP | TNMSC | 17240/TNMSC/ENGG/2013Dt.06.03.2013 | 2014-09-19 | 2017-08-22 | 9300 |  |  |  |  | 14-12-2014 | w
135 | Foetal Doppler | NNE_FDOP | 00078/FDOP/2 | C | A100H | 977-2 |  | 2014-09-19 | MEDIWAVESINC. | MEDIWAVESINC.DELHI | labourwward | TNMSC | 17240/TNMSC/ENGG/2013Dt.06.03.2013 | 2014-09-19 | 2017-05-22 | 9300 |  |  |  |  | 14-12-2014 | w
136 | Foetal Doppler | NNE_FDOP | 00078/FDOP/1 | C |  |  |  |  | Neodop | Neodop | Labour ward |  |  |  |  | 0 |  |  |  |  | 18-12-2010 | delete | double entry
137 | Generator | OTH_GEN_T | 00078/GEN/1 | C | EXK2800 |  |  |  | Fermier | Fermier | OT | TNHSP |  |  |  | 0 | AMC |  | 2011-02-28 | Fermier | 25-12-2010 | w
138 | Haemoglobinometer | LAB_HBMT | 00078/HBMT/1 | C |  |  |  | 2011-10-19 | SOLOCRAFT INDUSTRIES CHENNAI | SOLOCRAFT INDUSRIES PVT CHENNAI | LABORATORY | RCH |  |  |  | 17200 |  |  |  |  | 2012-04-09 | w
139 | Haemoglobinometer | LAB_HBMT | 00078/HBMT/3 | C |  |  |  | 2001-03-29 | ASSOCIATED SURGICAL CHENNAI | ASSOCIATED SURGICAL CHENNAI | BLOOD BANK | DMS | 120022/CPII/1/2000 | 2001-03-29 |  | 560 |  |  |  |  | 27-9-2012 | w
140 | Haemoglobinometer | LAB_HBMT | 00078/HBMT/4 | C | CHINTHAMANI CO-OPERATIVE SOCIETY |  |  | 2004-02-17 |  |  | LAB | OTHERS | 91/2004/A1 | 2004-02-17 |  | 225 |  |  |  |  | 27-9-2012 | w
141 | Haemoglobinometer | LAB_HBMT | 00078/HBMT/2 | C |  |  |  | 2001-03-29 | ASSOCIATED SURGICALS CHENNAI | ASSOCIATED SURGICALS CHENNAI | BLOOD BANK | DMS | 120022/CPII/1/2000 | 2001-03-29 |  | 560 |  |  |  |  | 22-9-2012 | w
142 | IR Lamp | PHY_IRLMP | 00078/IRLMP/2 | C | HANDY | 2 |  | 2000-11-10 | ALANMEDICALS | ALAN M~EDICALS | OT | DMS | 63459/CPII/1/2000 | 2011-11-10 |  | 990 | CAMC |  |  |  | 2012-12-09 | w
143 | IR Lamp | PHY_IRLMP | 00078/IRLMP/1 | C | HANDY | 1 |  | 2000-11-10 | ALAN MEDICAL | ALAN MEDICALS | OT | DMS | 63459/CPII/1/2000 | 2000-11-10 |  | 990 | NO AMC |  |  |  | 2012-12-09 | w
144 | Ice Lined Refrigerator | LAB_ILREF_T | 00078/ILREF/1 | C | [6 empty] | FRO room |  |  |  |  | 0 |  |  |  |  | 18-12-2010 | w
145 | Ice Lined Refrigerator | LAB_ILREF | 00078/ILREF/1 | C |  | 23916048 |  | 1993-05-14 |  | COLD CHAIN EQU~BY.GOVT OF INDIA UNIVERSAL~ IMMUNISATION PRO | FW DEPARTMENT | DMS | 52104/IMM/91S4 | 1998-10-14 |  | 0 |  |  |  |  | 29-9-2012 | w
146 | Infusion Pump/Infusion Syringe Pump/Insulin Syringe Pump | CRD_INPM | 00078/INPM/4 | C | EVADROP-MP-1000 | MP1ALH206 |  | 2011-10-05 | SCHILLER HEALTH CARE INDIA PVT LTD PONDICHERRY | SCHILLERHEALTH CARE INDIA PVT LTD PONDICHERRY | LABOUR WARD | TNHSP | TNHSP/TNMSC/AG16/2010 | 2012-06-29 | 2015-06-29 | 25900 | AMC |  |  |  | 2012-04-09 | w
147 | Infusion Pump/Infusion Syringe Pump/Insulin Syringe Pump | CRD_INPM | 00078/INPM/3 | C | ST6000 | 316587/05 |  | 2011-08-12 | TRANS HEALTH CARE INDIA PVT LTD CHENNAI | TRANS HEALTH CARE INDIA PVT LTDCHENNAI | A.E WARD | TNHSP | TNHSP/TNMC/AG15/2011 | 2011-08-12 | 2012-08-11 | 25200 | AMC |  |  |  | 2012-04-09 | w
148 | Infusion pump | CRD_INPM | 00078/INPM/2 | C | JMS-OT701 | 15542 |  | 2007-09-08 | SOUTH INDIA | South India Surgical | FEMALE WARD | TNHSP | TNHSP/TNMSC/P2E16/2007 | 2007-10-06 |  | 47836 | AMC |  | 2011-06-30 | South India Surgical | 25-12-2010 | NW | condemned
149 | Infusion pump | CRD_INPM | 00078/INPM/1 | C | JMS-OT701 | 15541 |  | 2007-09-08 | SOUTH INDIA | South India Surgical | LW | TNHSP | TNHSP/TNMSC/P2E16/2007 | 2007-10-06 |  | 87356 | AMC |  | 2011-06-30 | South India Surgical | 25-12-2010 | NW | condemned
150 | Lab Incubator | LAB_INCU | 00078/INCU/2 | C |  |  |  | 1998-11-26 | DALAL AGENCIES CHENNAI | DALAL AGENCIES CHENNAI | BLOOD BANK | DMS | 21448/CP2/1/98 | 1998-11-26 |  | 10625 |  |  |  |  | 22-9-2012 | w
151 | Lab Incubator | LAB_INCU | 00078/INCU/1 | C | CHAMBER MODE | 1 |  | 2002-11-28 | ASSOCIATED SURGICALS | ASSOCIATED SURGICALS | BLOOD BANK | DMS | 7856/CPII/1/2002 | 2002-11-28 |  | 5200 | NO AMC |  |  |  | 2012-12-09 | w
152 | Lab Incubator | LAB_INCU | 00078/INCU/3 | C |  |  |  | 1999-08-05 | DALAL AGENCIES CHENNAI | DALAL AGENCIES CHENNAI | BLOOD BANK | DMS | 42307/CP2/1/99 | 1999-08-05 |  | 10625 |  |  |  |  | 22-9-2012 | w
153 | Laproscope Single Puncture | END_LSP_T | 00078/LSP/1 | C | [6 empty] | PP OT |  |  |  |  | 0 |  |  |  |  | 18-12-2010 | delete
154 | Magnavision Lamp | NNE_MAGL | 00078/MAGL/2 | C | MAGNASCOPE |  |  | 2012-03-20 | SOLOCRAFT INDUSTRIES CHENNAI | SOLOCRAFT INDUSTRIES CHENNAI | LABOUR WARD | TNHSP | TNHSP/TNMSC/ICB/AG31/2010 |  | 2013-03-19 | 6987 |  |  |  |  | 2012-04-09 | w
155 | Magnavision Lamp | NNE_MAGL | 00078/MAGL/1 | C |  |  |  | 2011-03-14 | JUPITER MANUFACTURING WORKS COIMBATORE | JUPITER MANUFACTURING WORKS COIMBATORE | OPERATION THEATRE | TNMSC | 04R/NRHM/TNMSC/ENGG/2011 | 2011-03-31 | 2014-03-13 | 4400 | AMC |  |  |  | 2012-04-09 | w
156 | Mannual Colposcope | GYN_CALPM | 00078/CALPM/1 | C | ARI-II-ID | R20130254 |  | 2013-03-09 | SOUTHINDIASURGICALS | SOUTHINDIASURGICALS | NCDOP | TNHSP | TNHSP-TNMSC/ENGG/AG30/2011 | 2013-03-23 | 2014-03-21 | 130000 |  |  |  |  | 2013-05-04 | w
157 | Micro Haematocrit Apparatus | LAB_MHA | 00078/MHA/1 | C |  |  |  | 1996-05-22 |  | UNI-PHARM INDIA CHENNAI | FRU | IPPV | 40/S2(2)/ICBIII/95 | 1996-09-12 |  | 0 | NO AMC |  |  |  | 30-9-2012 | w
158 | Microscope - Mono Ocular(Self Illuminating) | LAB_MMSI | 00078/MMSI/1 | C | BD1 13B |  |  | 2012-03-02 |  | RNTCP | LABORATORY | TNMSC |  |  |  | 0 |  |  |  |  | 2012-04-09 | w
159 | Mono cular Microscope | LAB_MOMS | 00078/MOMS/1 | C | [6 empty] | OP |  |  |  |  | 0 |  |  |  |  | 18-12-2010 | NW | condemned
160 | Nebuliser Adult | OTH_NEBA_T | 00078/NEBA/1 | C |  |  |  |  | Microlux | Microlux | OP |  |  |  |  | 0 |  |  |  |  | 18-12-2010 | delete
161 | Nebuliser Adult | OTH_NEBA_T | 00078/NEBA/2 | C |  |  |  |  | Microlux | Microlux | PP Ward |  |  |  |  | 0 |  |  |  |  | 18-12-2010 | delete
162 | Nebuliser Adult | OTH_NEBA | 00078/NEBA/1 | C | ITALIAN MAKE |  |  | 1999-04-22 | ASSOCIATE SURICALS CHENNAI | ASSOCIATE SURICALS CHENNAI | FEMALE WARD | DMS | 29550/CP1I/1/99 | 1999-04-22 |  | 4250 |  |  |  |  | 2012-07-09 | NW | condemned
163 | Nebuliser Adult | OTH_NEBA | 00078/NEBA/2 | C |  | 123378 |  | 2003-08-04 | ASSOCIATE SURGICALS CHENNAI | ASSOCIATE SURGICALS CHENNAI | CASUALTY | DMS | 45036/SPS/1/2003 | 2003-09-04 |  | 2200 |  |  |  |  | 2012-07-09 | w
164 | Nebulizer baby | NNE_NEBB | 00078/NEBB/2 | C |  |  |  | 1996-03-23 | PHONEIXMEDICALSYSTEMCHENNAI | PHONEIXMEDICALSYSTEMCHENNAI | FRU | IPPV | 40/S2/LCB.2/95 | 1996-09-12 |  | 4010 | NO AMC |  |  |  | 30-9-2012 | NW | condemned
165 | Nebulizer baby | NNE_NEBB | 00078/NEBB/1 | C |  |  |  | 2007-08-03 | JUPITER MA.CBE 9 | JUPITER MA.CBE | AE | TNHSP | TNHSP/TNMSC/ENGG/PIIE23/2000 | 2007-08-17 |  | 1260 |  |  |  |  | 27-9-2012 | w | condemned
166 | Needle destroyer / Syringe Destroyer | OTH_NEED | 00078/NEED/1 | C |  |  |  | 2003-06-27 | LINCO SINTIFIC INSTRUMENTS AND CHEMAICLS PVT LTD | LINCO SINTIFIC INSTRUMENTS AND CHEMAICLS PVT LTD | OPD~LAB~FEMALE WARD | DMS | 42147/Sandamp;P/1/2003 | 2003-06-27 |  | 7050 |  |  |  |  | 2012-08-09 | NW | condemned
167 | Needle destroyer / Syringe Destroyer | OTH_NEED | 00078/NEED/6 | C | ANTHIYURCONSUMERSOCEITY |  |  | 2013-08-23 | ANTHIYURCONSUMERSOCEITY |  | OT | OTHERS |  | 2013-08-23 |  | 1750 |  |  |  |  | 2014-12-02 | NW | condemned
168 | Needle destroyer / Syringe Destroyer | OTH_NEED | 00078/NEED/3 | C | YORCO |  |  | 2002-10-31 | SCINTIFIC AND GENREAL TRADERS CHENNAI | SCINTIFIC AND GENREAL TRADERS CHENNAI | BLOOD BANK | DMS | 7856/CPII/1/2002 | 2002-10-31 |  | 5175 |  |  |  |  | 2012-08-09 | NW | condemned
169 | Needle destroyer / Syringe Destroyer | OTH_NEED | 00078/NEED/4 | C |  | ND/40/733 |  | 2010-08-14 | LINCO SCINTIFIC INSTRUMENTS AND CHEMICALS PVT LTD AMBALA | LINCO SCINTIFIC INSTRUMENTS AND CHEMICALS PVT LTD AMBALA | BLOOD BANK | TNMSC | 892-4/GFATM-R-II/TANSACS/TNMSC/2009-01 | 2010-08-14 |  | 1700 |  |  |  |  | 2012-08-09 | NW | condemned
170 | Needle destroyer / Syringe Destroyer | OTH_NEED | 00078/NEED/2 | C |  | 10933-10942 |  | 2008-12-28 | GLO LIFE CARE EQUPIMENTS CHENNAI | GLO LIFE CARE EQUPIMENTS CHENNAI | MALE WARD~OPD~FEMALE WARD~LAB~LABOUR WARD~TH WARD | TNHSP | TNHSP/TNMSC/ENGG/VMWM1/2008 | 2008-12-28 |  | 7550 |  |  |  |  | 2012-08-09 | NW | condemned
171 | Needle destroyer / Syringe Destroyer | OTH_NEED_T | 00078/NEED/1 | C | [6 empty] | L.ward |  |  |  |  | 0 |  |  |  |  | 18-12-2010 | NW | condemned
172 | Needle destroyer / Syringe Destroyer | OTH_NEED | 00078/NEED/5 | C |  |  |  | 2013-08-22 | ANYTIYURCONSUMERSOCEITY | ANTHIYURCONSUMERSOCEITY | OPD/LW | OTHERS |  | 2013-08-22 |  | 3500 |  |  |  |  | 2014-12-02 | NW | condemned
173 | Needle destroyer / Syringe Destroyer | OTH_NEED_T | 00078/NEED/2 | C | [6 empty] | L.ward |  |  |  |  | 0 |  |  |  |  | 18-12-2010 | NW | condemned
174 | Operating Head Lamp | OTE_HL | 00078/HL/1 | C |  |  |  | 2001-06-14 | GENERAL SURGICAL COM.CHENNAI | GENERAL SURGICAL COM.CHENNAI | OT | DMS | 56509/CPII/1/2000 | 2001-06-14 |  | 24750 |  |  |  |  | 27-9-2012 | delete
175 | Photo Calorie Meter - Analog / Digital | LAB_CM | 00078/CM/2 | C |  |  |  | 1988-10-31 | HIRENPHARMAANDSURGICALSCHENNAI | HIRENPHARMAANDSURGICALSCHENNAI | LAB | OTHERS |  | 1990-04-12 |  | 3822 |  |  |  |  | 29-9-2012 | w
176 | Photo Calorie Meter - Analog / Digital | LAB_CM | 00078/CM/1 | C |  |  |  | 1998-03-18 |  | ALAN MEDICALandamp;LABRATORY PRODUCTS CHENNAI | LAB | DMS | 89347/CPII/1/98 | 1998-03-18 |  | 9500 |  |  |  |  | 27-9-2012 | w
177 | Phototherapy Unit | NNE_PHTU | 00078/PHTU/6 | C | NICE 4000CFL | 0711957~0711912 |  | 2008-01-26 | MADRAS SURGICLS AND CHEMICALS CHENNAI | MADRAS SURGICLS AND CHEMICALS CHENNAI | LABOUR WARD~FEMALE WARD | TNHSP | TNHSP/TNMSC/P2E10/2007 | 2008-02-08 |  | 20520 |  |  |  |  | 2012-07-09 | w
178 | Phototherapy Unit | NNE_PHTU | 00078/PHTU/7 | C |  | 1045 |  | 1996-03-20 | BEDMEDICALCHENNAI | BETMEDICALCHENNAI | FRU | IPPV | 40/S2/LCB-I/95 | 1996-09-12 |  | 5600 | NO AMC |  |  |  | 30-9-2012 | w
179 | Phototherapy Unit | NNE_PHTU | 00078/PHTU/1 | C |  |  |  |  | Neotech | Neotech | FRO room |  |  |  |  | 0 |  |  |  |  | 18-12-2010 | delete
180 | Phototherapy Unit | NNE_PHTU | 00078/PHTU/2 | C |  |  |  |  | Meditrin Inst. | Meditrin Inst. | FRO room |  |  |  |  | 0 |  |  |  |  | 18-12-2010 | delete
181 | Phototherapy Unit | NNE_PHTU | 00078/PHTU/4 | C | Nice 4000CF1 |  |  |  | Madras Surgicals | Madras Surgicals | labour ward | TNHSP |  |  |  | 0 | AMC |  | 2011-02-28 | Madras Surgicals | 25-12-2010 | w
182 | Phototherapy Unit | NNE_PHTU | 00078/PHTU/3 | C |  |  |  |  | Neotech | Neotech | PP Ward |  |  |  |  | 0 |  |  |  |  | 18-12-2010 | delete
183 | Phototherapy Unit | NNE_PHTU | 00078/PHTU/5 | C | Nice 4000CF1 |  |  |  | Madras Surgicals | Madras Surgicals | labour ward | TNHSP |  |  |  | 0 | AMC |  | 2011-02-28 | Madras Surgicals | 25-12-2010 | w
184 | Physical Balance | LAB_PHYS | 00078/PHYS/1 | C |  |  |  | 2001-03-29 | ASSOCIATEDSURGICALSCHENNAI | ASSOCIATEDSURGICALSCHENNAI | BLOODBANK | DMS | 120022/CP11/1/2000 | 2001-03-29 |  | 2500 |  |  |  |  | 29-9-2012 | NW | condemned
185 | Radiant Warmer | NNE_RAWR | 00078/RAWR/9 | C |  |  |  | 2013-08-07 | BIOMEDICALSYSTEM | BIOMEDICALSYSTEM | LW | OTHERS |  | 2014-08-07 |  | 34200 |  |  |  |  | 2014-12-02 | w
186 | Radiant Warmer | NNE_RAWR | 00078/RAWR/3 | C |  |  |  |  | Phoenix | Phoenix | Lab |  |  |  |  | 0 |  |  |  |  | 18-12-2010 | w
187 | Radiant Warmer | NNE_RAWR | 00078/RAWR/7 | C | Nice 2007S |  |  | 2008-12-24 | Madras Surgicals | Madras Surgicals | Labour ward | TNHSP |  | 2008-12-24 | 2009-12-24 | 0 | AMC |  | 2011-02-28 | Madras Surgicals | 24-12-2010 | w
188 | Radiant Warmer | NNE_RAWR | 00078/RAWR/6 | C | Nice 2007S |  |  | 2008-12-24 | Madras Surgicals | Madras Surgicals | Labour ward | TNHSP |  | 2008-12-24 | 2009-12-24 | 0 | AMC |  | 2011-02-28 | Madras Surgicals | 24-12-2010 | w
189 | Radiant Warmer | NNE_RAWR | 00078/RAWR/8 | C |  |  |  | 1996-03-23 | PHOENIXMEDICALSYSTEMCHENNAI | PHOENIXMEDICALSYSTEMCHENNAI | FRU | IPPV | 40/S2/LCBI/95 | 1996-09-12 |  | 14208 | NO AMC |  |  |  | 30-9-2012 | w
190 | Radiant Warmer | NNE_RAWR | 00078/RAWR/4 | C |  |  |  |  | Neotech | Neotech | PP Ward |  |  |  |  | 0 |  |  |  |  | 18-12-2010 | w
191 | Radiant Warmer | NNE_RAWR | 00078/RAWR/2 | C |  |  |  |  | Neotech | Neotech | FRO room |  |  |  |  | 0 |  |  |  |  | 18-12-2010 | w
192 | Radiant Warmer | NNE_RAWR | 00078/RAWR/5 | C | Nice 2007S |  |  | 2008-12-24 | Madras Surgicals | Madras Surgicals | Labour ward | TNHSP |  | 2008-12-24 | 2009-12-24 | 0 | AMC |  | 2011-02-28 | Madras Surgicals | 24-12-2010 | w
193 | Radiant Warmer | NNE_RAWR | 00078/RAWR/1 | C | [6 empty] | FRO room |  |  |  |  | 0 |  |  |  |  | 18-12-2010 | w
194 | Refrigerator | LAB_REFR | 00078/REFR/1 | C |  |  |  | 2002-09-03 | HITEK INSTRUMENTS CHENNAI | HITEK INSTRUMENTS CHENNAI | LAB | DMS | 7856/CP2/1/02 |  |  | 14000 |  |  |  |  | 22-9-2012 | w
195 | Refrigerator | LAB_REFR | 00078/REFR/4 | C |  | 063 HITICHI |  | 1994-09-15 |  | DDHS.ERODE | OT | OTHERS |  | 1998-09-16 |  | 0 | NO AMC |  |  |  | 30-9-2012 | w
196 | Refrigerator | LAB_REFR | 00078/REFR/2 | C |  |  |  | 1976-01-24 |  | DONATION | OPD | OTHERS |  | 1976-01-24 |  | 0 | NO AMC |  |  |  | 30-9-2012 | w
197 | Refrigerator | LAB_REFR | 00078/REFR/3 | C |  |  |  | 1990-10-09 |  | GH DHARAPURAM | OPD | OTHERS | 2094/E2/89 | 1990-10-08 |  | 0 | NO AMC |  |  |  | 30-9-2012 | w
198 | Refrigerator | LAB_REFR | 00078/REFR/5 | C |  | 3403108-CB~ 3403135-CB |  | 1996-04-25 |  | GODREJ GE APPLIANCENS CHENNAI | OPD~MAIN STORE | DMS | 89434/CB2/1/95 | 1996-05-20 |  | 8200 | NO AMC |  |  |  | 30-9-2012 | w
199 | Silastic vacuum extractor | NNE_VEXS | 00078/VEXS/1 | C |  |  |  | 1999-07-09 | THESOUTHINDIASURGICALSCHENNAI | THESOUTHINDIASURGICALSCHENNAI | OT | DMS | 22970/CP11/1/99 | 1999-07-09 |  | 12500 |  |  |  |  | 30-9-2012 | delete
200 | Steriliser Small (Instruments) | OTE_STSL | 00078/STSL/2 | C |  |  |  | 2002-02-22 | ASSOCIATEDSURGICALSCHENNAI | ASSOCIATEDSURGICALSCHENNAI | OT | DMS | 44166/CP11/1/2001 | 2002-08-09 |  | 850 |  |  |  |  | 29-9-2012 | w
201 | Steriliser Small (Instruments) | OTE_STSL | 00078/STSL/1 | C |  |  |  | 2002-02-22 | ASSOCIATEDSURGICALSCHENNAI | ASSOCIATEDSURGICALSCHENNAI | LAB | DMS | 44166/CP11/1/2001 | 2002-03-18 |  | 600 |  |  |  |  | 29-9-2012 | w
202 | Steriliser Small (Instruments) | OTE_STSL | 00078/STSL/3 | C |  |  |  | 2002-02-22 | ASSOCIATEDSURGICALSCHENNAI | ASSOCIATEDSURGICALSCHENNAI | OT | DMS | 14166/CP11/1/2001 | 2002-11-11 |  | 800 |  |  |  |  | 29-9-2012 | w
203 | Steriliser Small (Instruments) | OTE_STSL | 00078/STSL/4 | C |  |  |  | 1978-06-21 |  |  | WARD | OTHERS | 332/78 | 1978-06-21 |  | 0 |  |  |  |  | 29-9-2012 | delete
204 | Sterilizer Medium (Instrument) | OTE_STMD | 00078/STMD/6 | C |  |  |  | 1976-10-19 |  |  | OP | OTHERS |  |  |  | 0 |  |  |  |  | 29-9-2012 | delete
205 | Sterilizer Medium (Instrument) | OTE_STMD | 00078/STMD/5 | C |  |  |  | 1989-12-21 |  |  | OP | OTHERS |  | 1989-12-21 |  | 0 |  |  |  |  | 29-9-2012 | delete
206 | Sterilizer Medium (Instrument) | OTE_STMD | 00078/STMD/3 | C | MEDIUM | 2/AE |  | 2008-03-20 | SURYA SURGICALS | SURYA SURGICAS INDUSTRIES | AE WARD | TNHSP | TNHSP/TNMSC/P2E20/2007 | 2008-03-20 |  | 1360 | NO AMC |  |  |  | 2012-12-09 | w
207 | Sterilizer Medium (Instrument) | OTE_STMD | 00078/STMD/1 | C | [6 empty] | PP OT |  |  |  |  | 0 |  |  |  |  | 18-12-2010 | delete
208 | Sterilizer Medium (Instrument) | OTE_STMD | 00078/STMD/2 | C | MEDIUM | 1 |  | 2008-03-20 | SUURYA SUURGICALS | SURYA SURGICALS | LW | TNHSP | TNHSP/TNMSC/P2E20 | 2008-03-20 |  | 1360 | NO AMC |  |  |  | 2012-12-09 | w
209 | Sterilizer Medium (Instrument) | OTE_STMD | 00078/STMD/4 | C |  |  |  | 1984-12-14 |  | BHARAT SURGICAL | OT | OTHERS |  | 1984-12-17 |  | 598 |  |  |  |  | 29-9-2012 | w
210 | Suction Apparatus - Electrical | OTE_SAEL | 00078/SAEL/3 | C | [6 empty] | MOT |  |  |  |  | 0 |  |  |  |  | 18-12-2010 | delete
211 | Suction Apparatus - Electrical | OTE_SAEL | 00078/SAEL/5 | C | [6 empty] | NB |  |  |  |  | 0 |  |  |  |  | 18-12-2010 | delete
212 | Suction Apparatus - Electrical | OTE_SAEL | 00078/SAEL/2 | C | [6 empty] | MOT |  |  |  |  | 0 |  |  |  |  | 18-12-2010 | delete
213 | Suction Apparatus - Electrical | OTE_SAEL | 00078/SAEL/6 | C | [6 empty] | NB |  |  |  |  | 0 |  |  |  |  | 18-12-2010 | delete
214 | Suction Apparatus - Electrical | OTE_SAEL | 00078/SAEL/7 | C | [6 empty] | NB |  |  |  |  | 0 |  |  |  |  | 18-12-2010 | delete | double entry
215 | Suction Apparatus - Electrical | OTE_SAEL | 00078/SAEL/9 | C |  |  |  | 1996-04-30 |  | LEADING INDIA SURGICAL CHENNAI | LW | IPPV | 40/S2/LCB2/95 | 1996-09-30 |  | 5842 | NO AMC |  |  |  | 30-9-2012 | delete
216 | Suction Apparatus - Electrical | OTE_SAEL | 00078/SAEL/8 | C | 7A23D |  |  | 2008-02-22 | VINBIOTECHSYSTEMS | VINBIOTECHSYSTEMS | OTMWAELW | TNHSP | TNHSP/TNMSC/P2E18/2007 | 2008-02-22 |  | 20740 |  |  |  |  | 27-9-2012 | w
217 | Suction Apparatus - Electrical | OTE_SAEL | 00078/SAEL/10 | C |  |  |  | 2001-10-03 |  |  | OT | PPP |  | 2001-10-23 |  | 0 |  |  |  |  | 2012-01-10 | delete
218 | Suction Apparatus - Electrical | OTE_SAEL | 00078/SAEL/4 | C | [6 empty] | NB |  |  |  |  | 0 |  |  |  |  | 18-12-2010 | delete
219 | Suction Apparatus - Electrical | OTE_SAEL | 00078/SAEL/1 | C | [6 empty] | MOT |  |  |  |  | 0 |  |  |  |  | 18-12-2010 | delete
220 | Suction Apparatus - Foot operated | OTE_SAFO | 00078/SAFO/2 | C |  |  |  | 1996-05-06 |  | SAPARWAL CHENNAI | FRU | IPPV |  | 1996-09-12 |  | 720 |  |  |  |  | 30-9-2012 | NW | condemned
221 | Suction Apparatus - Foot operated | OTE_SAFO | 00078/SAFO/1 | C |  |  |  | 2009-05-27 |  | JDHS ERODE | AMBULANCE | TNHSP |  | 2009-05-27 |  | 0 |  |  |  |  | 22-9-2012 | w
222 | Traction Unit/Electronic Traction Unit | PHY_TRAC | 00078/TRAC/1 | C | CERVICAL TRACTION | 1 |  | 2011-04-11 | NIL | ASSOCIATED SURGICALS | PHYSIOTHERAPY | OTHERS | 63459/CPII/1/2000 | 2011-04-11 |  | 22400 | NO AMC |  |  |  | 2012-12-09 | w
223 | Traction Unit/Electronic Traction Unit | PHY_TRAC | 00078/TRAC/2 | C | LUMBAR TRACTION | 2 |  | 2001-03-03 | ASSOCIATED SURGICALS | ASSOCIATED SURGICALS | OT | DMS | 63459/CPII/1/2000 | 2001-03-03 |  | 2500 | NO AMC |  |  |  | 2012-12-09 | w
224 | Traction Unit/Electronic Traction Unit | PHY_TRAC | 00078/TRAC/3 | C |  |  |  | 2001-04-11 | ASSOCIATED SURGICAL CHENNAI | ASSOCIATED SURGICAL CHENNAI | PHYSIOTHERAPY | DMS | 63459/CPII/1/2000 | 2003-03-04 |  | 22400 |  |  |  |  | 27-9-2012 | w
225 | Ultra Violet Lamp | OTE_UVLP | 00078/UVLP/1 | C |  |  |  | 2000-07-20 | ALAN AND LABORATORY PRODUCTS CHENNAI | ALAN AND LABORATORY PRODUCTS CHENNAI | PHYSIOTHERAPY | DMS | 56509/CP2/1/2000 | 2000-07-20 |  | 990 |  |  |  |  | 22-9-2012 | w
226 | Universal Bone Drill | SUR_BNDL | 00078/BNDL/1 | C | UNIVERSAL | 1 |  | 2000-12-09 | ASSOCIATED | ASSOCIATED | OT | DMS | 63459/CPII/1/2000 | 2000-12-09 |  | 1100 | NO AMC |  |  |  | 2012-12-09 | NW | condemned
227 | VDRL Rotator/Shaker | LAB_VDRL | 00078/VDRL/1 | C |  | AVCM-88 |  | 2001-03-30 | REMI MOTORS MUMBAI | REMII MOTORS | BLOOD BANK | DMS | 120022/CPII/1/2000 | 2001-03-30 |  | 3700 |  |  |  |  | 22-9-2012 | w
228 | Vacuum extractor metal | NNE_VEXM | 00078/VEXM/2 | C |  | KITJ |  | 1996-03-30 | GENERALSURGICALS | GENERALSURGICALSCHENNAI | FRU | IPPV | 40/S2/9/[2]/ICB-111/95 | 1996-09-12 |  | 0 | NO AMC |  |  |  | 30-9-2012 | NW | condemned
229 | Vacuum extractor metal | NNE_VEXM | 00078/VEXM/1 | C |  |  |  | 1999-07-09 | SOUTH SUPPLIER CHENNAI | SOUTH SUPPLIER CHENNAI | OT |  | 22970/CPII/1/99 | 1999-07-09 |  | 12500 |  |  |  |  | 27-9-2012 | NW | condemned
230 | Water Bath/Ultrasonic Water Bath | LAB_WBAT | 00078/WBAT/1 | C |  |  |  | 1998-11-26 | M.C.DALALAGENCIESCHENNAI | M.C.DALALAGENCIESCHENNAI | BLOODBANK | DMS | 21448/CP11/1/98 | 1998-11-26 |  | 3300 |  |  |  |  | 27-9-2012 | w
231 | Water Bath/Ultrasonic Water Bath | LAB_WBAT | 00078/WBAT/3 | C | SMII-143-MAKE-JINDAL |  |  | 2014-05-24 | S.M.SCIENTIFICINTRUMENTSPVT.LTD | S.M.SCIENTIFICINTRUMENTSPVT.LTD | LAB | TNHSP | TNHSP/TNMSC/AG87h/2014DT.29/04/14 | 2014-09-16 |  | 8262 | AMC |  |  |  | 16-9-2014 | w
232 | Water Bath/Ultrasonic Water Bath | LAB_WBAT | 00078/WBAT/2 | C |  | KIT - P |  | 1996-05-23 |  | C.J.MEHTAandamp;CO CHENNAI | FRU | IPPV | 40/S2(Z)/ICB.III/95 | 1996-09-12 |  | 0 |  |  |  |  | 30-9-2012 | w
233 | Wax Bath / Wax Tub | PHY_WAX | 00078/WAX/1 | C | NIL | 1 |  | 2001-03-23 | MODERN EQ.andamp;HOSP.EQ | MODERN ENG. AND HOSP.EQUIPMENT | PHYSIOTHERAPY | DMS | 53459/CPII/1/2000 | 2001-03-21 |  | 4500 | NO AMC |  |  |  | 2012-12-09 | w
234 | Weighing Machine-Suspension | OTH_WEIM | 00078/WEIM/1 | C |  |  |  | 2002-09-26 | ASSOCIATEDSURGICALSCHENNAI | ASSOCIATEDSURGICALSCHENNAI | BLOODBANK | DMS | 7856/CP11/1/2002 | 2002-09-26 |  | 480 |  |  |  |  | 27-9-2012 | w
235 | Weighing machine adult | NNE_WTMA | 00078/WTMA/1 | C |  |  |  |  | Brawn | Brawn | Labour ward |  |  |  |  | 0 |  |  |  |  | 18-12-2010 | w
236 | Weighing machine adult | NNE_WTMA | 00078/WTMA/3 | C |  |  |  | 1998-06-04 | ASSOCIATEDSURGICALSCHENNAI | ASSOCIATEDSURGICALSCHENNAI | OT | DMS | 21448/CP11/1/98 | 1998-06-02 |  | 340 |  |  |  |  | 29-9-2012 | w
237 | Weighing machine adult | NNE_WTMA | 00078/WTMA/4 | C |  |  |  | 1999-06-28 | ASSOCIATEDSURGICALSCHENNAI | ASSOCIATEDSURGICALSCHENNAI | OP | DMS | 42307/CP11/1/99 | 1999-06-28 |  | 465 |  |  |  |  | 29-9-2012 | w
238 | Weighing machine adult | NNE_WTMA | 00078/WTMA/5 | C |  |  |  | 2002-02-22 | ASSOCIATEDSURGICALSCHENNAI | ASSOCIATEDSURGICALSCHENNAI | OP/LW/PP/MW | DMS | 44166/CP11/1/2001 | 2002-02-22 |  | 400 |  |  |  |  | 29-9-2012 | w
239 | Weighing machine adult | NNE_WTMA | 00078/WTMA/2 | C |  |  |  | 2012-02-11 | M/S HARDIK MEDITECH DELHI | ALAN MEDICAL LABORATORY |  | TNHSP |  |  |  | 598 |  |  |  |  | 2012-04-09 | w
240 | Weighing machine infant | NNE_WTMB | 00078/WTMB/3 | C | BABY WEIGHING MACHINE | 1/OPD |  | 2011-02-17 | JUPITER | JUPPITER | OPD | RCH | RCHII/TNMSC/ENG/44538/2010 | 2011-02-17 |  | 2300 | NO AMC |  |  |  | 2012-12-09 | w
241 | Weighing machine infant | NNE_WTMB | 00078/WTMB/1 | C | BABY WEIGHING MACHINE | 1 |  | 2011-02-17 | JUPITER | JUPITER MFC |  | RCH | RCHII/ENGG/4538/2010 | 2011-02-17 |  | 2300 | NO AMC |  |  |  | 2012-12-09 | w
242 | Weighing machine infant | NNE_WTMB | 00078/WTMB/2 | C | BABY WEIGHING MACHINE | 2 |  | 2011-02-17 | JUPITER | JUPITER | LW | RCH | RCHII/TNMSC/ENG/4538/2010 | 2011-02-17 |  | 2300 | NO AMC |  |  |  | 2012-12-09 | w
243 | Weighing machine infant | NNE_WTMB | 00078/WTMB/4 | C |  |  |  | 2011-02-17 | JUPITER M.WORKS.CBE 9 | JUPITER M.WORKS.CBE | LW.OPD | RCH | RCHII/TNMSC/ENGG/4538/2010-3 | 2011-03-02 |  | 2300 |  |  |  |  | 27-9-2012 | w
244 | Weighing machine infant | NNE_WTMB | 00078/WTMB/5 | C | SABERWALSURGICALS |  |  | 2013-08-16 | SABERWALSURGICALS |  | LW-1/OT-2 | OTHERS |  | 2013-08-16 |  | 16200 |  |  |  |  | 2014-12-02 | w
245 | Weighing machine paed | NNE_WTMP | 00078/WTMP/2 | C |  |  |  | 1989-12-19 | HIRENPHARMA+SURGICALS | HIRENPHARMA+SURGICALS | LW | DMS |  | 1989-12-19 |  | 290 |  |  |  |  | 29-9-2012 | w
246 | Weighing machine paed | NNE_WTMP | 00078/WTMP/3 | C |  |  |  | 1997-02-12 | ASSOCIATEDSURGICALSCHENNAI | ASSOCIATEDSURGICALSCHENNAI | LW | DMS | 67990/CP11/1/96 | 1997-05-09 |  | 510 |  |  |  |  | 29-9-2012 | w
247 | Weighing machine paed | NNE_WTMP | 00078/WTMP/1 | C |  |  |  | 1956-07-03 |  |  | LW | OTHERS |  | 1956-07-03 |  | 0 |  |  |  |  | 29-9-2012 | w
6853787

## gobi c
S.No. | Equipment Name | Equipment Code | Equipment Code(Institution) | Equipment Category | Equipment Model No | Equipment Serial No | CPC Code | Date of Receipt | Manufacturer Name | Supplier Name | Location of Equipment | Source of Supply | Purchase Order No | Date of Installation | Warranty Valid Upto | Cost of the item | If AMC available | AMC Cost | AMC valid upto | AMC agency name | Reported Date | Working Status | Remarks
2 | Echocardiogram Color | IME_IECGM | 00073/IECGM/1 | B1 | 23747WS9 | 23747S9 | w | 2013-12-25 | WIPRO UE MEDICAL SYSTEM | WIPPRO UE MEDICAL SYSTEM /RR MEDIRONICS ERODE | ICCU | OTHERS | 1224/ 13 | 2014-01-11 | 2015-01-10 | 472500 | AMC | NA | NA | R.KANNAN | 2014-04-04 | w
3 | Laparoscope operating major with accessories | END_LAPO | 00073/LAPO/1 | B1 | CAM 101 | 57211013 | w | 2013-03-28 | JBS MEDITECH | JBSMEDITEC PVT LTD COIMBATORE | OT | OTHERS | NA | 2013-03-28 | 2014-03-28 | 288625 | NA | NA | NA | NA | 13-2-2014 | w
4 | Operating Microscope(Eye) | EYE_OMS | 00073/OMS/2 | B1 | AAOM-10 | 1023310 | w | 2000-12-08 | TAKAGI | APPASAMI ASSOCIATES | EYE OT | OTHERS | L11013/26/98-OPHTHAL(1)/OPDG/MIC | 2000-12-08 | 2002-12-08 | 98000 | NA | NA | NA | NA | 13-9-2014 | w
5 | Operating Microscope(Eye) | EYE_OMS | 00073/OMS/1 | B1 | ASM980TG | 903263 | w | 2010-03-26 | ASCON | ASON-MEDICAL INSTRUMENT | EYE OT | TNMSC | PO 3093/TNMSCENG/0/2009 | 2010-03-26 | 2013-03-27 | 280000 | NO AMC | NA | NA | NA | 14-6-2012 | w
6 | A-Scan Biometer | EYE_ASB | 00073/ASB/1 | B2 | J73-281 | A SCAN 1 | condemned | 2002-09-19 | STESALIT | STESALIT | EYE WARD | RCH | NIL | 2002-09-19 | 2003-09-18 | 0 | NO AMC | NA | NA | NA | 2012-09-09 | condemned
7 | Automated Cell Counter | LAB_BCC | 00073/BCC/1 | B2 | KX21 | B 8752 | delete | 2012-10-20 | SYSMEX CORPORATION | TRANSASIA | LAB | OTHERS |  | 2012-10-20 |  | 0 |  |  |  |  | 26-10-2012 | delete
8 | BIOM-Binocular Indirect Ophthalmo Microscope | EYE_BIOM | 00073/BIOM/1 | B2 | AAOM-10 | SN-1/EYE OP | delete | 2000-12-08 | APPSAMY | APPSAMY ASSOCIATES | EYE OP | OTHERS | LII013/26/98 | 2000-12-08 |  | 98000 |  |  |  |  | 2012-09-09 | delete
9 | Bed Side Monitor/Cardiac Monitor/ECG Monitor | CRD_CM | 00073/CM/1 | B2 | LOGIG 3PRO WITH 5.0MHZ | 2347WS9 | delete | 2013-12-25 | WIPRO GE MEDICAL SYSTEM | R.R MEDITRONICS ERODE | ICCU | OTHERS | 1224/13 DT 2/12/2013 | 2013-12-25 | 2014-12-25 | 472500 | NO AMC | NA | NA | NA | 13-2-2014 | delete
10 | Binocular Mircroscope | LAB_BIMS | 00073/BIMS/2 | B2 | 95883 | SN 1andamp;SN2 | w | 1998-10-26 |  | TANSAC CHENNAI | BB~LAB | OTHERS |  | 1998-10-26 |  | 0 | NO AMC |  |  |  | 2012-12-09 | w
11 | Binocular Mircroscope | LAB_BIMS | 00073/BIMS/3 | B2 |  | SN 3 | w | 2002-11-12 | ASSOCIATED SURGICALS | ASSOCIATED SURGICALS | LAB | OTHERS |  | 2002-11-12 |  | 19277 | NO AMC |  |  |  | 2012-12-09 | w
12 | Binocular Mircroscope | LAB_BIMS | 00073/BIMS/1 | B2 |  |  | delete | [8 empty] | 0 |  |  |  |  | 2012-09-09 | delete
13 | Binocular Mircroscope | LAB_BIMS | 00073/BIMS/6 | B2 | BDI 13A | 22938 | w | 2014-01-22 | B D IINSTRUMENTATION INDIA | SOLOKRAFTS CHENNAI | LAB | TNHSP | TNHSP /TNMSC /AG87c /2013~2210 | 2014-03-19 | 2015-01-18 | 18600 | NO AMC |  |  |  | 2014-02-04 | w
14 | Binocular Mircroscope | LAB_BIMS | 00073/BIMS/4 | B2 | BDI-13A |  | delete | 2014-01-22 | M/SBDI INSRTUMENTASEN [india] | SOLOKRAFTS INDUSTRIES CHENNAI | [lab | TNHSP | TNHSP /TNMSC /AG87c /2013~2211 |  | 2015-01-22 | 55800 |  |  |  |  | 13-2-2014 | delete
15 | Binocular Mircroscope | LAB_BIMS | 00073/BIMS/7 | B2 | BDI-13A | 22923 | w | 2014-01-22 | BDI 13A | SOLOKRAF TS CHENNAI | LAB | TNHSP | TNHSP /TNMSC /AG87c /2013~2212 | 2014-03-19 | 2015-01-18 | 18600 | NO AMC |  |  |  | 2014-02-04 | w
16 | Binocular Mircroscope | LAB_BIMS | 00073/BIMS/5 | B2 | BDI-13A | 22939 | w | 2014-01-22 | B.D.I.INSTRUMENTATION | SOLOKRAFTS | LAB | TNHSP | TNHSP/TNMSC/AG87c/2013~2210 | 2014-03-19 | 2015-01-12 | 18600 | NO AMC |  |  |  | 2014-02-04 | w
17 | Boyles apparatus with Circle Abosrber | ANA_BACA | 00073/BACA/2 | B2 | IOL BASIC | 1115M1/96 | w | NA | IOL | IOL BASIC | MOT | NA | NA | NA | NA | NA | NA | NA | NA | NA | 13-9-2014 | w
18 | Boyles apparatus with Circle Abosrber | ANA_BACA | 00073/BACA/1 | B2 | ECHO SAFE | 5206954 | w | 2008-11-29 | ECHOSAFE | SOLOKRAFT | MOT | TNHSP | TNHSP/TNMSC/P3E4/2008 | 2008-11-29 | 2008-11-28 | 85280 |  |  |  |  | 13-9-2014 | w
19 | CTG Monitor | NNE_CTGM | 00073/CTGM/3 | B2 | CMS 5000+ |  | delete |  |  | Madras Surgicals | Labour Ward | TNHSP | TNHSP/TNMSC/ENGG/CE10/2006 |  |  | 87419 | AMC |  | 2011-01-30 | Madras Surgicals | 26-12-2010 | delete
20 | CTG Monitor | NNE_CTGM | 00073/CTGM/1 | B2 |  |  | delete |  |  |  | Dental OPD |  |  |  |  | 0 |  |  |  |  | 18-12-2010 | delete
21 | CTG Monitor | NNE_CTGM | 00073/CTGM/2 | B2 | CMS 2000+4 |  | condemned |  | Madras Surgicals | Madras Surgicals | labour ward | TNHSP |  |  |  | 0 | AMC |  | 2011-06-30 | Madras Surgicals | 25-12-2010 | condemned
22 | Cyto-Centrifuge | LAB_CYTOCF | 00073/CYTOCF/1 | B2 |  |  | delete | 2007-01-25 |  | SOLOKRAFTS | VCTC | OTHERS |  |  |  | 12296 |  |  |  |  | 2012-04-09 | delete
23 | Defibrillator with Monitor | CRD_DEFI | 00073/DEFI/7 | B2 | HEART START FRX | B12C05745 | w | 2012-08-15 | PHILIPS | P[HILIPS | ICCU | TNHSP | TNHSP/TNMSC/ICB/AG17/2012 | 2012-09-22 | 2013-09-21 | 58696 | AMC | 0 | 2015-09-21 |  | 2014-02-04 | w
24 | Defibrillator with Monitor | CRD_DEFI | 00073/DEFI/6 | B2 | HEART START FRX | B12C05935 ~ | w | 2012-08-15 | PHILIPS | PHILIPS | ICCU | TNHSP | TNHSP/TNMSC/ICB/AG17/2013 | 2012-09-22 | 2013-09-21 | 58696 | AMC | 0 | 2015-09-21 |  | 30-8-2012 | w
25 | Defibrillator with Monitor | CRD_DEFI | 00073/DEFI/5 | B2 | BIPHASSIC WITH BUILT IN ECG | 39777375 | w | 2011-09-26 | MITE ELECTRONICS | MITIE ELECTRONICS | POISON WARD | TNHSP |  | 2011-09-26 | 2012-09-25 | 200000 | CAMC | NA |  |  | 14-6-2012 | w
26 | Defibrillator with Monitor | CRD_DEFI | 00073/DEFI/8 | B2 | HEART START FRX | B12D00433 | w | 2012-08-15 | PHILIPS | PHILIPS | ICCU | TNHSP | TNHSP/TNMSC/ICB/AG17/2012 | 2012-09-22 | 2013-09-21 | 58696 | AMC | 0 | 2015-09-21 |  | 2014-02-04 | w
27 | Dental Chair | DEN_DECH | 00073/DECH/1 | B2 | Alpha |  | delete |  |  | S.S. Chemicals | Dental OP | TNHSP | TNHSP/TNMSC/ICB/AG17/2013 |  | 2013-09-22 | 0 | AMC |  | 2011-02-28 | S.S. Chemicals | 25-12-2010 | delete
28 | Dental Unit with motor for dental OP | DEN_DEUN | 00073/DEUN/1 | B2 | ASSOCIARED SURGICALS | DENTAL CHAIR 1/DENTAL OP | w | 2003-03-12 | ASSOCIATED SURGICALS | ASSOCIATED SURGICALS | Dental OPD | OTHERS | 30901/CPII/1/01 | 2003-03-12 |  | 195270 | NO AMC |  |  |  | 18-12-2010 | w
29 | Diathermy-Under Water Cutting | OTE_DTUW | 00073/DTUW/1 | B2 | GESCO | DIATHERMY 1 | w | 2002-03-21 | GENERL SURGICAL | GENERAL SURGICALS | STORE | OTHERS | NIL | 2002-03-21 |  | 29160 | NO AMC |  |  |  | 2012-09-09 | w
30 | Diathermy-Under Water Cutting | OTE_DTUW | 00073/DTUW/2 | B2 | JUPITER | DIATHERMY 2 | w | 2007-07-10 | JUPITER | JUPITER MANUFACTURING | OT |  | 35047/Sandamp;P/107 | 2007-07-10 |  | 18000 | NO AMC |  |  |  | 2012-09-09 | w
31 | ECG Machine-Multichannel/Page Writer | CRD_ECGMUL | 00073/ECGMUL/1 | B2 | ECG 3 PLUS | E3P13012818 | W | 2013-03-27 | ASPHEN | DIMOND ENTER PRISESES | POISON WARD | OTHERS | NA | 2013-03-27 | 2013-03-27 | 43000 | NO AMC |  |  |  | 13-2-2014 | W
32 | ECG Monitor With Pulse Oximeter | CRD_ECGPOX | 00073/ECGPOX/3 | B2 | LNTPLTX | 1109025 | w | 2011-09-26 | MITTIE | MITTIE ELECTRONICS | POISON WARD | TNHSP | TNHSP/TNMSC/ENGG/AG736/2010 | 2011-09-26 | 2012-09-26 | 15000 | NO AMC |  |  |  | 13-9-2014 | w
33 | ECG Monitor With Pulse Oximeter | CRD_ECGPOX | 00073/ECGPOX/2 | B2 | LNT PLTX | 1109024 | w | 2011-09-26 | MITTIE | MITTIE ELECTRONICS | POISON WARD | TNHSP | TNHSP/TNMSC/ENGG/AG736/2010 | 2011-09-26 | 2012-09-26 | 15000 | NO AMC |  |  |  | 13-9-2014 | w
34 | ECG Monitor With Pulse Oximeter | CRD_ECGPOX | 00073/ECGPOX/1 | B2 | G MON 3800 | 8020 | w | 2009-03-13 | SILICON LABS | SILICON LABS | MOT | DRHM | 8623/Sandamp;P/1/2009 | 2009-03-13 | 2009-03-12 | 42000 | NO AMC |  |  |  | 13-9-2014 | w
35 | Infant Warmer / Neonatal Warmer/Infant Open Care system | NPE_IFW | 00073/IFW/1 | B2 | 200B | 0612504~0612518~0612510~0612519 | w | 2007-01-25 |  | MADRAS SURGICALS | LW NICU | TNHSP |  |  |  | 81892 |  |  |  |  | 2012-04-09 | w
36 | Laproscope Double Puncture | END_LDP | 00073/LDP/2 | B2 | KARL STORZ | SN 2/OT | delete | 2002-04-04 | NIL | NIL | OT |  | NIL |  |  | 0 | NO AMC |  |  |  | 2012-09-09 | delete
37 | Laproscope Double Puncture | END_LDP | 00073/LDP/1 | B2 | KARL STORZ | SN 1/OT | delete | 2007-05-17 | KARL STORZ | VISAL SURGICALS | OT | OTHERS | NIL |  |  | 231407 |  |  |  |  | 2012-09-09 | delete
38 | Multi Para Monitor | CRD_MPM | 00073/MPM/2 | B2 | ASPHEN U MONITER | VII 3012425 | w | 2013-10-10 | ASPHEN | DIMOND ENTERPRISES GOBI | OT | OTHERS |  |  | 2014-10-10 | 45000 |  |  |  |  | 13-2-2014 | w
39 | Multi Para Monitor | CRD_MPM | 00073/MPM/1 | B2 |  |  | delete |  |  | DIAMOND ENTERPRICES |  | OTHERS |  | 2013-10-08 | 2013-10-09 | 0 |  |  |  |  | 19-11-2013 | delete
40 | Multi Para Monitor | CRD_MPM | 00073/MPM/4 | B2 | G3D | G3D160186 | w | 2014-07-21 | GENERAL MEDIC TEC INC INDIA | TRANS HEALTH CARE INDIA PVT LTD CHENNAI | OT | TNMSC | 17420/TMNMSC/ENGG /2014/3 DT 16/5/2014 | 2014-07-21 | 2017-07-20 | 60000 | NO AMC |  |  |  | 27-8-2014 | w
41 | Multi Para Monitor | CRD_MPM | 00073/MPM/3 | B2 | G3 PLUS | JO100JD00588 | w | 2013-10-08 | ASPHEN | DIMOND ENTER PRISES GOBI | OT | OTHERS | NA | 2013-10-08 | 2013-10-08 | 0 | NO AMC |  |  |  | 13-2-2014 | w
42 | Multi Para Monitor | CRD_MPM | 00073/MPM/5 | B2 | G3D | G3DL60192 | w | 2014-07-21 | GENERASL MEDITECHINC CHINA | TRANS HEALTH CARE INDIA | OT | TNMSC | 17420/TMNMSC/ENGG /2014/3 DT 16/5/2014 | 2014-07-21 | 2017-07-21 | 60000 | NO AMC |  |  |  | 27-8-2014 | w
43 | Multi Para Monitor | CRD_MPM | 00073/MPM/6 | B2 | G3D | G3DL60123 | w | 2014-07-21 | GENERAL MEDITECHINC CHINA | TRANS HEALTH CARE INDIA | OT | TNMSC | 17240/TNMSC ENGG/2014-3 DT16/5/2014 | 2014-07-21 | 2017-07-21 | 60000 | NO AMC |  |  |  | 27-8-2014 | w
44 | Operation Table Hydraulic Major | OTE_TAMA | 00073/TAMA/1 | B2 | HYDROLLLIC | 1/MOT | w | 1972-08-29 | NIL | NIL | MOT |  | NIL |  |  | 6600 | NO AMC |  |  |  | 18-12-2010 | w
45 | Operation Table Hydraulic Major | OTE_TAMA | 00073/TAMA/4 | B2 | GESCO | 562 | w | 2007-02-15 | GESCO | RELIENCE | MOT | TNHSP | TNHSP/TNMSC/ENGG/CE6/06 | 2007-02-15 | 2008-02-15 | 66635 |  |  |  |  | 18-12-2010 | w
46 | Operation Table Hydraulic Major | OTE_TAMA | 00073/TAMA/3 | B2 | HYDROLIC | 3/MOT | w | 1982-03-09 |  | ASSOCIATED SURGICALS | MOT |  | 65596/CPII/1/81 |  |  | 10998 | NO AMC |  |  |  | 18-12-2010 | w
47 | Operation Table Hydraulic Major | OTE_TAMA | 00073/TAMA/7 | B2 |  |  | delete |  |  |  | MOT |  |  |  |  | 0 |  |  |  |  | 18-12-2010 | delete
48 | Operation Table Hydraulic Major | OTE_TAMA | 00073/TAMA/9 | B2 | Jupiter 205 |  | delete |  |  | Jupiter | OT | TNHSP |  |  |  | 0 | AMC |  | 2011-02-28 | Jupiter | 26-12-2010 | delete
49 | Operation Table Hydraulic Major | OTE_TAMA | 00073/TAMA/2 | B2 | HYDROLIC | 2/MOT | w | 1981-08-10 | NIL | ASSOCIATED SURGICALS | MOT |  | 42024/Pandamp;D/1/18 |  |  | 10500 | NO AMC |  |  |  | 18-12-2010 | w
50 | Operation Table Hydraulic Major | OTE_TAMA | 00073/TAMA/8 | B2 |  |  | delete |  |  |  | MOT |  |  |  |  | 0 |  |  |  |  | 18-12-2010 | delete
51 | Operation Table Hydraulic Major | OTE_TAMA | 00073/TAMA/5 | B2 | GESCO | 739 | w | 2007-02-15 | GESCO | RELIANCE | MOT | TNHSP | TNHSP/TNMSC/ENGG/CE6/06 | 2007-02-15 | 2008-02-15 | 66535 |  |  |  |  | 18-12-2010 | w
52 | Operation Table Hydraulic Major | OTE_TAMA | 00073/TAMA/6 | B2 | JMW | NA | w | 2007-11-29 | JUPITER MFG | JUPITER | MOT | TNHSP | TNHSP/TNMSC/P2E6/2007 |  | 2008-11-29 | 53000 |  |  |  |  | 18-12-2010 | w
53 | Operation table Hydraulic Minor | OTE_TAMI | 00073/TAMI/5 | B2 |  |  | delete | 1994-12-23 |  |  | OT |  |  |  |  | 0 | NO AMC |  |  |  | 2012-12-09 | delete
54 | Operation table Hydraulic Minor | OTE_TAMI | 00073/TAMI/6 | B2 |  |  | delete |  |  |  | OT |  |  |  |  | 0 |  |  |  |  | 2012-12-09 | delete
55 | Operation table Hydraulic Minor | OTE_TAMI | 00073/TAMI/4 | B2 |  |  | delete | 1984-04-21 |  |  | OT | OTHERS |  |  |  | 970 | NO AMC |  |  |  | 2012-12-09 | delete
56 | Operation table Hydraulic Minor | OTE_TAMI | 00073/TAMI/3 | B2 |  | SN3 andamp; SN4 | w | 1985-01-19 | TANSI | TANSI | [5 empty] | 970 | NO AMC |  |  |  | 2012-12-09 | w
57 | Operation table Hydraulic Minor | OTE_TAMI | 00073/TAMI/2 | B2 | TANSI | SN 2 | w | 1982-04-21 | TANSI | TANSI PALANI | OT |  |  |  |  | 970 | NO AMC |  |  |  | 2012-12-09 | w
58 | Operation table Hydraulic Minor | OTE_TAMI | 00073/TAMI/1 | B2 |  | SN 1 | w | 1970-04-01 |  |  | OT |  |  |  |  | 0 | NO AMC |  |  |  | 2012-12-09 | w
59 | Pulse Oximeter | CRD_SPO2 | 00073/SPO2/16 | B2 | RAD 8 | M 71682 | w | 2014-04-07 | MASIMO CORPORATION | GRACE MFG -TRADING CO DELHI | NICU | RCH | RCH/TNMSC/ENGG /E67 /2014 /DT 5/3/14 | 2014-04-07 | 2019-04-04 | 68968 | AMC |  | 2019-04-04 | GRACE MFG TRADINGCO DELHI | 2014-07-04 | w
60 | Pulse Oximeter | CRD_SPO2 | 00073/SPO2/17 | B2 | RAD 8 | M 72013 | w | 2014-04-07 | MASIMO CORPORATION | GRACEMFG TRADINGCO DELHI | NICU | RCH | RCH /TNMSC /ENGG /E67/2014 DT15/3/14 | 2014-04-07 | 2019-04-04 | 68968 | AMC |  | 2019-04-04 | GRACE MFG -TRADINGCO DELHI | 2014-07-04 | w
61 | Pulse Oximeter with NIB.P | CRD_POBP | 00073/POBP/1 | B2 | iNNOAVA10 CIR | CIPL/1302BJ72 | w | 2013-03-05 | CONCEPT INTERGRATIONS | CONCEPT INTERGRATIONS | ICCU | TNMSC | TNHSP/TNMSC/AG14/2012 | 2013-03-05 | 2014-03-05 | 57120 | NO AMC |  |  |  | 2013-06-03 | w
62 | Semi auto analyser | LAB_SEAA | 00073/SEAA/2 | B2 | AT1031013RBK | AT1031013RBK | w | 2014-03-14 | ROBINK MUMBAI | DHANVANTHNRI DIAGNOSTIC SURGICAL DISTRIBUTOR SALEM | LAB | TNHSP | TNHSP/TNMSC AG87h /2013 | 2014-03-14 | 2015-03-14 | 49356 | NO AMC |  |  |  | 2014-02-04 | w
63 | Semi auto analyser | LAB_SEAA | 00073/SEAA/1 | B2 | ERBA CHEM 5 PLUS | D71237 | delete | 1997-12-26 | TRNSASIA | TRANSASIA | LAB | DMS | 49644/CPII/1/97 | 1997-12-26 |  | 169000 | NO AMC |  |  |  | 2012-09-09 | delete
64 | Short Wave Diathermy | PHY_SWDI | 00073/SWDI/2 | B2 | NIL | SN 1 | w | 1997-04-01 | NIL | NIL | PHYSIOTHERAPY |  | NIL |  |  | 6489 | NO AMC |  |  |  | 2012-09-09 | w
65 | Short Wave Diathermy | PHY_SWDI | 00073/SWDI/1 | B2 | 250 | SN 2 | w | 1997-04-01 | GALUOTHERM | ASSOCIATED SURGICALS | PHYSIOTHERAPY | OTHERS | 56509/CPII/1/2000 | 2000-12-02 |  | 32400 | NO AMC |  |  |  | 2012-09-09 | w
66 | Suction Apparatus - Electrical(Hivacuam) | OTE_SAHV | 00073/SAHV/2 | B2 | MTPCABINET MODEL | SN8 | delete | 2001-03-02 | NIL | NIL | OT |  | 1565/2000/DT14/2/2001 | 2001-03-02 |  | 0 | NO AMC |  |  |  | 13-9-2012 | delete
67 | Suction Apparatus - Electrical(Hivacuam) | OTE_SAHV | 00073/SAHV/1 | B2 |  | SN 1TO 7 | delete | 1993-09-01 | NIL | NIL | OT |  |  |  |  | 0 |  |  |  |  | 13-9-2012 | delete
68 | Suction Apparatus - Electrical(Hivacuam) | OTE_SAHV | 00073/SAHV/3 | B2 | CABINET MODEL | SN9 | delete | 2001-09-27 | NIL | ASSOCIATED SURGICALS |  |  | 1565/200-2001DT7/9/2001 | 2001-09-27 |  | 8750 | NO AMC |  |  |  | 13-9-2012 | delete
69 | Suction Apparatus - Electrical(Hivacuam) | OTE_SAHV | 00073/SAHV/4 | B2 | MINI CABINET MODEL | SN 10 | delete | 2003-11-20 |  | VISHAL HOSPIITAL | OT | OTHERS | 32069/S~P/1/2003-3DT8/10/2003 |  |  | 4750 | NO AMC |  |  |  | 13-9-2012 | delete
70 | Surgical Motor - High Speed - Dental | DEN_SMTR | 00073/SMTR/1 | B2 | DENTAL UNIT | SN 1 | delete | 1997-04-01 | NIL | NIL | DENTAL OP | OTHERS | 22/1/82 | 1997-04-01 |  | 14559 | NO AMC |  |  |  | 23-9-2012 | delete
71 | Ultra Sound Scanner - Portable | IME_USGP | 00073/USGP/1 | B2 | LOGIQ C2 | 207129WX8 | w | 2011-10-01 | WIP[RO GE | WIPRO GE HEALTH CARE | SCAN ROOM | TNHSP | RCH II/TNMSC/ENGG/E44/2010 | 2011-10-01 | 2013-01-31 | 323800 | NO AMC |  |  |  | 2012-09-09 | w
72 | Ultra Sound Scanner - Portable | IME_USGP | 00073/USGP/2 | B2 | LOGIQ P3 | 9842253684 | w | 2009-07-16 | WIPRO | WIPRO GE HEAL THCARE | OP SCAN ROOM | TNMSC | TNMSC /ICB/P3/E24/2009 | 2009-07-21 |  | 674800 |  |  |  |  | 2012-09-09 | w
73 | Ventilator - Portable | ICU_PVEN | 00073/PVEN/2 | B2 | CARINA | SRYA0005 | NW | 2007-02-22 | DRAGER | MADRAS SURGICALS | ICCU | OTHERS | 92206/Sandamp;P/1/2006 | 2007-02-22 |  | 468000 | NO AMC |  |  |  | 2012-09-09 | NW
74 | Ventilator - Portable | ICU_PVEN | 00073/PVEN/1 | B2 | CAT266/LTV1000 | A47948 | delete | 2007-03-27 | CAREFUSION | MADRAS SURGIGALS | ICCU | OTHERS | 92206/Sandamp;P/1/2006/5/2/07 | 2007-03-27 |  | 748800 |  |  |  |  | 2012-04-09 | delete
75 | Ventilators (Adult) | CRD_VENA | 00073/VENA/3 | B2 | LTV1000 |  | W | 2011-06-24 | Care tosion INCUSA | Trans health care india | AE WD | TNHSP | TNHSP/TNMSC/AG73A/2010 |  |  | 437112 |  |  |  |  | 13-6-2012 | W
76 | Water Purifier | OTH_WATP | 00073/WATP/1 | B2 | ST 2000 | 339935 | delete | 2000-03-22 | AQUAGUARD | EUREKA FORBS | OPD | OTHERS | NIL | 2000-03-28 |  | 6190 |  |  |  |  | 2012-09-09 | delete
77 | Autoclave Mini | OTE_AUTM | 00073/AUTM/1 | B | MINI |  | delete |  |  | CONFIDENT | [5 empty] | 0 |  |  |  |  | 2012-09-09 | delete
78 | Blood Bank Refrigerator | LAB_BLDR_T | 00073/BLDR/7 | B | Thermo Scientific |  | delete | 1992-04-21 |  |  | BB Bank |  |  |  |  | 0 |  |  |  |  | 18-12-2010 | delete
79 | Blood Bank Refrigerator | LAB_BLDR_T | 00073/BLDR/3 | B | Electrolux |  | w | 1992-04-21 |  |  | BB Bank |  |  |  |  | 0 |  |  |  |  | 18-12-2010 | w
80 | Blood Bank Refrigerator | LAB_BLDR_T | 00073/BLDR/4 | B | Electrolux |  | delete | 2003-01-25 |  | Electrolux | B.Bank |  |  |  |  | 145000 |  |  |  |  | 18-12-2010 | delete
81 | Blood Bank Refrigerator | LAB_BLDR_T | 00073/BLDR/5 | B | Jewett |  | w | 1983-12-19 |  |  | BB Bank |  |  |  |  | 0 |  |  |  |  | 18-12-2010 | w
82 | Blood Bank Refrigerator | LAB_BLDR_T | 00073/BLDR/10 | B |  |  | delete | [8 empty] | 0 |  |  |  |  | 18-12-2010 | delete
83 | Blood Bank Refrigerator | LAB_BLDR_T | 00073/BLDR/6 | B | Remi |  | w | 1997-02-14 |  | Remi | B.Bank |  |  |  |  | 0 |  |  |  |  | 18-12-2010 | w
84 | Blood Bank Refrigerator | LAB_BLDR_T | 00073/BLDR/9 | B |  |  | delete |  | Remi | Remi | B.Bank |  |  |  |  | 0 |  |  |  |  | 18-12-2010 | delete
85 | Blood Bank Refrigerator | LAB_BLDR_T | 00073/BLDR/8 | B | Jewett |  | delete |  |  | Jewett | B.Bank |  |  |  |  | 0 |  |  |  |  | 18-12-2010 | delete
86 | Blood Bank Refrigerator | LAB_BLDR_T | 00073/BLDR/2 | B | BR 40 | 1295 | w | 1998-12-08 | REMI | REM | BB Bank | DMS | 6288/CPII/1/98 | 1998-12-08 |  | 69980 | NO AMC |  |  |  | 18-12-2010 | w
87 | Blood Bank Refrigerator | LAB_BLDR_T | 00073/BLDR/1 | B | SOLLATEK | BBR 1 | w | 2006-12-06 | JEWETT | NATIONAL AIDS CONTROL | BB Bank | OTHERS | AIDS/BBR/99-2000/2322 | 1999-11-19 | 2000-11-18 | 196372 |  |  |  |  | 18-12-2010 | w
88 | Boyles apparatus with Ventilator | ANA_VEN_T | 00073/VEN/5 | B | Compact |  | delete |  | Landamp;T | Landamp;T | OT | TNHSP |  |  |  | 0 | AMC |  | 2011-01-30 | Landamp;T | 26-12-2010 | delete
89 | Boyles apparatus with Ventilator | ANA_VEN_T | 00073/VEN/4 | B | Compact |  | delete |  | Landamp;T | Landamp;T | OT | TNHSP |  |  |  | 0 | AMC |  | 2011-01-30 | Landamp;T | 24-12-2010 | delete
90 | Boyles apparatus with Ventilator | ANA_VEN_T | 00073/VEN/1 | B | AC 20 | AC2-0707-006 | w | 2007-10-22 | Landamp;t | L andamp;T | MOT | TNHSP | TNHSP/TNMSC/CB/CB1/2007 | 2007-10-22 | 2008-10-22 | 248590 |  |  |  |  | 18-12-2010 | w
91 | Boyles apparatus with Ventilator | ANA_VEN_T | 00073/VEN/3 | B | LandT |  | delete |  |  | LandT | Eye OT |  |  |  |  | 0 |  |  |  |  | 18-12-2010 | delete
92 | Boyles apparatus with Ventilator | ANA_VEN_T | 00073/VEN/2 | B |  |  | w | 2008-08-01 | L andT | LandT | M.OT |  |  | 2008-08-01 | 2009-01-08 | 0 |  |  |  |  | 18-12-2010 | w
93 | Boyles apparatus with out Circle Abosrber | ANA_BAOCA_T | 00073/BAOCA/5 | B |  |  | delete |  |  |  | MOT | DMS |  |  |  | 0 |  |  |  |  | 18-12-2010 | delete
94 | Boyles apparatus with out Circle Abosrber | ANA_BAOCA_T | 00073/BAOCA/3 | B |  |  | delete |  |  |  | MOT | DMS |  |  |  | 0 |  |  |  |  | 18-12-2010 | delete
95 | Boyles apparatus with out Circle Abosrber | ANA_BAOCA_T | 00073/BAOCA/2 | B | IOL BASIC | 1485/81 | w |  | IOL | IOL | MOT | DMS |  |  |  | 0 |  |  |  |  | 18-12-2010 | w
96 | Boyles apparatus with out Circle Abosrber | ANA_BAOCA_T | 00073/BAOCA/1 | B |  | BOYELS 1 | w | 1999-07-20 |  | USHADRAGOR LTD. | MOT | DMS | 27151/CPII/1/98 | 1999-07-20 |  | 164500 | NO AMC |  |  |  | 18-12-2010 | w
97 | Boyles apparatus with out Circle Abosrber | ANA_BAOCA_T | 00073/BAOCA/4 | B |  |  | delete |  |  |  | MOT | DMS |  |  |  | 0 |  |  |  |  | 18-12-2010 | delete
98 | Boyles apparatus with out Circle Abosrber | ANA_BAOCA_T | 00073/BAOCA/21 | B |  |  | delete |  |  |  | OT |  |  |  |  | 0 |  |  |  |  | 18-12-2010 | delete
99 | Boyles apparatus with out Circle Abosrber | ANA_BAOCA_T | 00073/BAOCA/17 | B |  |  | w | 2007-09-08 |  | LandT MYSORE | [5 empty] | 0 |  |  |  |  | 18-12-2010 | w
100 | Boyles apparatus with out Circle Abosrber | ANA_BAOCA_T | 00073/BAOCA/11 | B |  |  | w | 2008-08-01 | DRAGGER |  |  | DMS |  | 2008-08-01 | 2009-01-08 | 0 |  |  |  |  | 18-12-2010 | w
101 | Boyles apparatus with out Circle Abosrber | ANA_BAOCA_T | 00073/BAOCA/15 | B |  |  | w | 2008-07-01 |  | LandT MYSORE | [5 empty] | 0 |  |  |  |  | 18-12-2010 | w
102 | Boyles apparatus with out Circle Abosrber | ANA_BAOCA_T | 00073/BAOCA/18 | B |  |  | delete |  |  |  | PP OT |  |  |  |  | 0 |  |  |  |  | 18-12-2010 | delete
103 | Boyles apparatus with out Circle Abosrber | ANA_BAOCA_T | 00073/BAOCA/13 | B |  |  | delete |  |  |  | AE |  |  |  |  | 0 |  |  |  |  | 18-12-2010 | delete
104 | Boyles apparatus with out Circle Abosrber | ANA_BAOCA_T | 00073/BAOCA/8 | B |  |  | delete | 2007-11-27 |  | JUPITER |  | DMS |  | 2007-11-27 | 2008-11-27 | 0 |  |  |  |  | 18-12-2010 | delete
105 | Boyles apparatus with out Circle Abosrber | ANA_BAOCA_T | 00073/BAOCA/27 | B |  |  | dw | 2008-07-21 |  | MADRAS SURGICAL |  | DMS |  |  |  | 0 |  |  |  |  | 18-12-2010 | dw
106 | Boyles apparatus with out Circle Abosrber | ANA_BAOCA_T | 00073/BAOCA/12 | B |  |  | delete |  |  |  | OT |  |  |  |  | 0 |  |  |  |  | 18-12-2010 | delete
107 | Boyles apparatus with out Circle Abosrber | ANA_BAOCA_T | 00073/BAOCA/22 | B |  |  | delete |  |  |  | MOT |  |  |  |  | 0 |  |  |  |  | 18-12-2010 | delete
108 | Boyles apparatus with out Circle Abosrber | ANA_BAOCA_T | 00073/BAOCA/19 | B |  |  | delete |  |  |  | PP OT |  |  |  |  | 0 |  |  |  |  | 18-12-2010 | delete
109 | Boyles apparatus with out Circle Abosrber | ANA_BAOCA_T | 00073/BAOCA/28 | B |  |  | delete |  |  |  | MOT | DMS |  |  |  | 0 |  |  |  |  | 18-12-2010 | delete
110 | Boyles apparatus with out Circle Abosrber | ANA_BAOCA_T | 00073/BAOCA/20 | B |  |  | delete |  |  |  | PP OT |  |  |  |  | 0 |  |  |  |  | 18-12-2010 | delete
111 | Boyles apparatus with out Circle Abosrber | ANA_BAOCA_T | 00073/BAOCA/9 | B |  |  | delete |  |  |  | Labour Ward | DMS |  |  |  | 0 |  |  |  |  | 18-12-2010 | delete
112 | Boyles apparatus with out Circle Abosrber | ANA_BAOCA_T | 00073/BAOCA/26 | B |  |  | delete |  |  |  | Store |  |  |  |  | 0 |  |  |  |  | 18-12-2010 | delete
113 | Boyles apparatus with out Circle Abosrber | ANA_BAOCA_T | 00073/BAOCA/25 | B |  |  | delete |  |  |  | MOT |  |  |  |  | 0 |  |  |  |  | 18-12-2010 | delete
114 | Boyles apparatus with out Circle Abosrber | ANA_BAOCA_T | 00073/BAOCA/23 | B |  |  | delete |  |  |  | MOT |  |  |  |  | 0 |  |  |  |  | 18-12-2010 | delete
115 | Boyles apparatus with out Circle Abosrber | ANA_BAOCA_T | 00073/BAOCA/6 | B |  |  | delete |  |  |  | OT | DMS |  |  |  | 0 |  |  |  |  | 18-12-2010 | delete
116 | Boyles apparatus with out Circle Abosrber | ANA_BAOCA_T | 00073/BAOCA/24 | B |  |  | delete |  |  |  | MOT |  |  |  |  | 0 |  |  |  |  | 18-12-2010 | delete
117 | Boyles apparatus with out Circle Abosrber | ANA_BAOCA_T | 00073/BAOCA/7 | B |  |  | delete |  |  |  | OT | DMS |  |  |  | 0 |  |  |  |  | 18-12-2010 | delete
118 | Boyles apparatus with out Circle Abosrber | ANA_BAOCA_T | 00073/BAOCA/16 | B |  |  | delete |  |  | BPL 105 | OT |  |  |  |  | 0 |  |  |  |  | 18-12-2010 | delete
119 | Boyles apparatus with out Circle Abosrber | ANA_BAOCA_T | 00073/BAOCA/10 | B | LandT |  | delete | 2008-07-01 | LandT | LandT | STORE | DMS |  | 2008-07-01 | 2009-01-07 | 0 |  |  |  |  | 18-12-2010 | delete
120 | Boyles apparatus with out Circle Abosrber | ANA_BAOCA_T | 00073/BAOCA/14 | B |  |  | delete |  |  |  | AE |  |  |  |  | 0 |  |  |  |  | 18-12-2010 | delete
121 | Cell Counter Electronic (AUTOMATIC) | LAB_CLCN | 00073/CLCN/1 | B | pocH100i | F2908 | w | 2013-02-23 | TRANSASIA BIO MEDICALS |  | CL LAB | TNMSC | 2630/TNMSC/ENGG/2012 | 2013-02-25 | 2014-02-24 | 290822 | NO AMC |  |  |  | 25-2-2013 | w
122 | ECG machine computerized | CRD_ECGC | 00073/ECGC/8 | B | CARDIPIA400H | 39777375 | w | 2011-09-26 | MITI ELECTRONICS | MITIE ELECTRONICS | POISON WARD | TNHSP | TNHSP/TNMSC/ENGG/AG73B/2010 | 2011-09-26 | 2012-09-25 | 40000 | CAMC |  |  |  | 14-6-2012 | w
123 | ECG machine computerized | CRD_ECGC | 00073/ECGC/4 | B |  |  | delete | 2007-02-01 |  | MADRAS SURGICAL | [5 empty] | 0 |  |  |  |  | 18-12-2010 | delete
124 | ECG machine computerized | CRD_ECGC | 00073/ECGC/1 | B | CARDIOTOUCH 3000 | 12L0900064 | w | 2011-11-15 | BIONET | J K MEDICAL | ECG ROOM | TNHSP | TNHSP/TNMSC/ENGG/AG21/2010 | 2011-11-15 | 2012-11-14 | 65236 | CAMC |  |  | J K MEDICAL | 18-12-2010 | w
125 | ECG machine computerized | CRD_ECGC | 00073/ECGC/8 | B | CARDIPIA400H | CA00111214MDF4 | w | 2011-09-26 | MITI ELECTRONICS | MITIE ELECTRONICS | POISON WARD | TNHSP | TNHSP/TNMSC/ENGG/AG73B/2010 | 2011-09-26 | 2012-09-25 | 40000 | CAMC |  |  |  | 14-6-2012 | w
126 | ECG machine computerized | CRD_ECGC | 00073/ECGC/7 | B | cardio touch 3000 |  | delete | 2011-11-15 | Bionet | J.K Medical system and Pvt.ltd | X - Ray room | TNHSP | TNHSP/TNMSC/ENGG/AG21/2010 | 2011-11-15 | 2014-11-14 | 69023 |  |  |  |  | 13-6-2012 | delete
127 | ECG machine computerized | CRD_ECGC | 00073/ECGC/5 | B |  |  | delete | 2007-02-01 |  | MADRAS SURGICAL | [5 empty] | 0 |  |  |  |  | 18-12-2010 | delete
128 | ECG machine computerized | CRD_ECGC | 00073/ECGC/3 | B |  |  | delete | 2007-02-01 |  | MADRAS SURGICAL | [5 empty] | 0 |  |  |  |  | 18-12-2010 | delete
129 | ECG machine computerized | CRD_ECGC | 00073/ECGC/2 | B | ECG 3PLUS | E3P13012803 | w | 2008-11-18 | ASPEN | DIAMOND ENTERPRICES | ECG ROOM | OTHERS |  | 2013-06-25 | 2014-06-24 | 43000 |  |  |  |  | 18-12-2010 | w
130 | ECG machine computerized | CRD_ECGC | 00073/ECGC/6 | B |  |  | delete | 2007-02-01 |  | MADRAS SURGICAL | [5 empty] | 0 |  |  |  |  | 18-12-2010 | delete
131 | ECG Monitor | CRD_ECGM | 00073/ECGM/1 | B | TRISMEDCARDIPIA400H | 1109024.111 | w | 2011-09-26 |  | MITIE ELECTRONICS | POISON WARD | TNHSP | TNHSP/TNMSCAG73B/2010 | 2011-09-26 | 2012-09-26 | 30000 |  |  |  |  | 14-6-2012 | w
132 | ECG machine ordinary | CRD_ECGO | 00073/ECGO/2 | B |  |  | delete | 2001-02-06 | bpl | Micro - R | ECG | OTHERS |  |  |  | 0 |  |  |  |  | 18-12-2010 | delete
133 | ECG machine ordinary | CRD_ECGO | 00073/ECGO/1 | B | M1772A | CNC1514730 | w | 2006-06-21 | Hewlett Packard | Hewlett Packard | ECG | OTHERS | 10620/Sandamp;P/12006/4/DMandamp;RHS | 2006-06-21 | 2007-06-21 | 23850 |  |  |  |  | 18-12-2010 | w
134 | ECG machine ordinary | CRD_ECGO | 00073/ECGO/6 | B |  |  | delete | 2008-08-01 | [5 empty] | 2008-08-01 | 2009-01-08 | 0 |  |  |  |  | 18-12-2010 | delete
135 | ECG machine ordinary | CRD_ECGO | 00073/ECGO/4 | B |  |  | delete |  | BPL | BPL | ICCU |  |  |  |  | 0 |  |  |  |  | 18-12-2010 | delete
136 | ECG machine ordinary | CRD_ECGO | 00073/ECGO/7 | B |  |  | delete | 2008-08-01 | STELLER |  |  |  |  | 2008-08-01 | 2009-01-08 | 0 |  |  |  |  | 18-12-2010 | delete
137 | ECG machine ordinary | CRD_ECGO | 00073/ECGO/5 | B |  |  | delete | 2008-08-01 | [5 empty] | 2008-08-01 | 2009-01-08 | 0 |  |  |  |  | 18-12-2010 | delete
138 | ECG machine ordinary | CRD_ECGO | 00073/ECGO/3 | B |  |  | delete |  | BPL | BPL | ECG |  |  |  |  | 0 |  |  |  |  | 18-12-2010 | delete
139 | Operating table non-hydraulic field type | OTE_TANH | 00073/TANH/1 | B | NIL | SN 1 | delete | 1970-04-01 |  | NIIL | OP |  |  |  |  | 340 |  |  |  |  | 2012-12-09 | delete
140 | Pulse Oximeter | CRD_SPO2 | 00073/SPO2/5 | B | FUTURA PLEATH | 6033 | w | 2007-02-06 | SILICON LAB | SILICON LAB | ICCU | TNHSP | TNHSP/TNMSC/ENGG/CE9/2006 | 2007-02-06 |  | 18500 | NO AMC |  |  |  | 18-12-2010 | w
141 | Pulse Oximeter | CRD_SPO2 | 00073/SPO2/3 | B | 8600 | 86001 | condemned | 1998-12-29 | Nonin | TRANS HEALTH CARE | OT | TNMSC | TNMSC/14262/ENG/98 | 1998-12-29 |  | 34000 | NO AMC |  |  |  | 18-12-2010 | condemned
142 | Pulse Oximeter | CRD_SPO2 | 00073/SPO2/4 | B | NIL | SN 2/OT | w | 2000-11-25 | NIL | NIL | OT | OTHERS | NIL |  |  | 0 |  |  |  |  | 18-12-2010 | w
143 | Pulse Oximeter | CRD_SPO2 | 00073/SPO2/7 | B | FUTURA PLEATH | 7080 | w | 2007-11-26 | SILICON LAB | SILICON LAB | OT | OTHERS | 2689/8/2007 | 2007-11-26 |  | 26699 | NO AMC |  |  |  | 18-12-2010 | w
144 | Pulse Oximeter | CRD_SPO2 | 00073/SPO2/8 | B | FUTURA PLEATH | 7095 | w | 2008-03-29 | SILICON LABS | SILICON LABS | ICCU | OTHERS | 653/8/2008 | 2008-03-29 | 2009-03-28 | 25672 |  |  |  |  | 18-12-2010 | w
145 | Pulse Oximeter | CRD_SPO2 | 00073/SPO2/13 | B |  |  | delete |  |  |  | MOT |  |  |  |  | 0 |  |  |  |  | 18-12-2010 | delete
146 | Pulse Oximeter | CRD_SPO2 | 00073/SPO2/12 | B | MD 200A | 11101160 0116 | w | 2011-04-07 | BEIJING CHOICE ELECTRONICS | TRANS HEALTH CARE | AE WARD | TNHSP | TNHSP/TNMSC/ENGG/AG73D/2010 | 2011-04-07 | 2012-04-07 | 13950 |  |  |  |  | 18-12-2010 | w
147 | Pulse Oximeter | CRD_SPO2 | 00073/SPO2/11 | B | MD 200A | 11101160 0176 | w | 2011-04-07 | BEIJING CHOICE ELECTRONICS | TRANS HEALTH CARE | MOT | TNHSP | TNHSP/TNMSC/ENGG/AG73d/2010 | 2011-04-01 | 2012-04-06 | 13950 |  |  |  |  | 18-12-2010 | w
148 | Pulse Oximeter | CRD_SPO2 | 00073/SPO2/15 | B | Futura Pleth |  | delete |  | Silicon Labs | Silicon Labs | NICU | TNHSP |  |  |  | 0 | AMC |  | 2011-01-30 | Silicon Labs | 26-12-2010 | delete
149 | Pulse Oximeter | CRD_SPO2 | 00073/SPO2/14 | B | Futura Pleth |  | delete |  |  | Silicon Labs | OT | TNHSP |  |  |  | 0 | AMC |  | 2011-01-30 | Silicon Labs | 26-12-2010 | delete
150 | Pulse Oximeter | CRD_SPO2 | 00073/SPO2/9 | B | MD 200A | 111012000000 | w | 2011-04-07 | BEIJING CHOICE ELECTRONICS | TRANS HEALTH CARE | MOT | TNHSP | TNHSP/TNMSC/ENGG/AG73d/2010 | 2011-04-07 | 2012-04-07 | 13950 |  |  |  |  | 18-12-2010 | w
151 | Pulse Oximeter | CRD_SPO2 | 00073/SPO2/1 | B |  | 00616/SN 1/ICCU | delete | 2002-03-04 | DATEX OHMEDA | DATEX OHMEDA | ICCU | OTHERS | 44166/CPII/2001 | 2002-03-04 |  | 27000 | NO AMC |  |  |  | 18-12-2010 | delete
152 | Pulse Oximeter | CRD_SPO2 | 00073/SPO2/10 | B | MD200A | 11101160286 | w | 2011-04-07 | BEIJING CHOICE ELECTRONICS | TRANS HEALTH CARE | MOT | TNHSP | TNHSP/TNMSC/ENGG/AG37d/2010 | 2011-04-07 | 2012-04-07 | 13950 |  |  |  |  | 18-12-2010 | w
153 | Pulse Oximeter | CRD_SPO2 | 00073/SPO2/6 | B | FUTURA PLEATH | 6034 | w | 2007-02-06 | SILICON LAB | SILICON LABS | AE WARD | TNHSP | TNHSP/TNMSC/ENG/CE9/2006 | 2007-02-06 |  | 18500 | NO AMC |  |  |  | 18-12-2010 | w
154 | Pulse Oximeter | CRD_SPO2 | 00073/SPO2/2 | B | DATEX OHMEDA | 00614/AEWD | delete | 2002-03-04 | DATEX | DATEX OHMEDA | AE WARD | OTHERS | 44166/CP II/1/2001 | 2002-10-21 |  | 27000 | NO AMC |  |  |  | 18-12-2010 | delete
155 | Shadowless Lamp stand model | OTE_MOLT | 00073/MOLT/1 | B | HOSPITECH | HOSPITECH 1 | w | 2008-12-18 | JUPITER | JUPITER | MOT | TNHSP | TNHSP/TNMSC/P3E3/2008 |  | 2009-12-14 | 12700 |  |  |  |  | 18-12-2010 | w
156 | Shadowless Lamp stand model | OTE_MOLT | 00073/MOLT/3 | B | HOSPILITE | HOSPITECH 3 | w | 2008-12-17 | HOSPITECH | JUPITER | MOT | TNHSP | TNHSP/TNMSC/P3E3/2008 | 2008-12-17 | 2009-12-17 | 13200 |  |  |  |  | 18-12-2010 | w
157 | Shadowless Lamp stand model | OTE_MOLT | 00073/MOLT/2 | B | HOSPILITE | HOSPITECH 2 | w | 2008-12-18 | HOSPITECH | JUPITER | MOT | TNHSP |  | 2008-12-18 | 2009-12-16 | 12700 |  |  |  |  | 18-12-2010 | w
158 | Shadowless Lamp stand model | OTE_MOLT | 00073/MOLT/6 | B | GESCO | GESCO 3 | w | 2010-11-11 | GESCO | GESCO | LW | RCH | RCH II/TNMSC/ENGG/4538/2010 | 2010-11-11 | 2011-11-10 | 4750 |  |  |  |  | 18-12-2010 | w
159 | Shadowless Lamp stand model | OTE_MOLT | 00073/MOLT/9 | B |  |  | delete |  |  |  | MOT |  |  |  |  | 0 |  |  |  |  | 18-12-2010 | delete
160 | Shadowless Lamp stand model | OTE_MOLT | 00073/MOLT/8 | B |  |  | delete |  |  |  | MOT |  |  |  |  | 0 |  |  |  |  | 18-12-2010 | delete
161 | Shadowless Lamp stand model | OTE_MOLT | 00073/MOLT/4 | B | GESCO | GESCO 1 | w | 2010-11-11 | GESCO | GESCO | MOT | RCH | RCH II/TNMSC/ENGG/4538/2010 | 2011-11-11 | 2011-11-11 | 4750 | NO AMC |  |  |  | 18-12-2010 | w
162 | Shadowless Lamp stand model | OTE_MOLT | 00073/MOLT/7 | B | GESCO | GESCO 4 | w | 2010-11-11 | GESCO | GESCO | MOT | RCH | RCH II/TNMSC/ENGG/4538/2010 | 2010-11-11 | 2011-11-10 | 4750 |  |  |  |  | 18-12-2010 | w
163 | Shadowless Lamp stand model | OTE_MOLT | 00073/MOLT/5 | B | GESCO | GESCO 2 | w | 2010-11-11 | GESCO | GESCO | MOT | RCH | RCHII/TNMSC/ENGG/4538 | 2010-11-11 | 2011-11-11 | 4750 |  |  |  |  | 18-12-2010 | w
164 | Shadowless Lamp stand model | OTE_MOLT | 00073/MOLT/10 | B |  |  | delete |  |  |  | MOT |  |  |  |  | 12700 |  |  |  |  | 18-12-2010 | delete
165 | Shadowless lamp ceiling type major | OTE_CLMA | 00073/CLMA/1 | B | LED 750/750 | 140047 | w | 2014-05-23 | SHANGI MEDICAL INSTRUMENT CO .LTD | STANN BIO-MED ENGINEERING PVT LTD COIMBATORE | OT | TNHSP | TNHSP/TNMSC/AG86b2013 /DT 30/4/2013 | 2014-06-03 | 2017-06-23 | 614685 | NO AMC |  |  |  | 2014-04-06 | w
166 | Suction Apparatus - Foot operated | OTE_SAFO | 00073/SAFO/1 | B | VENKY | SUCTION 1/OT | delete | 2000-07-20 | ALAN MEDICAL | ALAN MEDICAL | OT |  | NIL | 2000-07-20 |  | 8200 | NO AMC |  |  |  | 18-12-2010 | delete
167 | Syringe Pump | CRD_SYRP | 00073/SYRP/1 | B | ST670 |  | w | 2010-10-07 | samtronic | Trans health care India | Labour ward | RCH | RCH II/TNMSC/ENGG/E38/2010 |  |  | 21600 |  |  |  |  | 13-6-2012 | w
168 | Syringe Pump | CRD_SYRP | 00073/SYRP/3 | B | ST6000 |  | w | 2011-10-12 | TRANS HEALTH CARE | SCHILLER HEALTH CARE | ICU | TNHSP | TNHSP/TNMSC/AG15/2011DT1/7/2011 | 2011-10-12 |  | 26418 |  |  |  |  | 14-6-2012 | w
169 | Syringe Pump | CRD_SYRP | 00073/SYRP/2 | B | ST6000~~ |  | w | 2011-08-12 | SAMTRONIC INDIA.E.COM | TRANSHEALTH CARE | LW nicu | TNHSP | TNHSP/TNMSC/AG15//2011DT1/07/2011 | 2011-08-12 | 2012-08-11 | 26460 | AMC |  |  |  | 14-6-2012 | w
170 | Ultra Sonogram -MOBILE | IME_IUSM | 00073/IUSM/1 | B |  |  | delete |  |  |  | OPD |  |  |  |  | 688296 |  |  |  |  | 18-12-2010 | delete
171 | Ultra Sonogram -POTABLE | IME_IUSP | 00073/IUSP/1 | B | LOGIQ | 207129wx8 | delete | 2011-10-01 | WIPRO GE | wipro | LABOUR WARD | TNMSC | TNMSC/CB/E24/2009 | 2011-10-01 | 2012-10-01 | 344000 |  |  |  |  | 14-6-2012 | delete
172 | Ventilators (Adult) | CRD_VENA | 00073/VENA/2 | B | ADVENT | T10703036 | delete | 2007-05-22 | ERKADI | ERKADI | NICU | TNHSP | TNHSP/TNMSC/ICB/CE3/2006 | 2007-05-22 | 2007-05-25 | 493399 |  |  |  |  | 18-12-2010 | delete
173 | Ventilators (Adult) | CRD_VENA | 00073/VENA/1 | B | SERVO VENTILATOR | 2855 | nw | 2004-01-08 | TAKAOKA | BIOVISION | ICCU | OTHERS | 74462/Sandamp;P/1/2003 | 2004-01-22 |  | 585604 | NO AMC |  |  |  | 18-12-2010 | nw
174 | Ventilators (Paediatrics) | CRD_VENP | 00073/VENP/1 | B | Advent |  | NW | 2007-05-22 | Erkadi systems | Erkadi systems | NICU | TNHSP |  |  |  | 508201 | AMC |  | 2011-01-30 | Erkadi systems | 26-12-2010 | NW
175 | X-ray Machine 100 mA | IME_XRY100_T | 00073/XRY100/1 | B |  |  | w |  | Siemens | Siemens | X-ray |  |  |  |  | 0 |  |  |  |  | 18-12-2010 | w
176 | X-ray Machine 300 mA | IME_XRY300_T | 00073/XRY300/1 | B |  |  | condemned |  | GE Wipro | GE Wipro | X-ray |  |  |  |  | 0 |  |  |  |  | 18-12-2010 | condemned
177 | X-ray Machine 50 mA(Mobile) | IME_XRY50_T | 00073/XRY50/1 | B |  |  | w |  | GE Wipro | GE Wipro | X-ray |  |  |  |  | 0 |  |  |  |  | 18-12-2010 | w
178 | Air Compressor | GEN_AIRCMP | 00073/AIRCMP/1 | C | ROOTS WIZZARD MINI FLOOR |  | delete | 2013-03-13 | ROOTS WIZZARD | SRI VINAYAGA AGENGIES ERODE | OPD | OTHERS |  | 2013-03-13 | 2013-03-13 | 57239 |  |  |  |  | 13-2-2014 | delete
179 | Alpha Bed with motor | OTH_ABM | 00073/ABM/2 | C | DYNA CARE | 27755 | w | 2003-07-16 | ASSOCITED SURGICALS | ASSOCITED SURGICALS | MMWD 2 | OTHERS | 45036/Sandamp;P/12/6/2003 |  |  | 8150 |  |  |  |  | 2012-11-09 | w
180 | Alpha Bed with motor | OTH_ABM | 00073/ABM/1 | C | dyna care | 27754 | w | 2003-07-16 | associated surgicals | associted surgicals | iccu-1 | OTHERS |  |  |  | 8150 |  |  |  |  | 2012-11-09 | w
181 | Alpha Bed with motor | OTH_ABM | 00073/ABM/3 | C |  |  | delete | 2007-07-10 | JUPITER MANUFACTURE | JUPITER MANUFACTURE | FM | OTHERS | 35042/Sandamp;P/1/07 23/4/07 | 2007-07-10 |  | 6850 |  |  |  |  | 2012-11-09 | delete
182 | Alpha Bed with motor | OTH_ABM | 00073/ABM/4 | C |  |  | w | 2007-07-10 | JUPITER MANUFACTURE | JUPITER MANUFATURE | AE WD-4TH PIECE | OTHERS | 35047/Sandamp;P/1/07 | 2007-07-10 |  | 6864 |  |  |  |  | 2012-11-09 | w
183 | Alpha Bed with motor | OTH_ABM_T | 00073/ABM/1 | C |  |  | delete | 1987-12-15 |  |  | OP | DMS |  |  |  | 0 |  |  |  |  | 18-12-2010 | delete
184 | Analytical Balance | LAB_ABAL | 00073/ABAL/1 | C | NIL | SN 1 | delete | 2001-03-28 | ASSOCIATED SURGICAL | ASSOCIATED SURGICAL | LAB | OTHERS | 120022/CPII/1/ | 2001-03-28 |  | 4287 | NO AMC |  |  |  | 2012-09-09 | delete
185 | Auto Clave HP Horizontal-CYLINDRICAL | OTE_ACHC | 00073/ACHC/1 | C |  |  | w | 2009-11-26 | Solokraft Industries | Solokraft Industries | OT | RCH | RCH/TNMSC/ENGG 18/2009 |  |  | 137280 |  |  |  |  | 14-6-2012 | w
186 | Auto Clave HP Horizontal-RECTANGULAR | OTE_ACHR | 00073/ACHR/1 | C |  |  | delete |  |  |  | MOT |  |  |  |  | 0 |  |  |  |  | 18-12-2010 | delete
187 | Auto Clave HP Horizontal-RECTANGULAR | OTE_ACHR | 00073/ACHR/2 | C |  |  | delete |  |  |  | MOT |  |  |  |  | 0 |  |  |  |  | 18-12-2010 | delete
188 | Auto Clave HP Vertical (2 bin) | OTE_ACV2 | 00073/ACV2/3 | C |  |  | delete |  |  |  | MOT |  |  |  |  | 0 |  |  |  |  | 18-12-2010 | delete
189 | Auto Clave HP Vertical (2 bin) | OTE_ACV2 | 00073/ACV2/2 | C |  |  | delete |  |  |  | MOT |  |  |  |  | 0 |  |  |  |  | 18-12-2010 | delete
190 | Auto Clave HP Vertical (2 bin) | OTE_ACV2 | 00073/ACV2/4 | C |  |  | delete |  |  |  | MOT |  |  |  |  | 0 |  |  |  |  | 18-12-2010 | delete
191 | Auto Clave HP Vertical (2 bin) | OTE_ACV2 | 00073/ACV2/1 | C | VERTICAL CYLINDRICAL | HP 2BIN 1/OT | w | 1998-08-20 | ASSOCIATED SURGICALS | ASSOCIATED SURGICALS | MOT | DMS | 21488CPII/1/98 |  |  | 23200 | NO AMC |  |  |  | 18-12-2010 | w
192 | Auto Clave HP Vertical (2 bin) | OTE_ACV2 | 00073/ACV2/5 | C |  |  | delete |  |  |  | Labour |  |  |  |  | 0 |  |  |  |  | 18-12-2010 | delete
193 | Auto Clave HP Vertical (2 bin) | OTE_ACV2 | 00073/ACV2/6 | C |  |  | w | 2008-05-10 |  | Jupiter manufacturer works | OT | TNHSP | TNHSP/TNMSC/P2E11/2007 |  |  | 32280 |  |  |  |  | 13-6-2012 | w
194 | Auto Clave HP Vertical (2 bin) | OTE_ACV2 | 00073/ACV2/7 | C |  |  | w | 2009-02-12 |  | Solokraft industries | ot | TNHSP |  |  |  | 0 |  |  |  |  | 13-6-2012 | w
195 | Auto Clave HP Vertical (2 bin) | OTE_ACV2 | 00073/ACV2/8 | C | VERTICALandamp;CYLINDRICAL | SN 1andamp;2 | w | 1998-08-20 | NIL | NIL | OT | OTHERS | nil | 1998-08-20 |  | 0 |  |  |  |  | 23-9-2012 | w
196 | Autoclave vertical single bin | OTE_ACV1 | 00073/ACV1/1 | C |  |  | w | 2007-03-01 |  | M/C DALAL | GY WD | OTHERS | RNS008/TANSAC/SRM/05DT9/11/06 |  |  | 3674 |  |  |  |  | 2012-04-09 | w
197 | B.P.apparatus stand model | CRD_BPAS | 00073/BPAS/4 | C |  |  | delete |  |  |  | MOT |  |  |  |  | 0 |  |  |  |  | 18-12-2010 | delete
198 | B.P.apparatus stand model | CRD_BPAS | 00073/BPAS/5 | C |  |  | delete |  |  |  | MOT |  |  |  |  | 0 |  |  |  |  | 18-12-2010 | delete
199 | B.P.apparatus stand model | CRD_BPAS | 00073/BPAS/6 | C |  |  | delete |  |  |  | MOT |  |  |  |  | 0 |  |  |  |  | 18-12-2010 | delete
200 | B.P.apparatus stand model | CRD_BPAS | 00073/BPAS/7 | C |  |  | delete |  |  |  | Labour ward |  |  |  |  | 0 |  |  |  |  | 18-12-2010 | delete
201 | B.P.apparatus stand model | CRD_BPAS | 00073/BPAS/8 | C |  |  | w | 2011-04-19 | JAYAM | Jayam Enterprices | MS~ OP~ LWD | RCH | TNMSC-RCH II/TNMSC/ENGG/4538/2011 |  |  | 1500 |  |  |  |  | 14-6-2012 | w
202 | B.P.apparatus stand model | CRD_BPAS | 00073/BPAS/2 | C |  |  | delete |  |  |  | Dental OPD |  |  |  |  | 0 |  |  |  |  | 18-12-2010 | delete
203 | B.P.apparatus stand model | CRD_BPAS | 00073/BPAS/1 | C |  |  | delete |  |  |  | Dental OPD |  |  |  |  | 0 |  |  |  |  | 18-12-2010 | delete
204 | B.P.apparatus stand model | CRD_BPAS | 00073/BPAS/9 | C | STAND MODEL | SN 1TO 3 | w | 1997-04-01 | NIL | NIL | OP | OTHERS |  |  |  | 0 | CAMC |  |  |  | 13-9-2012 | w
205 | B.P.apparatus stand model | CRD_BPAS | 00073/BPAS/10 | C | stand model | SN 4~5~6~7~8 | w | 2002-02-14 | associated surgicals | associated surgicals | op 3~mm1~.oT1. | OTHERS | 44166/CPII/1/2001/21/1/2002 |  |  | 1250 | NO AMC |  |  |  | 14-9-2012 | w
206 | B.P.apparatus stand model | CRD_BPAS | 00073/BPAS/3 | C |  |  | delete |  |  |  | Dental OPD |  |  |  |  | 0 |  |  |  |  | 18-12-2010 | delete
207 | B.P.apparatus table model | CRD_BPAT | 00073/BPAT/8 | C | Mico |  | w | 2012-02-25 | Namat Shree Vinayak Udyog | Visal hospital Furniture | OP | TNHSP | TNHSP/TNMSC/ENGG/AG73E |  | 2012-02-25 | 810 |  |  |  |  | 13-6-2012 | w
208 | B.P.apparatus table model | CRD_BPAT | 00073/BPAT/10 | C | Mico |  | w | 2012-02-25 | Vinayak Shree Udyog | Visal Hospital Furniture Manufacturer | Store | TNHSP | TNHSP/TNMSC/ENGG/AG73E |  | 2013-02-25 | 810 |  |  |  |  | 13-6-2012 | w
209 | B.P.apparatus table model | CRD_BPAT | 00073/BPAT/9 | C | Mico |  | w | 2012-02-25 | Vinayak Shree Udyok | Visal hospital furniture manufacturing | store | TNHSP | TNHSP/TNMSC/ENGG/AG73E |  | 2012-02-25 | 810 |  |  |  |  | 13-6-2012 | w
210 | B.P.apparatus table model | CRD_BPAT | 00073/BPAT/7 | C |  |  | delete |  |  |  | MOT |  |  |  |  | 0 |  |  |  |  | 18-12-2010 | delete
211 | B.P.apparatus table model | CRD_BPAT | 00073/BPAT/6 | C |  |  | delete |  |  |  | MOT |  |  |  |  | 0 |  |  |  |  | 18-12-2010 | delete
212 | B.P.apparatus table model | CRD_BPAT | 00073/BPAT/5 | C |  |  | delete |  |  |  | Labour ward |  |  |  |  | 0 |  |  |  |  | 18-12-2010 | delete
213 | B.P.apparatus table model | CRD_BPAT | 00073/BPAT/1 | C |  |  | delete |  |  |  | AE Ward |  |  |  |  | 0 |  |  |  |  | 18-12-2010 | delete
214 | B.P.apparatus table model | CRD_BPAT | 00073/BPAT/4 | C |  |  | delete |  |  |  | Labour ward |  |  |  |  | 0 |  |  |  |  | 18-12-2010 | delete
215 | B.P.apparatus table model | CRD_BPAT | 00073/BPAT/2 | C |  |  | delete |  |  |  | OPD |  |  |  |  | 0 |  |  |  |  | 18-12-2010 | delete
216 | B.P.apparatus table model | CRD_BPAT | 00073/BPAT/3 | C |  |  | delete |  |  |  | Labour ward |  |  |  |  | 0 |  |  |  |  | 18-12-2010 | delete
217 | Baby Incubators | NNE_BINC | 00073/BINC/1 | C | NICE 2000 | 703176 | w | 2007-03-27 | Neotech | MADRAS SURGICAL | Labour ward | OTHERS | 92206/Sandamp;P/1/2006 | 2007-03-27 |  | 82000 | NO AMC |  |  |  | 18-12-2010 | w
218 | Baby Incubators | NNE_BINC | 00073/BINC/2 | C | 3010R |  | w |  |  | Madras Surgicals | labour ward | TNHSP | TNHSP/TNMSC/PPIE3/2007 |  |  | 49795 | AMC |  | 2011-02-28 | Madras Surgicals | 26-12-2010 | w
219 | Blood Collection Monitor / Mechanical Agitator | LAB_VDRLA | 00073/VDRLA/1 | C | BCM 10 | CDCM429 | w | 2010-03-31 | REMI | REMI | BB | OTHERS | 18R/NRHM/HSP/TNMSC/2010 |  |  | 31377 |  |  |  |  | 14-6-2012 | w
220 | Bowl Steriliser - big | OTE_BSBG | 00073/BSBG/1 | C |  | SN1 | delete | 1981-02-23 | NIL | SCIENTIFIC SURGICALS | OT | DMS | 54057DT29/12/80 | 1981-02-23 |  | 0 | NO AMC |  |  |  | 14-9-2012 | delete
221 | Bowl Steriliser - big | OTE_BSBG | 00073/BSBG/4 | C | 20*20 | SN 4andamp;5 | delete | 2002-07-02 | ASSOCIATED SURGICALS | ASSOCIATED SURGICALS | OT | OTHERS | 44166 | 2002-07-02 |  | 13000 | NO AMC |  |  |  | 14-9-2012 | delete
222 | Bowl Steriliser - big | OTE_BSBG | 00073/BSBG/3 | C |  | SNOT 3 | delete | 2000-12-02 | ASSOCIATED SURGICALS | ASSOCIATED SURGICALS | OT | OTHERS |  | 2000-12-02 |  | 13500 |  |  |  |  | 14-9-2012 | delete
223 | Bowl Steriliser - big | OTE_BSBG | 00073/BSBG/2 | C | 20*20 ELECTRIC | SN2 | delete | 1981-02-24 | SCIENTIFIC SURGICALS | SCIENTIFC SURGICALS | OT | DMS | NIL | 1981-02-24 |  | 2738 | NO AMC |  |  |  | 14-9-2012 | delete
224 | Bowl steriliser - Medium | OTE_BSMD | 00073/BSMD/2 | C |  |  | delete |  |  |  | MOT |  |  |  |  | 0 |  |  |  |  | 18-12-2010 | delete
225 | Bowl steriliser - Medium | OTE_BSMD | 00073/BSMD/1 | C |  |  | delete |  |  |  | MOT |  |  |  |  | 0 |  |  |  |  | 18-12-2010 | delete
226 | Cardiac Monitor | CRD_EBSM | 00073/EBSM/1 | C | G3H | G3HHKA006Y | w | 2013-11-21 | GENERAL MEDITECH INC | TRANS HEALTH CARE CHENNAI 600078 | LW | TNHSP | TNHSP/TNMSC/AG73BR]2013 | 2013-11-21 | 2014-11-19 | 45000 | NO AMC |  |  |  | 2014-09-01 | w
227 | Cardiac Monitor | CRD_EBSM | 00073/EBSM/2 | C | g3h | G3HKA0103 | w | 2013-11-20 | GENARAL MEDI TECH INC | TRANS HEALTH CARE | AE WARD | TNHSP | TNHSP/TNMSC/AG73b(R)/2013 | 2013-11-20 | 2014-11-19 | 45000 | NO AMC |  |  |  | 2014-05-02 | w
228 | Cardiac Monitor | CRD_EBSM | 00073/EBSM/3 | C |  | G3HKA0064 | w | 2013-11-20 | GENERAL MEDI TECH INC | TRANS HEALTH CARE | AE | TNHSP | TNHSP/TNMSC/AG73b/ R 2013 | 2013-11-20 | 2014-11-19 | 30000 | NO AMC |  |  |  | 2014-02-04 | w
229 | Cardiac Monitor with defibrillator | CRD_DEFI | 00073/DEFI/3 | C | CARDIOLIFE | 3090 | w | 2007-02-06 | NIHON KOHDEN | TRIVITRON | ICCU | TNHSP | TNHSP/TNMSC/ENGG/AE7/2006 | 2007-02-06 |  | 145980 | NO AMC |  |  |  | 18-12-2010 | w
230 | Cardiac Monitor with defibrillator | CRD_DEFI | 00073/DEFI/4 | C | TEC 5521K |  | w |  | Trivitron Medical | Trivitron Medical | ICU | TNHSP |  |  |  | 0 | AMC |  | 2011-01-30 | Trivitron Medical | 25-12-2010 | w
231 | Cardiac Monitor with defibrillator | CRD_DEFI | 00073/DEFI/2 | C | HEART STERT XL | US00445460 | w | 2007-01-03 | PHILIPS | MADRAS SURGICALS | ICCU | OTHERS | NIL | 2007-01-03 |  | 239200 | NO AMC |  |  |  | 18-12-2010 | w
232 | Cardiac Monitor with defibrillator | CRD_DEFI | 00073/DEFI/1 | C | DF2389R | POL1965 | condemned | 2001-02-06 | BPL | BPL | ICCU | OTHERS | 99620/CPII/1/2000 | 2001-02-06 |  | 77906 | NO AMC |  |  |  | 18-12-2010 | condemned
233 | Chemical Balances | LAB_CHBL | 00073/CHBL/1 | C |  |  | delete | 2011-12-05 | JUPTIER | JUPITER MANUFACTURE | BB | RCH | RCH/TNMSC/146/2010-2DT6/10/2010 |  | 2012-12-04 | 1976 |  |  |  |  | 14-6-2012 | delete
234 | Dental Autoclave | DEN_DENA | 00073/DENA/1 | C | DENTAL | SN-1/DENTALOP | w | 2003-11-27 | CONFIDENT | CONFIDENT | DENTAL OP | OTHERS | 30901/Sandamp;P/1/3 | 2003-11-27 |  | 28528 | NO AMC |  |  |  | 2012-09-09 | w
235 | Electric Calorimeter | LAB_CALO | 00073/CALO/2 | C |  |  | delete | 2007-03-23 |  |  | Lab |  |  |  |  | 0 |  |  |  |  | 18-12-2010 | delete
236 | Electric Calorimeter | LAB_CALO | 00073/CALO/8 | C | PEL02011213RBK | PEL0211213RBK | w | 2014-03-14 | ROB INK MUMBAI | DHANVANTHRA DIAGNOSTIC SURGICAL DISTRIBUTOR SALEM | LAB | TNHSP | TNHSP/TNMSC AG87b /2013-2 | 2014-03-14 | 2015-03-14 | 20302 | NO AMC |  |  |  | 2014-02-04 | w
237 | Electric Calorimeter | LAB_CALO | 00073/CALO/4 | C |  |  | w | 2011-03-08 | jupiter manufature |  | lab | RCH | RCH-11TNMSC/ENGG/4538201005DT6/10/10 |  |  | 6011 |  |  |  |  | 14-6-2012 | w
238 | Electric Calorimeter | LAB_CALO | 00073/CALO/7 | C | PEL0201213RBK | PEL0201213RBK | w | 2014-03-14 | ROBINK MUMBAI | DHANVANTHRI DIAGNOSTIC SURGICAL DISTRIBUTOR SALEM | LAB | TNHSP | TNHSP/TNMSC/AG87b/2013-2 | 2014-03-14 | 2013-03-14 | 20302 | AMC |  | 2015-03-19 |  | 2014-02-04 | w
239 | Electric Calorimeter | LAB_CALO | 00073/CALO/6 | C |  |  | delete | 1998-03-24 | ALAN MEDICAL | ALAN MEDICAL | LAB | DMS | 89347/23/2/98 | 1998-03-28 |  | 9500 | NO AMC |  |  |  | 13-9-2012 | delete
240 | Electric Calorimeter | LAB_CALO | 00073/CALO/5 | C | ERMA/JAPAN MAKE/6667 | SN1 | delete | 1980-10-11 | SISCO | SISCO | LAB | OTHERS | NIL | 1980-10-11 |  | 4150 | NO AMC |  |  |  | 13-9-2012 | delete
241 | Electric Calorimeter | LAB_CALO | 00073/CALO/3 | C |  |  | delete |  |  |  | Lab |  |  |  |  | 0 |  |  |  |  | 18-12-2010 | delete
242 | Electric Calorimeter | LAB_CALO | 00073/CALO/1 | C |  |  | delete |  |  | Systronics | Lab |  |  |  |  | 0 |  |  |  |  | 18-12-2010 | delete
243 | Foetal Doppler | NNE_FDOP | 00073/FDOP/1 | C | CMS 500 ++ | BF23389 | w | 2007-02-09 |  | Madras Surgical andamp;chemicals | Labour ward | TNHSP | TNHSP/TNMSC/ENGG/CE10/2006 | 2007-02-09 |  | 8188 |  |  |  |  | 13-6-2012 | w
244 | Foetal Doppler | NNE_FDOP | 00073/FDOP/2 | C | SONOTRAX |  | w | 2008-08-20 |  | Vibash coimbatoor surgicals | labour ward | TNHSP | TNHSP/TNMSC/P2E14/2008 |  |  | 7800 |  |  |  |  | 13-6-2012 | w
245 | Formaline dispenser | SUR_FORD | 00073/FORD/1 | C |  |  | delete |  |  |  | MOT | DMS |  |  |  | 0 |  |  |  |  | 18-12-2010 | delete
246 | Formaline dispenser | SUR_FORD | 00073/FORD/3 | C |  |  | delete |  |  |  |  | DMS |  |  |  | 0 |  |  |  |  | 18-12-2010 | delete
247 | Formaline dispenser | SUR_FORD | 00073/FORD/2 | C |  |  | delete |  |  |  | MOT | DMS |  |  |  | 0 |  |  |  |  | 18-12-2010 | delete
248 | Generator | OTH_GEN | 00073/GEN/2 | C | HONDA-EXK2800//S | /BO602017(1004559)HONDA 2 | w | 2006-08-11 | HONDA | PRIEMIER ENGINEER | LW | TNHSP | TNHSP/TNMSC/ENG/G7/2006 | 2006-08-11 |  | 60527 | NO AMC |  |  |  | 2012-09-09 | w
249 | Generator | OTH_GEN | 00073/GEN/1 | C | 2800s | ECMDB0602003(1004545)/honda1 | w | 2006-08-11 | Honda | Premier Eng.pvt.Ltd | AE WARD | TNHSP | tnhsp/tnmsc/G7/2006 | 2005-08-11 |  | 60527 | NO AMC |  |  |  | 19-8-2012 | w
250 | Glucometer | LAB_GLMT | 00073/GLMT/1 | C | G CARE | 260038364 | w | 2003-07-16 |  | ASSOCIATED SURGICALS | LAB | OTHERS | 45036SP1/03 | 2008-07-16 |  | 3200 | NO AMC |  |  |  | 2012-09-09 | w
251 | Glucometer | LAB_GLMT | 00073/GLMT/2 | C | G CARE | 260037462 | w | 2003-07-16 | G CARE | ASSOCIATED SURGICALS | LAB | OTHERS | 45036/SP/1/03 |  |  | 3200 |  |  |  |  | 2012-09-09 | w
252 | Haemoglobinometer | LAB_HBMT | 00073/HBMT/1 | C | nil |  | w | 2011-10-14 | SOLOKRAFT | Solokraft Industries | Lab | RCH | TNHSP/TNMSC/ENGG/4536/2010 | 2011-08-01 |  | 4300 |  |  |  |  | 13-6-2012 | w
253 | Infusion pump | CRD_INPM | 00073/INPM/3 | C | TRIFUSA | TF00310 | delete | 2007-02-21 | TRIVITRON | MADRAS SURGICALS | ICCU | TNHSP | TNHSP/TNMSC/ENG/CE7/2006 | 2007-02-21 |  | 20000 | NO AMC |  |  |  | 18-12-2010 | delete
254 | Infusion pump | CRD_INPM | 00073/INPM/5 | C | Trifusa |  | delete |  | Trivitron Medical | Trivitron Medical | NICU | TNHSP |  |  |  | 0 | AMC |  | 2011-01-30 | Trivitron Medical | 26-12-2010 | delete
255 | Infusion pump | CRD_INPM | 00073/INPM/1 | C | DCP5010 | MP1ALH207 | w | 1999-06-11 | SCILLER | TRANS HEALTH CARE | AE WARDR | OTHERS | NIL | 1999-06-11 |  | 43680 | NO AMC |  |  |  | 18-12-2010 | w
256 | Infusion pump | CRD_INPM | 00073/INPM/2 | C | TRIVIFUSA | TF00311 | w | 2007-02-21 | TRIVITRON | TRIVITRON MEDICAL SYSTEM | ICCU | TNHSP | TNHSP/TNMSC/ENGG/CE7/2006 | 2007-02-21 |  | 20000 | AMC |  | 2011-01-30 | TRIVITRON | 18-12-2010 | w
257 | Infusion pump | CRD_INPM | 00073/INPM/4 | C | INFU 300 | E03070470 | w | 2007-03-28 | AKAS | AKAS MEDICALS | LW | TNHSP | 103928/Sandamp;P/1/2006 | 2007-03-28 |  | 25376 | NO AMC |  |  |  | 26-12-2010 | w
258 | Inverter | OTH_INV | 00073/INV/2 | C | 1 KVA | T1061032564 | w | 2006-08-16 | NUMERIC | NUMERIC | OP/OFFICE | TNHSP | TNHSP/TNMSC/ENGG/2006 | 2007-03-03 |  | 11370 | NO AMC |  |  |  | 2012-09-09 | w
259 | Inverter | OTH_INV | 00073/INV/1 | C | 1 KVA | T1061032563 | w | 2006-08-16 | NUMERIC POWER | NUMERIC POWER | ICCU | TNHSP | TNHSP/ENG/2006 | 2006-08-16 |  | 12000 | NO AMC |  |  |  | 2012-09-09 | w
260 | Keratometer | EYE_KER | 00073/KER/2 | C | NIL | KARATOMETER 2 | w | 2000-12-11 | NIL | NIL | EYE OP | OTHERS | NIL | 2000-12-11 |  | 0 |  |  |  |  | 2012-09-09 | w
261 | Keratometer | EYE_KER | 00073/KER/1 | C | KMS 6 | SN-1 | w | 2001-11-08 | APPASAMY | APPSAMY | EYE OT | OTHERS | 110313/1/2001 | 2001-11-08 |  | 12800 | NO AMC |  |  |  | 2012-09-09 | w
262 | Laproscope Single Puncture | END_LSP_T | 00073/LSP/1 | C | KARL STORZ | 3/OT | delete | 1986-10-01 |  |  | MOT |  |  |  |  | 0 | NO AMC |  |  |  | 18-12-2010 | delete
263 | Laproscope Single Puncture | END_LSP_T | 00073/LSP/2 | C | 2034 |  | delete | 1985-08-13 |  |  | MOT |  |  | 1985-08-13 |  | 0 | NO AMC |  |  |  | 18-12-2010 | delete
264 | Laproscope Single Puncture | END_LSP_T | 00073/LSP/3 | C | KARL STORZ 1/26020 | 26020 | delete | 1984-05-03 |  |  | MOT | OTHERS |  |  |  | 0 | NO AMC |  |  |  | 18-12-2010 | delete
265 | Laryngoscope(Adult) | ENT_LAGA | 00073/LAGA/2 | C |  |  | w | 2011-02-16 | JUPITER | JUPITER MANUFACTURING | STORE | RCH | RCH11/TNMSC/ENGG/4538/2010-3DT6/10/2010 |  |  | 770 |  |  |  |  | 14-6-2012 | w
266 | Laryngoscope(Adult) | ENT_LAGA | 00073/LAGA/1 | C |  |  | w | 2011-02-16 | JUPITER | jupitoer manufacturing | STORE | RCH | RCH/TNMSC/4538/2010/-3DT6/10/2010 |  |  | 770 |  |  |  |  | 14-6-2012 | w
267 | Magnavision Lamp | NNE_MAGL | 00073/MAGL/1 | C |  |  | delete | 2009-08-31 |  | madras surgicals | labour ward | OTHERS | D4/NRHM/HSP/TNMSC/2009/MVK |  |  | 4628 |  |  |  |  | 13-6-2012 | delete
268 | Magnavision Lamp | NNE_MAGL | 00073/MAGL/4 | C | MAGNA SCOPE OWN MAKE | mg-3 | w | 2012-03-21 | sparx | solokrafts industry | STORES | TNHSP | TNHSP/TNMSC/ICB/AG31/2011 |  | 2013-03-20 | 6987 | NO AMC |  |  |  | 22-8-2012 | w
269 | Magnavision Lamp | NNE_MAGL | 00073/MAGL/3 | C | frame holding lens made of metal |  | w | 2011-02-14 | JUPITER | JUPITER MANUFACTURER | LABOUR WARD | OTHERS | PO/04RNRHM/TNMSC/ENGG/2011DT12/2/2011 |  |  | 4576 |  |  |  |  | 14-6-2012 | w
270 | Magnavision Lamp | NNE_MAGL | 00073/MAGL/2 | C | MEDI TECH |  | delete | 2009-10-06 |  | Saberval Surgical | labour ward | DRHM |  |  |  | 3640 |  |  |  |  | 13-6-2012 | delete
271 | Mannual Colposcope | GYN_CALPM | 00073/CALPM/1 | C | ARI II -ID | R20130225 | w | 2013-03-09 | ARI TECHNOLOGY GROUP | SOUTH INDIA SURGICALS CO LTD | NCD ROOM | TNHSP | /DC/12-13/2365/DT21/4/2012TNHSP/TNMSC/ENGG/AG30/2011DT12/10/2011 | 2013-03-25 | 2013-03-24 | 130000 | NO AMC |  |  |  | 2013-11-03 | w
272 | Nebuliser Adult | OTH_NEBA | 00073/NEBA/1 | C | NewLife |  | w | 2012-02-25 | Visha Hospital Furniture | Visal hospital Furniture Manufacturing | Store | TNHSP | TNHSP/TNMSC/ENGG/AG73E/2011 | 2012-02-25 | 2013-02-25 | 1300 |  |  |  |  | 13-6-2012 | w
273 | Nebuliser Adult | OTH_NEBA_T | 00073/NEBA/2 | C |  |  | delete |  |  |  | ICCU |  |  |  |  | 0 |  |  |  |  | 18-12-2010 | delete
274 | Nebuliser Adult | OTH_NEBA | 00073/NEBA/7 | C | NEW LIFE | SN 1~ SN2 | w | 2012-02-25 | VISHAL HOSPITAL | VISHAL HOSPITAL | STORES | TNHSP | TNHSP/TNMSC/ENGG/AG73//11DT23/9/11 | 2012-02-25 | 2013-02-24 | 2600 |  |  |  |  | 2012-12-09 | w
275 | Nebuliser Adult | OTH_NEBA | 00073/NEBA/4 | C | ITALIAN MAKE | SN 2 | delete | 2001-02-20 | ASSOCIATED SURGICALS | ASSOCIATED SURGICALS | ICCU | OTHERS | 99620/CPII/2000/11/12/2000 | 2001-02-20 |  | 4250 | NO AMC |  |  |  | 2012-11-09 | delete
276 | Nebuliser Adult | OTH_NEBA | 00073/NEBA/5 | C | ITALIAN MAKE | 724013 | delete | 2003-07-16 | ASSOCITED SURGICALS | ASSOCIATED SURGICALS | FM | OTHERS | 45036/Sandamp;P/1/03DT 12/2003 | 2003-07-16 |  | 2292 | NO AMC |  |  |  | 2012-12-09 | delete
277 | Nebuliser Adult | OTH_NEBA | 00073/NEBA/2 | C | New life |  | w | 2012-02-25 | Visal hospital surgicals | Visal hospital furniture | store | TNHSP | TNHSP/TNMSC/ENGG/AG73E/11 |  | 2012-02-25 | 1300 |  |  |  |  | 13-6-2012 | w
278 | Nebuliser Adult | OTH_NEBA | 00073/NEBA/3 | C | ITALIAN MAKE | 98021 | delete | 1999-04-21 | ASSOCITED SURGICALS | ASSOCITED SURGICALS | AE WD | OTHERS | 29550/CPII1/9913/3/99 | 1999-04-21 |  | 4250 |  |  |  |  | 2012-11-09 | delete
279 | Nebuliser Adult | OTH_NEBA | 00073/NEBA/6 | C | READY MIST BABY MODEL | SN1021842~SN2012843 | w | 2006-09-28 | SOUTH INDIA SURGICALS | SOUTH INDIA SURGICALS | OP~~PP CHWD | TNHSP | 1/DC/06-07/1760/21.9.06TNHSP/TNMSC/ENGG/2006/CE17 | 2006-09-28 |  | 3750 | NO AMC |  |  |  | 2012-12-09 | w
280 | Nebuliser Adult | OTH_NEBA_T | 00073/NEBA/1 | C |  |  | delete |  |  |  | AE Ward |  |  |  |  | 0 |  |  |  |  | 18-12-2010 | delete
281 | Needle destroyer / Syringe Destroyer | OTH_NEED | 00073/NEED/6 | C |  | SN1/15 | delete | 2008-12-24 | GIO LIFE CARE | GIO LIFE CARE EQIPMENTS | MM | TNHSP | TNHSP/TNMSC/ENGG/BMWMI/2008DT13/3/2008 | 2008-12-24 |  | 755 | NO AMC |  |  |  | 2012-11-09 | delete
282 | Needle destroyer / Syringe Destroyer | OTH_NEED | 00073/NEED/11 | C |  | DE2013100005 | delete | 2013-10-28 | BIOPIUS | DIAMONDENTERPRISES | STORE | OTHERS |  | 2013-10-28 | 2014-10-28 | 1250 | AMC |  |  | DIAMOND ENTERPRISES GOBI | 13-2-2014 | delete
283 | Needle destroyer / Syringe Destroyer | OTH_NEED | 00073/NEED/16 | C |  | DE2013100010 | delete | 2013-10-28 | BIO PLUS | DIAMOND ENTER PRISES GOBI | PP | OTHERS |  |  | 2014-10-27 | 1250 | AMC |  |  |  | 13-2-2014 | delete
284 | Needle destroyer / Syringe Destroyer | OTH_NEED | 00073/NEED/5 | C | MICROSIL | SN 2 | delete | 2003-06-21 | MICROSIL | LINCO SCIENTIFIC | LW | OTHERS | 42147/Sandamp;P/1/2003 | 2003-06-21 |  | 2444 | NO AMC |  |  |  | 2012-09-09 | delete
285 | Needle destroyer / Syringe Destroyer | OTH_NEED | 00073/NEED/1 | C |  |  | delete |  |  | Sabarwal surgicals | EYE WARD-LABOUR WARD -OP-MS | OTHERS |  |  |  | 1450 |  |  |  |  | 13-6-2012 | delete
286 | Needle destroyer / Syringe Destroyer | OTH_NEED | 00073/NEED/3 | C |  | SN2 | delete | 2003-06-21 | LINCO SCIENTIFIC INSTRUEMENT | LINCO SCIENTIFIC INSTRUMENT | LW | OTHERS | 42147/Sandamp;P/1/2003DT26/5/2003 |  |  | 2350 |  |  |  |  | 14-6-2012 | delete
287 | Needle destroyer / Syringe Destroyer | OTH_NEED | 00073/NEED/13 | C |  | DE2013100007 | delete | 2013-10-28 | BIOPLUS | DIAMOND ENTER PRISES GOBI | FM |  |  | 2013-10-28 | 2014-10-27 | 1250 | AMC |  |  |  | 13-2-2014 | delete
288 | Needle destroyer / Syringe Destroyer | OTH_NEED | 00073/NEED/8 | C |  | DE2013100002 | delete | 2013-10-28 | BIO PLUS | DIAMOND ENTER PRISES GOBI | STORE | OTHERS |  |  | 2014-10-27 | 1250 | AMC |  |  | D IMOND ENTERPRISES GOBI | 13-2-2014 | delete
289 | Needle destroyer / Syringe Destroyer | OTH_NEED | 00073/NEED/7 | C |  | DE2013100001 | delete | 2013-10-28 | BIO PLUS | DIMOND ENTERPRISES GOBI | MALE SURGICAL WARD | OTHERS |  | 2013-10-28 | 2014-10-27 | 1250 | AMC |  | 2014-10-27 | DIAMOND ENTER PRISES | 13-2-2014 | delete
290 | Needle destroyer / Syringe Destroyer | OTH_NEED | 00073/NEED/2 | C |  |  | delete | 2010-10-14 | LINACO SCIENTIFIC INSTRUMENTS | [6 empty] | 0 |  |  |  |  | 14-6-2012 | delete
291 | Needle destroyer / Syringe Destroyer | OTH_NEED | 00073/NEED/10 | C |  | DE2013100004 | delete | 2013-10-28 | BIO PLUS | DIAMOND ENTER PRISES GOBI | STORE | OTHERS |  |  | 2014-10-27 | 1250 | AMC |  |  | DIAMOND ENTER PRISES | 13-2-2014 | delete
292 | Needle destroyer / Syringe Destroyer | OTH_NEED | 00073/NEED/4 | C |  | SN 1 | delete | 2003-06-21 | LINCO SCIENTIFIC INSTRUMENT | SCIENIFIC INSTRUMENT | BB | OTHERS | 42147/Sandamp;P/1/2003 | 2003-06-21 |  | 2350 |  |  |  |  | 14-6-2012 | delete
293 | Needle destroyer / Syringe Destroyer | OTH_NEED | 00073/NEED/12 | C |  | DE2013100006 | delete | 2013-10-28 | BIOPLUS | DIAMOND ENTER PRISES | MM |  |  | 2013-10-28 | 2014-10-27 | 1250 | AMC |  |  |  | 13-2-2014 | delete
294 | Needle destroyer / Syringe Destroyer | OTH_NEED | 00073/NEED/9 | C | DE2013100003 | DE2013100003 | delete | 2013-10-28 | BIO PLUS | DIAMOND ENTER PRISES GOBI | SNCU | OTHERS |  |  | 2014-10-27 | 1250 | AMC |  |  | DIAMOND ENTER PRISES GOBI | 13-2-2014 | delete
295 | Needle destroyer / Syringe Destroyer | OTH_NEED_T | 00073/NEED/1 | C | MICROSIL | SN1/LW | delete | 2003-06-21 | Microsil | LINCO SCIENTIFIC | L.ward | OTHERS | 42147/Sandamp;P/1/2003 | 2003-06-21 |  | 2444 | NO AMC |  |  |  | 18-12-2010 | delete
296 | Needle destroyer / Syringe Destroyer | OTH_NEED | 00073/NEED/14 | C |  | DE2013100008 | delete | 2013-10-28 | BIO PLUS | DIAMOND ENTER PRISES GOBI | OPD | OTHERS |  |  | 2014-10-27 | 1250 | AMC |  |  | DIAMOND ENTER PRISES GOBI | 13-2-2014 | delete
297 | Needle destroyer / Syringe Destroyer | OTH_NEED | 00073/NEED/15 | C |  | DE2013100009 | delete | 2013-10-28 | BIO PLUS | DIAMOND ENTER PRISES GOBI | AE | OTHERS |  |  | 2014-10-27 | 1250 | AMC |  |  |  | 13-2-2014 | delete
298 | Opthalmoscope Indirect | EYE_OPMSI | 00073/OPMSI/1 | C | KHEELER | SN-1 | w | 2000-12-11 | NIL | NIL | EYE OP |  |  |  |  | 0 |  |  |  |  | 2012-09-09 | w
299 | Phototherapy Unit | NNE_PHTU | 00073/PHTU/9 | C | 4000CFL | 0612372~0612374~0612373~0612375 | w | 2007-01-25 |  | MADRAS SURGICALS | LW NICU | TNHSP | THHSP/TNMSC/ENG/GE/8/2006 |  |  | 48248 |  |  |  |  | 2012-04-09 | w
300 | Phototherapy Unit | NNE_PHTU | 00073/PHTU/6 | C | 4000 CFL |  | w |  |  | Madras Surgicals | NICU | TNHSP |  |  |  | 0 | AMC |  | 2011-01-30 | Madras Surgicals | 26-12-2010 | w
301 | Phototherapy Unit | NNE_PHTU | 00073/PHTU/5 | C | 4000 CFL |  | delete |  |  | Madras Surgicals | NICU | TNHSP |  |  |  | 0 | AMC |  | 2011-01-30 | Madras Surgicals | 26-12-2010 | delete
302 | Phototherapy Unit | NNE_PHTU | 00073/PHTU/10 | C | 4000CFL | 0612372~0612373~0612374~0612375 | w | 2007-01-25 | MADRAS SURGICALS | MADRAS SURGICALS | LW | TNHSP | TNHSP/TNMSC/ENGG/CE/8/2006DT25/10/06 | 2007-01-25 |  | 12062 | NO AMC |  |  |  | 13-9-2012 | w
303 | Phototherapy Unit | NNE_PHTU | 00073/PHTU/4 | C |  |  | delete |  | Neotech | Neotech | Labour |  |  |  |  | 0 |  |  |  |  | 18-12-2010 | delete
304 | Phototherapy Unit | NNE_PHTU | 00073/PHTU/3 | C |  |  | delete |  | Neotech | Neotech | Labour |  |  |  |  | 0 |  |  |  |  | 18-12-2010 | delete
305 | Phototherapy Unit | NNE_PHTU | 00073/PHTU/1 | C |  |  | delete |  | Neotech | Neotech | Labour |  |  |  |  | 0 |  |  |  |  | 18-12-2010 | delete
306 | Phototherapy Unit | NNE_PHTU | 00073/PHTU/2 | C |  |  | delete |  | Neotech | Neotech | Labour |  |  |  |  | 0 |  |  |  |  | 18-12-2010 | delete
307 | Phototherapy Unit | NNE_PHTU | 00073/PHTU/7 | C | 4000 CFL |  | delete |  |  | Madras Surgicals | NICU | TNHSP |  |  |  | 0 | AMC |  | 2011-02-28 | Madras Surgicals | 26-12-2010 | delete
308 | Phototherapy Unit | NNE_PHTU | 00073/PHTU/8 | C | 4000 CFL |  | delete |  |  | Madras Surgicals | NICU | TNHSP |  |  |  | 0 | AMC |  | 2011-01-30 | Madras Surgicals | 26-12-2010 | delete
309 | Radiant Warmer | NNE_RAWR | 00073/RAWR/8 | C | 2000B | 0612504~0612518~0612510~0612519 | w | 2007-01-25 | MADRAS SURGICALS | MADRAS SURGICALS | LW | TNHSP | TNHSP/TNMSC/ENGG/CE8/25/10/2006 | 2007-01-25 |  | 20473 | NO AMC |  |  |  | 13-9-2012 | w
310 | Radiant Warmer | NNE_RAWR | 00073/RAWR/4 | C | 2000 B |  | w |  |  | Madras Surgicals | Labour ward | TNHSP |  |  |  | 0 | AMC |  | 2011-01-30 | Madras Surgicals | 26-12-2010 | w
311 | Radiant Warmer | NNE_RAWR | 00073/RAWR/5 | C | 2000 B |  | w |  |  | Madras Surgicals | labour ward | TNHSP |  |  |  | 0 | AMC |  | 2011-01-30 | Madras Surgicals | 26-12-2010 | w
312 | Radiant Warmer | NNE_RAWR | 00073/RAWR/6 | C | 2000 B |  | w |  |  | Madras Surgicals | NICU | TNHSP |  |  |  | 0 | AMC |  | 2011-01-30 | Madras Surgicals | 26-12-2010 | w
313 | Radiant Warmer | NNE_RAWR | 00073/RAWR/1 | C |  |  | w |  | Neotech | Neotech | Labour |  |  |  |  | 0 |  |  |  |  | 18-12-2010 | w
314 | Radiant Warmer | NNE_RAWR | 00073/RAWR/2 | C |  |  | w |  | Neotech | Neotech | Labour |  |  |  |  | 0 |  |  |  |  | 18-12-2010 | w
315 | Radiant Warmer | NNE_RAWR | 00073/RAWR/3 | C |  |  | w |  | Meditrin | Meditrin | Labour |  |  |  |  | 0 |  |  |  |  | 18-12-2010 | w
316 | Radiant Warmer | NNE_RAWR | 00073/RAWR/7 | C | 2000 B |  | w |  |  | Madras Surgicals | NICU | TNHSP |  |  |  | 0 | AMC |  | 2011-01-30 | Madras Surgicals | 26-12-2010 | w
317 | Refrigerator | LAB_REFR | 00073/REFR/1 | C | GDD 310PZOP | 70900025 | w | 2008-03-26 | GODREJ | SURABI AGENCY | STORE | OTHERS | NIL | 2008-03-26 |  | 14800 | NO AMC |  |  |  | 2012-09-09 | w
318 | Refrigerator | LAB_REFR | 00073/REFR/3 | C | NIL | SN 1TO 5 | w | 1997-04-01 | NIL | NIL | BB~STD~OP~AE~STORE 3 | OTHERS | NIL | 1997-04-01 |  | 0 | NO AMC |  |  |  | 23-9-2012 | w
319 | Refrigerator | LAB_REFR | 00073/REFR/2 | C | GDD310SZOP | 71030067 | w | 2008-03-26 | GODREJ | SURABI AGENCY | STORE | OTHERS | NIL | 2008-03-28 |  | 14800 | NO AMC |  |  |  | 2012-09-09 | w
320 | Serological Water Bath | LAB_SWB | 00073/SWB/1 | C | DALAL | SN 1/LAB | w | 2001-03-08 | MC DALAL | MC DALAL | LAB | OTHERS | 120022/CP II/1/2000 | 2001-03-08 |  | 3564 |  |  |  |  | 2012-09-09 | w
321 | Serological Water Bath | LAB_SWB | 00073/SWB/2 | C | SERIOLOGICAL | WATER BATH 2 | w | 1997-10-18 | CONSORTOM | HD COSOTOM INDIA | BLOOD BANK | OTHERS | WD/S4/NACO/LCB/0017/COAD | 1998-01-09 |  | 0 | NO AMC |  |  |  | 2012-09-09 | w
322 | Silastic vacuum extractor | NNE_VEXS | 00073/VEXS/1 | C | MENOX | SN 1 | delete | 1999-07-13 | MENOX | SOUTH INDIA SURGICALS | LABOUR WARD | OTHERS | 22970/CP II/1/99 | 1999-07-13 |  | 13500 | NO AMC |  |  |  | 2012-09-09 | delete
323 | Slit Lamp | EYE_SLIT | 00073/SLIT/1 | C | A/A=11 | 1 | w | 2012-12-14 | APPASAMY ASSOCIATES | APPASAMY ASSOCIATES | EYE OP | TNMSC | 13413(R)/TNMSC/ENGG/2012 | 2013-01-07 | 2014-12-11 | 38464 | AMC |  |  | Appasamy associates | 20-12-2012 | w
324 | Steriliser Small (Instruments) | OTE_STSL | 00073/STSL/3 | C | 17*8 | SN 4andamp;5 | delete | 1997-04-01 | NIL | NIL | WARD | OTHERS | NIL | 1997-04-01 |  | 0 |  |  |  |  | 23-9-2012 | delete
325 | Steriliser Small (Instruments) | OTE_STSL | 00073/STSL/4 | C | SHIMMEL BUSH | SN6 | w | 1997-04-01 | NIL | NIL | WARD | OTHERS | NIL | 1997-04-01 |  | 0 | NO AMC |  |  |  | 23-9-2012 | w
326 | Steriliser Small (Instruments) | OTE_STSL | 00073/STSL/7 | C | 16*6 | SN 12andamp;13 | w | 1997-04-01 | NIL | NIL | WARD | OTHERS | NIL | 1997-04-01 |  | 0 | NO AMC |  |  |  | 23-9-2012 | w
327 | Steriliser Small (Instruments) | OTE_STSL | 00073/STSL/6 | C | FOR MIDWIFERY 16*5 | SN 11 | delete | 1997-04-01 | NIL | NIL | WARD | OTHERS |  |  |  | 0 | NO AMC |  |  |  | 23-9-2012 | delete
328 | Steriliser Small (Instruments) | OTE_STSL | 00073/STSL/2 | C | PORTABLE | SN 2andamp;3 | delete | 1997-04-01 | NIL | NIL | WARD | OTHERS |  | 1997-04-01 |  | 0 | NO AMC |  |  |  | 23-9-2012 | delete
329 | Steriliser Small (Instruments) | OTE_STSL | 00073/STSL/1 | C | 16*8 |  | delete | 1997-04-01 | nil | nil | nil | OTHERS |  | 1987-04-01 |  | 0 | NO AMC |  |  |  | 23-9-2012 | delete
330 | Steriliser Small (Instruments) | OTE_STSL | 00073/STSL/5 | C | SCHIMEL BUSH | SN 7 | delete | 1997-04-01 | NIL | NIL | WARD | OTHERS | NIL | 1997-04-01 |  | 0 |  |  |  |  | 23-9-2012 | delete
331 | Sterilizer Medium (Instrument) | OTE_STMD | 00073/STMD/1 | C |  |  | delete |  |  |  | Dental OPD |  |  |  |  | 0 |  |  |  |  | 18-12-2010 | delete
332 | Sterilizer Medium (Instrument) | OTE_STMD | 00073/STMD/3 | C |  |  | delete |  |  |  | OPD |  |  |  |  | 0 |  |  |  |  | 18-12-2010 | delete
333 | Sterilizer Medium (Instrument) | OTE_STMD | 00073/STMD/2 | C |  |  | delete |  |  |  | AE Ward |  |  |  |  | 0 |  |  |  |  | 18-12-2010 | delete
334 | Sterilizer big (Instrument) | OTE_STBG | 00073/STBG/1 | C | SS12*6 | SN 8~9~10. | w | 1997-04-01 | nil | NIL | ward | OTHERS |  | 1997-04-01 | 1997-04-01 | 0 | NO AMC |  |  |  | 23-9-2012 | w
335 | Stethoscope | CRD_STES | 00073/STES/3 | C | MICO |  | w | 2012-02-25 |  | Visal hospital furniture manufacturer | OPD | TNHSP | TNHSP/TNMSC/ENGG/AG73E |  | 2013-02-25 | 120 |  |  |  |  | 13-6-2012 | w
336 | Stethoscope | CRD_STES | 00073/STES/2 | C | Mico |  | w | 2012-02-25 |  | Visha hospital furniture manufacturer | opd | TNHSP | TNHSP/TNMSC/ENGG/AG73E2010 | 2012-02-25 | 2013-02-25 | 120 |  |  |  |  | 13-6-2012 | w
337 | Stethoscope | CRD_STES | 00073/STES/1 | C | MICO |  | w | 2012-02-25 |  | Visal hospital furniture manufacturer | OPD | TNHSP | TNHSP/TNMSC/ENG/AG73E/2010 | 2012-02-25 | 2012-02-18 | 120 |  |  |  |  | 13-6-2012 | w
338 | Stethoscope | CRD_STES | 00073/STES/4 | C | MICO |  | delete | 2012-02-25 |  | Visal hospital furniture manufacturer | OPD | TNHSP | TNHSP/TNMSC/ENGG/73E |  | 2013-02-25 | 120 |  |  |  |  | 13-6-2012 | delete
339 | Suction Apparatus - Electrical | OTE_SAEL | 00073/SAEL/7 | C |  |  | delete |  |  |  | NB |  |  |  |  | 0 |  |  |  |  | 18-12-2010 | delete
340 | Suction Apparatus - Electrical | OTE_SAEL | 00073/SAEL/6 | C |  |  | delete |  |  |  | NB |  |  |  |  | 0 |  |  |  |  | 18-12-2010 | delete
341 | Suction Apparatus - Electrical | OTE_SAEL | 00073/SAEL/8 | C |  |  | delete |  |  |  | NB |  |  |  |  | 0 |  |  |  |  | 18-12-2010 | delete
342 | Suction Apparatus - Electrical | OTE_SAEL | 00073/SAEL/9 | C |  |  | delete |  |  |  | NB |  |  |  |  | 0 |  |  |  |  | 18-12-2010 | delete
343 | Suction Apparatus - Electrical | OTE_SAEL | 00073/SAEL/10 | C |  |  | delete |  |  |  | NB |  |  |  |  | 0 |  |  |  |  | 18-12-2010 | delete
344 | Suction Apparatus - Electrical | OTE_SAEL | 00073/SAEL/1 | C |  |  | delete |  |  |  | NB |  |  |  |  | 0 |  |  |  |  | 18-12-2010 | delete
345 | Suction Apparatus - Electrical | OTE_SAEL | 00073/SAEL/11 | C | Visal 035 |  | w | 2013-02-24 |  | Visal Hospital furniture manufacturer | OT | TNHSP | TNHSP/TNMSC/ENGG/AG73E |  |  | 4920 |  |  |  |  | 13-6-2012 | w
346 | Suction Apparatus - Electrical | OTE_SAEL | 00073/SAEL/12 | C | vishal035 |  | w | 2012-02-25 | VISHAL | vishal hospitalfurniture man. | gy ward | TNHSP | TNHSP/TNMSC/ENGG/AG73E/2010 | 2012-02-25 | 2013-02-25 | 4920 |  |  |  |  | 13-6-2012 | w
347 | Suction Apparatus - Electrical | OTE_SAEL | 00073/SAEL/4 | C |  |  | delete |  |  |  | NB |  |  |  |  | 0 |  |  |  |  | 18-12-2010 | delete
348 | Suction Apparatus - Electrical | OTE_SAEL | 00073/SAEL/3 | C |  |  | delete |  |  |  | NB |  |  |  |  | 0 |  |  |  |  | 18-12-2010 | delete
349 | Suction Apparatus - Electrical | OTE_SAEL | 00073/SAEL/2 | C |  |  | delete |  |  |  | NB |  |  |  |  | 0 |  |  |  |  | 18-12-2010 | delete
350 | Suction Apparatus - Electrical | OTE_SAEL | 00073/SAEL/5 | C |  |  | delete |  |  |  | NB |  |  |  |  | 0 |  |  |  |  | 18-12-2010 | delete
351 | Suction Apparatus - Foot operated | OTE_SAFO | 00073/SAFO/2 | C | FOOT OPERATED | 1TO5 | condemned | 2000-12-04 | ASSOCIATED SURGIGALS | ASSOCIATED SURGIGALS | OT 3 PP L.W.D 1 | OTHERS | 56509 CP11/1/2000 | 2000-12-04 |  | 0 | NO AMC |  |  |  | 23-9-2012 | condemned
352 | UPS | OTH_UPS | 00073/undefined/1 | C | Q |  |  | 2011-03-16 |  | uniline electronics |  | DMS |  |  |  | 0 |  |  |  |  | 2011-05-04
353 | VDRL Rotator/Shaker | LAB_VDRL | 00073/VDRL/1 | C | VDRL | SN 1 | w | 2007-03-21 | NIL | KARTHICK AGENCIES~CHENGALPATTU | VCTC | OTHERS | RNS007/TANSAC/TNMSC/SRM/2006/8/11/06 | 2007-03-21 |  | 3600 |  |  |  |  | 2012-04-09 | w
354 | Weighing Machine-Suspension | OTH_WEIM | 00073/WEIM/1 | C |  |  | delete |  |  | Jupitor manufacturing works | OPD |  | TNHSP/TNMSC/ENGG/BMWM/2008 |  |  | 0 |  |  |  |  | 13-6-2012 | delete
355 | Weighing machine adult | NNE_WTMA | 00073/WTMA/3 | C |  | SN 2andamp;3 | w | 1970-04-01 |  | NIL | LW~FM |  |  |  |  | 0 |  |  |  |  | 2012-12-09 | w
356 | Weighing machine adult | NNE_WTMA | 00073/WTMA/1 | C | aiwa PRESTIGE |  | w | 2012-02-16 | Prestige | Alan Medical | labour ward | TNHSP | TNHSP/TNMSC/ENGG/AG24/2011 |  | 2014-02-16 | 627 |  |  |  |  | 13-6-2012 | w
357 | Weighing machine adult | NNE_WTMA | 00073/WTMA/4 | C |  | SN 3andamp;4 | delete | 1993-03-24 | ASSOCIATED SURGICALS | ASSOCIATED SURGICALS | OP1andamp;PPWD1; | OTHERS | 3183/93/S2/11/2/93 |  |  | 280 | NO AMC |  |  |  | 2012-12-09 | delete
358 | Weighing machine adult | NNE_WTMA | 00073/WTMA/5 | C |  | SN5andamp;SN6 | delete | 2002-03-06 | ASSOCIATED SURGICALS | ASOCIATED SURGICALS | PPWD | OTHERS | 44166/CPII/1/200121/1/2002 |  |  | 864 | NO AMC |  |  |  | 2012-12-09 | delete
359 | Weighing machine adult | NNE_WTMA | 00073/WTMA/6 | C |  | SN NO /8 | w | 2007-01-25 | SOLOKRAFT INDUSTRIES | SOLOKRAFT INDUSTRIES | OPD | OTHERS | RNS009/TANSACS/TNMSC/SRM/2006/8/11/06 | 2007-01-25 |  | 917 | NO AMC |  |  |  | 2012-12-09 | w
360 | Weighing machine adult | NNE_WTMA | 00073/WTMA/2 | C | PERSONEL | SN 1 | delete | 1970-04-01 | VISHAL SURGICALS | VISHAL SURGICALS | OP |  |  |  |  | 145 |  |  |  |  | 2012-12-09 | delete
361 | Weighing machine infant | NNE_WTMB | 00073/WTMB/1 | C |  |  | w |  | Brawn | Brawn | Labour |  |  |  |  | 673 |  |  |  |  | 18-12-2010 | w
362 | Weighing machine paed | NNE_WTMP | 00073/WTMP/2 | C | ELECTRONICS |  | w | 2011-02-16 |  | JUPITER | LABOUR WARD | RCH | RCH/11/TNMSC/ENGG/4538/2010/-3/6/10/2010 |  |  | 2300 |  |  |  |  | 14-6-2012 | w
363 | Weighing machine paed | NNE_WTMP | 00073/WTMP/1 | C | ELECTRONICS |  | w | 2011-02-16 | JUPITER | Jupitor manufacturing works | OT | RCH | RCH II/TNMSC/ENGG/4538/2010 |  |  | 6386 |  |  |  |  | 14-6-2012 | w
364 | X.ray lobby Multiple | XRA_XRLM | 00073/XRLM/1 | C | 86 | SN 1TO 10 | w | 2000-08-08 | SOUTH INDIA SURGICALS | south india surgicals | MM~ FM~FS~~LW~AE ~OP~XRAY~2~CASUALTY~ICCU | OTHERS | 78815/CPII/1/99DT13/12/99 | 2000-02-09 |  | 1780 | NO AMC |  |  |  | 2012-12-09 | w
365 | BPapparatus |  | 00073/undefined/1 |  |  |  | delete | 2011-04-19 |  | jayam enterprices | [5 empty] | 6240 |  |  |  |  | 27-5-2011 | delete
366 | COMPUTER CHAIR |  | 00073/undefined/1 |  |  |  | delete | 2011-05-03 |  | ergo maxs india pvt~ltd | [5 empty] | 116033 |  |  |  |  | 27-5-2011 | delete
367 | COMPUTER TABLE |  | 00073/undefined/1 |  |  |  | delete | 2011-05-03 |  | ERGO MAXS INDIA PVT~LTD | [5 empty] | 69719 |  |  |  |  | 27-5-2011 | delete
368 | Laproscope Double Puncture |  | 00073/undefined/1 |  | KARL STOZ |  | delete |  |  | Vishal Surgical Equ | OT | TNHSP |  |  |  | 0 | AMC |  | 2011-01-30 | Vishal Surgical Equ | 26-12-2010 | delete
369 | baby weighing machine |  | 00073/undefined/1 |  |  |  | delete | 2011-02-16 |  | jupitor manufacturing |  | DMS |  |  |  | 6386 |  |  |  |  | 2011-05-04 | delete
370 | bed pan ss medium |  | 00073/undefined/1 |  |  |  | delete | 2011-02-16 |  | jupitor manufacturing works |  | DMS |  |  | 2011-04-05 | 7748 |  |  |  |  | 2011-05-04 | delete
371 | bed pan ss medium[[18g] |  | 00073/undefined/1 |  |  |  | delete | 2011-02-16 |  | jupiter manufacturing works | ward | TNMSC | porch/tnmsc/eng/4538/2010 |  |  | 225 |  |  |  |  | 2011-09-12 | delete
372 | bed pan ss small |  | 00073/undefined/1 |  |  |  | delete | 2011-02-16 |  |  |  | DMS |  |  |  | 7748 |  |  |  |  | 2011-05-04 | delete
373 | bed pan ss small [ 18g] |  | 00073/undefined/1 |  |  |  | delete | 2011-02-16 |  | jupiter manufactering works |  | TNMSC |  |  |  | 190 |  |  |  |  | 2011-09-12 | delete
374 | computer battery 15kva |  | 00073/undefined/1 |  |  |  | delete | 2011-03-16 |  | uniline electronics ltd |  | DMS |  |  |  | 268200 |  |  |  |  | 2011-05-04 | delete
375 | computer spares/cable |  | 00073/undefined/1 |  |  |  | delete | 2011-03-12 |  | frontier business system |  | DMS |  |  |  | 0 |  |  |  |  | 2011-05-04 | delete
376 | delivery kit set |  | 00073/undefined/1 |  |  |  | delete | 2011-01-29 |  | general surgical co | labour ward | TNMSC |  |  |  | 4050 |  |  |  |  | 2011-09-12 | delete
377 | delivery kit set |  | 00073/undefined/1 |  |  |  | delete |  |  |  |  | DMS | 9806 | 2011-02-08 |  | 4212 |  |  |  |  | 2011-05-04 | delete
378 | dial tube bp apparatus |  | 00073/undefined/1 |  |  |  | delete | 2011-02-22 |  | soth india surgical |  | DMS |  |  |  | 307 |  |  |  |  | 2011-05-04 | delete
379 | digital colori meter |  | 00073/undefined/1 |  |  |  | delete | 2011-01-11 |  | jupitar scientific co salem |  | DMS |  |  |  | 6300 |  |  |  |  | 2011-05-04 | delete
380 | digital colorimeter |  | 00073/undefined/1 |  | abs |  | delete | 2011-01-11 |  | jupiter scientific | bloodbank | TNMSC |  |  |  | 6057 |  |  |  |  | 2011-09-12 | delete
381 | episiotomy suturing set |  | 00073/undefined/1 |  |  |  | delete | 2011-04-07 |  | trans health care india |  |  | st/007/2010/11 |  |  | 5616 |  |  |  |  | 27-5-2011 | delete
382 | focus lamp |  | 00073/undefined/1 |  |  |  | delete | 2010-11-11 |  | general surgical company | op ot lward | TNMSC | rch.11/tnmsc/engg/4538/2010.2 | 2010-11-11 |  | 19000 | AMC |  |  |  | 2011-07-12 | delete
383 | kidney tray 10 ss |  | 00073/undefined/1 |  |  |  | delete | 2010-12-18 |  | south india surgicais |  | TNMSC |  |  |  | 480 |  |  |  |  | 2011-08-12 | delete
384 | laryngoscope |  | 00073/undefined/1 |  |  |  | delete | 2010-12-18 |  | south india surgicals | labour ward f.m.ward | TNMSC |  | 2010-12-18 |  | 4800 |  |  |  |  | 2011-08-12 | delete
385 | laryngoscope adult |  | 00073/undefined/1 |  |  |  | delete | 2011-02-16 |  | jupitor manufacturing |  | DMS |  |  |  | 6386 |  |  |  |  | 2011-05-04 | delete
386 | magna vision lamp |  | 00073/undefined/1 |  |  |  | delete | 2011-02-14 |  | jupitor manufacturing |  | DMS |  |  |  | 4576 |  |  |  |  | 2011-05-04 | delete
387 | microscope |  | 00073/undefined/1 |  |  |  | delete | 2011-03-14 |  | jupitor manufacturing |  | DMS |  |  |  | 13000 |  |  |  |  | 2011-05-04 | delete
388 | mtp sets |  | 00073/undefined/1 |  |  |  | delete | 2011-03-18 |  | solo krafts industries |  | DMS |  |  |  | 1602 |  |  |  |  | 2011-05-04 | delete
389 | photo electric colori meter |  | 00073/undefined/1 |  |  |  | delete | 2011-03-08 |  | jupitor manufacturing |  | DMS |  |  |  | 6011 |  |  |  |  | 2011-05-04 | delete
390 | pulse oximeter |  | 00073/undefined/1 |  | md200a |  | delete | 2011-04-07 |  | transhealthcare india | [5 empty] | 58032 |  |  |  |  | 27-5-2011 | delete
391 | semi auto analyser |  | 00073/undefined/1 |  | rx.50 | tn10j050 | delete | 2010-11-03 | micro lab | microlab instruments | lab | TNMSC | rch.11/tnmsc/engg/e38/2010.2 | 2010-11-03 |  | 44400 | AMC |  |  |  | 2011-07-12 | delete
392 | syringinffusionpump |  | 00073/undefined/1 |  | st670 |  | delete | 2010-10-04 | samtronic india e.com ltd | transhealthcare | labourward | TNMSC |  | 2011-02-17 |  | 43200 | AMC |  |  |  | 2011-07-12 | delete
393 | test tube stands material |  | 00073/undefined/1 |  |  |  | delete | 2011-03-08 |  | jupitor manufacturing |  | DMS |  |  |  | 6011 |  |  |  |  | 2011-05-04 | delete
394 | testtubeholder |  | 00073/undefined/1 |  |  |  | delete | 2011-04-01 |  | sudagar biological chemicals |  | TNHSP |  |  |  | 36 |  |  |  |  | 26-5-2011 | delete
395 | tray with lid ss |  | 00073/undefined/1 |  |  |  | delete | 2011-02-16 |  |  |  | DMS |  |  |  | 7748 |  |  |  |  | 2011-05-04 | delete
396 | tray without lid ss |  | 00073/undefined/1 |  |  |  | delete | 2011-02-16 |  | jupitor manufacturig |  | DMS |  | 2011-02-16 |  | 7748 |  |  |  |  | 2011-05-04 | delete
397 | x.ray.cassettes |  | 00073/undefined/1 |  | rad006 | 613/s/2010 | delete | 2010-11-02 |  | madrassurgicas chemicals | xray dep | TNMSC |  | 2010-11-03 |  | 11760 | AMC |  |  |  | 2011-07-12 | delete
1 | Color Doppler | IME_CDOP_T | 00073/CDOP/1 | A | LOGIQP3 |  | delete |  | WIPROGE | [6 empty] | 0 |  |  |  |  | 18-12-2010 | delete
14286018

## perundurai
S.No. | Equipment Name | Equipment Code | Equipment Code(Institution) | Equipment Category | Equipment Model No | Equipment Serial No | CPC Code | Date of Receipt | Manufacturer Name | Supplier Name | Location of Equipment | Source of Supply | Purchase Order No | Date of Installation | Warranty Valid Upto | Cost of the item | If AMC available | AMC Cost | AMC valid upto | AMC agency name | Reported Date | Working Status | Remarks
1 | Alpha Bed with motor | OTH_ABM | 00077/ABM/3 | C |  |  |  | 2007-06-14 |  | JUPITER MANUFACTURING |  | DMS | 35047/SPS/1/2007 | 2007-06-14 |  | 6600 | NO AMC |  |  |  | 24-8-2012 | w
2 | Alpha Bed with motor | OTH_ABM | 00077/ABM/1 | C |  |  |  | 2003-08-06 |  | ASSOCIATED SURGICAL |  | DMS | 45036/SPS/1/03 | 2003-08-06 |  | 3980 | NO AMC |  |  |  | 24-8-2012 | w
3 | Alpha Bed with motor | OTH_ABM | 00077/ABM/2 | C |  |  |  | 2003-03-06 |  | ASSOCIATED SURGICALS |  | DMS | 45036/SPS/1/03 |  |  | 3980 | NO AMC |  |  |  | 24-8-2012 | delete
4 | Auto Clave HP Horizontal-RECTANGULAR | OTE_ACHR | 00077/ACHR/1 | C |  |  |  | 2008-03-13 | JUPITRE CBE | JUPITER CBE | OT |  |  | 2008-03-13 | 2009-03-13 | 0 |  |  |  |  | 18-12-2010 | delete
5 | Auto Clave HP Vertical (2 bin) | OTE_ACV2 | 00077/ACV2/3 | C |  |  |  | 2010-06-15 |  |  | OT | JDHS |  |  |  | 0 |  |  |  |  | 27-8-2012 | w
6 | Auto Clave HP Vertical (2 bin) | OTE_ACV2 | 00077/ACV2/1 | C |  |  |  | 2008-03-13 | JUPITER CBE |  | LABOURWARD |  |  | 2008-03-13 | 2009-04-11 | 32000 |  |  |  |  | 18-12-2010 | w
7 | Auto analyser | LAB_ATAL | 00077/ATAL/1 | B |  | AT0490314RBK |  | 2014-03-13 | ROBONIK | ROBONIK | LAB | TNHSP | 10072/TNMSC/ENGG/2013~DT 05/03/2014 | 2014-03-25 | 2017-03-31 | 55500 |  |  |  |  | 27-3-2014 | w
8 | Autoclave vertical single bin | OTE_ACV1 | 00077/ACV2/2 | C |  |  |  | 2008-02-27 | JUPITRE CBE | JUPITER CBE | OT | TNHSP | TNHSP/TNMSC/P2/E2/20007 | 2008-02-27 | 2009-01-07 | 21000 |  |  |  |  | 18-12-2010 | w
9 | B.P.apparatus dial model | CRD_BPAD | 00077/BPAD/1 | C |  | 1 |  | 2014-02-17 |  | Diamond enterprices | OPD | OTHERS |  | 2014-02-17 | 2015-02-17 | 2350 | NO AMC |  |  |  | 2014-11-03 | w
10 | B.P.apparatus dial model | CRD_BPAD | 00077/BPAD/2 | C |  | 2 |  | 2014-02-17 |  | diamond enterprises | opd | OTHERS |  | 2014-02-17 | 2015-02-17 | 2350 | NO AMC |  |  |  | 2014-11-03 | w
11 | B.P.apparatus stand model | CRD_BPAS | 00077/BPAS/3 | C |  |  |  | 2008-10-25 | REPROSPARK |  |  |  |  | 2008-10-25 |  | 0 |  |  |  |  | 18-12-2010 | delete
12 | B.P.apparatus stand model | CRD_BPAS | 00077/BPAS/9 | C |  |  |  | 2008-11-08 |  | JUPITER |  | TNHSP | HSP/TNMSC/P3E16/2008 | 2008-10-25 |  | 1090 |  |  |  |  | 18-12-2010 | w
13 | B.P.apparatus stand model | CRD_BPAS | 00077/BPAS/10 | C |  |  |  | 2008-11-08 |  | JUPITER |  | TNHSP |  | 2008-11-08 |  | 1090 |  |  |  |  | 18-12-2010 | w
14 | B.P.apparatus stand model | CRD_BPAS | 00077/BPAS/8 | C |  |  |  | 2008-10-25 | REPROSPARK |  |  |  |  | 2008-10-25 |  | 0 |  |  |  |  | 18-12-2010 | delete
15 | B.P.apparatus stand model | CRD_BPAS | 00077/BPAS/6 | C |  |  |  | 2008-10-25 | REPROSPARK |  |  |  |  | 2008-10-25 |  | 0 |  |  |  |  | 18-12-2010 | delete
16 | B.P.apparatus stand model | CRD_BPAS | 00077/BPAS/5 | C |  |  |  | 2008-10-25 | REPROSPARK |  |  |  |  | 2008-10-25 |  | 0 |  |  |  |  | 18-12-2010 | delete
17 | B.P.apparatus stand model | CRD_BPAS | 00077/BPAS/7 | C |  |  |  | 2008-10-25 | REPROSPARK |  |  |  |  | 2008-10-25 |  | 0 |  |  |  |  | 18-12-2010 | delete
18 | B.P.apparatus stand model | CRD_BPAS | 00077/BPAS/1 | C |  |  |  | 2008-10-25 | REPROSPARK |  |  |  |  | 2008-10-25 |  | 0 |  |  |  |  | 18-12-2010 | delete
19 | B.P.apparatus stand model | CRD_BPAS | 00077/BPAS/2 | C |  |  |  | 2008-10-25 | REPROSPARK |  |  |  |  | 2008-10-25 |  | 0 |  |  |  |  | 18-12-2010 | delete
20 | B.P.apparatus stand model | CRD_BPAS | 00077/BPAS/4 | C |  |  |  | 2008-10-25 | REPROSPARK |  |  |  |  | 2008-10-25 |  | 0 |  |  |  |  | 18-12-2010 | delete
21 | B.P.apparatus table model | CRD_BPAT | 00077/BPAT/3 | C | [6 empty] | LW |  |  |  |  | 0 |  |  |  |  | 18-12-2010 | delete
22 | B.P.apparatus table model | CRD_BPAT | 00077/BPAT/4 | C | [6 empty] | Male ward |  |  |  |  | 0 |  |  |  |  | 18-12-2010 | delete
23 | B.P.apparatus table model | CRD_BPAT | 00077/BPAT/1 | C | [6 empty] | Scan room |  |  |  |  | 0 |  |  |  |  | 18-12-2010 | delete
24 | B.P.apparatus table model | CRD_BPAT | 00077/BPAT/2 | C | [6 empty] | LW |  |  |  |  | 0 |  |  |  |  | 18-12-2010 | delete
25 | Baby Incubators | NNE_BINC | 00077/BINC/3 | C | Neotech | [5 empty] | LW |  |  |  |  | 0 |  |  |  |  | 18-12-2010 | delete
26 | Baby Incubators | NNE_BINC | 00077/BINC/1 | C |  |  |  | 2009-12-24 |  | PHOENIX | NB |  |  | 2009-12-24 | 2010-12-24 | 0 |  |  |  |  | 18-12-2010 | delete
27 | Baby Incubators | NNE_BINC | 00077/BINC/4 | C | [6 empty] | Labour ward |  |  |  |  | 0 |  |  |  |  | 18-12-2010 | delete
28 | Baby Incubators | NNE_BINC | 00077/BINC/2 | C |  |  |  | 2009-12-24 |  | PHOENIX | AN |  |  | 2009-12-24 | 2010-12-24 | 0 |  |  |  |  | 18-12-2010
29 | Baby Incubators | NNE_BINC | 00077/BINC/6 | C | 3010R | 71211201 |  | 2009-12-23 | Madras Surgicals | Madras Surgicals | labour ward | TNHSP | TNHSP/TNMSC/P2E3/2007 | 2009-12-23 | 2010-12-24 | 47880 | AMC |  | 2011-02-28 | Madras Surgicals | 24-12-2010 | w
30 | Baby Incubators | NNE_BINC | 00077/BINC/5 | C | [6 empty] | Labour ward |  |  |  |  | 0 |  |  |  |  | 18-12-2010 | delete
31 | Baby Weighing Scale | NPE_BAWS | 00077/BAWS/1 | C |  |  |  | 2010-06-15 |  |  |  | JDHS |  |  |  | 0 |  |  |  |  | 27-8-2012 | w
32 | Bipolar Coagulator(Diathermy) | OTE_BICG | 00077/BICG/1 | B2 | B~240B1/CD |  |  | 2002-03-21 |  | GENERAL SURGICALCOMPANY | OT | DMS | 44166/CP 11/1/20001 | 2002-03-21 |  | 27000 | NO AMC |  |  |  | 24-8-2012 | w
33 | Blood Cell Counter | BLD_CLCN | 00077/CLCN/1 | B2 | HEAMATOLOGY ANALYZER SYSMEX XP 100 Advance Version of KX21 | A3235 |  | 2014-03-03 | SYSMEX | TRANSASIA BIO MEDICALS LTD~ | LAB | DMS | 78217/Sandamp;P/1/2013-4 DT.07.02.2014. | 2014-03-14 | 2017-03-14 | 396878 | AMC |  |  |  | 14-3-2014 | w
34 | Boyles apparatus with out Ventilator | ANA_OVEN_T | 00077/OVEN/1 | B | Compact | AC21207002 |  | 2008-01-01 | Landamp;T | Landamp;T | OT | TNHSP | TNHSP/TNMSC/P2E2/2007 | 2008-01-01 | 2009-01-07 | 98000 | AMC |  | 2011-02-28 | Landamp;T | 24-12-2010 | w
35 | CTG Monitor | NNE_CTGM | 00077/CTGM/1 | B2 |  |  |  | 2003-06-08 | Associated Surgical |  | LW |  |  | 2003-06-08 | 2004-08-06 | 0 |  |  |  |  | 18-12-2010 | delete
36 | Cardiac Monitor with defibrillator | CRD_DEFI | 00077/DEFI/2 | C |  |  |  | 2008-04-25 | suryssurgical |  | OP |  |  | 2008-04-25 | 2009-04-25 | 0 |  |  |  |  | 18-12-2010 | delete
37 | Cardiac Monitor with defibrillator | CRD_DEFI | 00077/DEFI/1 | C |  | ANS0033 |  | 2007-02-02 |  | Madras surgical | OT |  | 92206/Sandamp;P/1/2006 | 2007-02-02 | 2008-02-02 | 239200 | NO AMC |  |  |  | 18-12-2010 | w
38 | Centrifuge | LAB_COMC | 00077/COMC/1 | C | BDI-152 |  |  | 2012-03-20 | SOLOKRAFTS | SOLOKRAFTS | STORE | TNHSP | TNHSP/TNMSC/AG29E/2011 dt;10/03/2011 |  |  | 5090 |  |  |  |  | 27-8-2012 | w
39 | Dental Unit with motor for dental OP | DEN_DEUN | 00077/DEUN/1 | B2 | CONFIDENT | DCH1 |  | 2008-05-11 | CONFIDENT | CONFIDENT DENTA EQ. LTD. | DENTAL OP | TNMSC | 12537/TNMSC/ENG27/10/2007 | 2008-05-11 | 2009-11-05 | 99200 | NO AMC |  |  |  | 18-12-2010 | w
40 | ECG machine computerized | CRD_ECGC | 00077/ECGC/1 | B | Page Writer Trim I | US80611264 |  | 2007-02-02 | Philips | Madras Surgicals andamp; Chemicals | ECG Room | DMS | 92206/Sandamp;P/1/2006 | 2007-02-02 | 2008-02-01 | 85000 | NO AMC |  |  |  | 2012-08-02 | cta
41 | Electric Calorimeter | LAB_CALO | 00077/CALO/1 | C | PEL0231213RBK | PEL02312 |  | 2014-03-18 | ROBONIK | ROBONIK | LAB | TNHSP | TNHSP/TNMSC/AG87b/2013-2 Dt. 28/11/2013 | 2014-03-25 | 2015-03-18 | 20708 |  |  |  |  | 27-3-2014 | w
42 | Foetal Doppler | NNE_FDOP | 00077/FDOP/1 | C |  |  |  | 2008-10-06 | JUPITER |  | OP |  |  | 2008-10-06 | 2009-06-10 | 0 |  |  |  |  | 18-12-2010 | w
43 | Foetal Monitor | NNE_FAMON | 00077/FAMON/1 | B |  |  |  | 2003-08-06 |  | ASSOCIATED SURGICAL | LABOUR WARD | DMS | 45036/SPS/1/03 |  |  | 5150 | NO AMC |  |  |  | 24-8-2012 | delete
44 | Generator | OTH_GEN | 00077/GEN/1 | C | 4575 GMP |  |  | 2010-06-10 | MAHINDRA MAKE 40KV | BHALIV ARADHA ELECTROMECK | NEAR OP | TNHSP | TNHSP/TNMSC/P3G24/2009 | 2010-06-10 |  | 0 |  |  |  |  | 27-8-2012 | w
45 | Generator | OTH_GEN_T | 00077/GEN/1 | C |  |  |  | 2007-03-28 |  | AKASH |  |  |  | 2007-03-28 | 2008-03-28 | 0 |  |  |  |  | 18-12-2010 | delete
46 | Glucometer | LAB_GLMT | 00077/GLMT/2 | C |  |  |  | 2003-08-06 | ASSOCIATED SURGICALS | ASSOCIATED SURGICALS |  | DMS | 45036/SPS/1/03 | 2003-08-06 |  | 3200 |  |  |  |  | 24-8-2012 | delete
47 | Glucometer | LAB_GLMT | 00077/GLMT/1 | C |  |  |  | 2003-08-06 | ASSOCIATED SURGICALS | ASSOCIATED SURGICALS | LAB | DMS | 45036/SPS/01/03 | 2003-08-06 |  | 3200 | NO AMC |  |  |  | 24-8-2012 | delete
48 | Infant Warmer / Neonatal Warmer/Infant Open Care system | NPE_IFW | 00077/IFW/1 | B2 | NEOTECH | FMOPC1 |  | 2007-03-16 | NEOTECH | MADRAS SURGICALS | FEMALE WARD | TNHSP | 92206/Sandamp;P/1/2006 | 2007-03-16 |  | 86320 | NO AMC |  |  |  | 24-8-2012 | w
49 | Infusion pump | CRD_INPM | 00077/INPM/1 | C |  |  |  | 2009-03-07 |  | SILICON LAB |  |  |  | 2009-03-17 | 2010-03-17 | 0 |  |  |  |  | 18-12-2010 | delete
50 | Infusion pump | CRD_INPM | 00077/INPM/2 | C | INFU 300 | E04070520 |  | 2007-03-28 | AKAS | AKASH | FEMALE WARD | OTHERS | 103928/Sandamp;P/1/2006 | 2007-03-28 | 2008-03-28 | 25376 | NO AMC |  |  |  | 18-12-2010 | w
51 | Infusion pump | CRD_INPM | 00077/INPM/3 | C |  |  |  | 2007-08-22 |  | JUPITER |  |  |  | 2007-08-22 | 2008-08-22 | 0 |  |  |  |  | 18-12-2010 | delete
52 | Magnavision Lamp | NNE_MAGL | 00077/MAGL/2 | C | 8008 andHARDIK MEDI-TECH MAKE |  |  | 2011-03-31 |  | JUPITER~ CBE | LABOUR WARD |  | 04R/NRHM/TNMSC/ENGG/2011 dt;12/02/2011 |  |  | 4400 |  |  |  |  | 27-8-2012 | w
53 | Magnavision Lamp | NNE_MAGL | 00077/MAGL/1 | C |  |  |  | 2011-03-31 |  | Jupiter manufacturing works | LABOUR WARD | OTHERS | 04R/NRHM/TNMSC/ENGG/2011 | 2011-03-31 | 2014-03-31 | 4576 |  |  |  |  | 16-6-2012 | delete
54 | Mannual Colposcope | GYN_CALPM | 00077/CALPM/1 | C | ARI II-1D | R 20130253 |  | 2013-03-21 | SOUTH INDIA SURGICAL CO.LTD | SOUTH INDIA SURGICAL CO.LTD | NCD CILNIC | TNHSP | I/DC/12-13/2369 DT;16-02-2013 ~REP;TNHSP/TNMSC/ENGG/AG30/2011 DT;21/04/2012 | 2013-03-21 | 2014-03-20 | 130000 |  |  |  |  | 13-4-2013 | w
55 | N2O Cylinder - A type | ANA_N2OA | 00077/N2OA/1 | C |  | 79215 |  |  |  |  | store | JDHS |  |  |  | 0 |  |  |  |  | 14-9-2012 | w
56 | N2O Cylinder - A type | ANA_N2OA | 00077/N2OA/3 | C |  | 145638 |  |  |  |  | OT WITH BOYLES | OTHERS |  |  |  | 0 |  |  |  |  | 14-9-2012 | w
57 | N2O Cylinder - A type | ANA_N2OA | 00077/N2OA/2 | C |  | 184487 |  |  |  |  | OT | JDHS |  |  |  | 0 |  |  |  |  | 14-9-2012 | w
58 | N2O Cylinder - B type | ANA_N2OB | 00077/N2OB/2 | C |  | 826/D/72 |  | 2008-03-20 |  | SOLOKRAFTS INDUSTRIES |  | TNHSP | TNHSP/TNMSC/P2E19/2007~20/11/2007 |  |  | 8912 |  |  |  |  | 2012-11-09 | w
59 | N2O Cylinder - B type | ANA_N2OB | 00077/N2OB/1 | C |  | 826/D/66 |  | 2008-03-20 |  | SOLOKRAFTS INDUSTRIES |  | TNHSP | TNHSP/TNMSC/P2E19/2007; |  |  | 8912 |  |  |  |  | 2012-11-09 | w
60 | Nebuliser Adult | OTH_NEBA_T | 00077/NEBA/3 | C |  |  |  | 2003-06-08 | Associated Surgical | ASSOCIATED SURGICALS | TRANSFERED TO ERODE HQ | DMS | 45036/SPS/1/03 | 2003-06-08 | 2004-08-06 | 2200 | NO AMC |  |  |  | 18-12-2010 | w
61 | Nebuliser Adult | OTH_NEBA | 00077/NEBA/2 | C |  | 2 |  | 2014-02-17 |  | diamond enterprises | opd | OTHERS |  | 2014-02-17 | 2015-02-17 | 2000 | NO AMC |  |  |  | 2014-11-03 | w
62 | Nebuliser Adult | OTH_NEBA | 00077/NEBA/1 | C |  | 1 |  | 2014-02-17 |  | Diamond enterprices | OPD | OTHERS |  | 2014-02-17 | 2015-02-17 | 4000 | NO AMC |  |  |  | 2014-11-03 | w
63 | Nebuliser Adult | OTH_NEBA_T | 00077/NEBA/2 | C | [6 empty] | FSWard |  |  |  |  | 0 |  |  |  |  | 18-12-2010 | delete
64 | Nebuliser Adult | OTH_NEBA_T | 00077/NEBA/1 | C |  |  |  | 2007-08-16 |  | HONDA |  |  |  | 2007-08-16 | 2008-08-16 | 0 |  |  |  |  | 18-12-2010 | w
65 | Needle destroyer / Syringe Destroyer | OTH_NEED | 00077/NEED/2 | C |  | 10928 |  | 2008-12-29 |  | GLO LIFE CARE |  | TNHSP | TNHSP/TNMSC/ENGG/BMWM 1/2008 |  |  | 4530 |  |  |  |  | 25-8-2012 | delete
66 | Needle destroyer / Syringe Destroyer | OTH_NEED | 00077/NEED/6 | C |  | 10932 |  | 2008-12-29 |  | GLO LIFE CARE |  | TNHSP | TNHSP/TNMSC/ENGG/BMWM 1/2008 |  |  | 4530 |  |  |  |  | 25-8-2012 | delete
67 | Needle destroyer / Syringe Destroyer | OTH_NEED | 00077/NEED/1 | C |  | 10927 |  | 2008-12-29 |  | GLO LIFE CARE |  | TNHSP | TNHSP/ TNMSC /ENGG/BMWM 1/2008 |  |  | 4530 |  |  |  |  | 25-8-2012 | delete
68 | Needle destroyer / Syringe Destroyer | OTH_NEED | 00077/NEED/4 | C |  | 10930 |  | 2008-12-29 |  | GLO LIFE CARE |  | TNHSP | TNHSP TNMSC /ENGG/BMWM 1/2008 |  |  | 4530 |  |  |  |  | 25-8-2012 | delete
69 | Needle destroyer / Syringe Destroyer | OTH_NEED_T | 00077/NEED/1 | C |  |  |  | 2008-02-20 | PHILLIPS |  |  |  |  | 2008-02-20 | 2009-02-20 | 0 |  |  |  |  | 18-12-2010 | delete
70 | Needle destroyer / Syringe Destroyer | OTH_NEED | 00077/NEED/5 | C |  | 10931 |  | 2008-12-29 |  | GLO LIFE CARE |  | TNHSP | TNHSP/TNMSC/ENGG/BMWM 1/2008 |  |  | 4530 |  |  |  |  | 25-8-2012 | delete
71 | Needle destroyer / Syringe Destroyer | OTH_NEED | 00077/NEED/3 | C |  | 10929 |  | 2008-12-29 |  | GLO LIFE CARE |  | TNHSP | TNHSP/TNMSC/ENGG/ BMWM 1/2008 |  |  | 4530 |  |  |  |  | 25-8-2012 | delete
72 | O2 Cylinder- A type | ANA_OCA | 00077/OCA/1 | C |  | 186364 |  | 2006-12-16 |  |  |  | JDHS |  |  |  | 0 |  |  |  |  | 2012-11-09 | w
73 | O2 Cylinder- A type | ANA_OCA | 00077/OCA/4 | C |  | 48928 |  | 2008-03-20 | SOLOKRAFTS INDUSTRIES | SOLOKRAFTS INDUSTRIES |  | TNHSP | TNHSP/TNMSC/P2E19/2007~28/11/2007 |  |  | 24198 |  |  |  |  | 2012-11-09 | w
74 | O2 Cylinder- A type | ANA_OCA | 00077/OCA/3 | C |  | 165126 | [5 empty] | JDHS |  |  |  | 0 |  |  |  |  | 2012-11-09 | w
75 | O2 Cylinder- A type | ANA_OCA | 00077/OCA/5 | C |  | 148196 |  | 2008-03-20 | SOLOKRAFTS INDUSTRIES |  |  | TNHSP | TNHSP/TNMSC/P2E19/2007 |  |  | 24198 |  |  |  |  | 2012-11-09 | w
76 | O2 Cylinder- A type | ANA_OCA | 00077/OCA/7 | C |  | 48926 |  | 2008-03-20 | SOLOKRAFTS INDUSTRIES |  |  | TNHSP | TNHSP/TNMSC/P2E19/2007 |  |  | 24198 |  |  |  |  | 2012-11-09 | w
77 | O2 Cylinder- A type | ANA_OCA | 00077/OCA/6 | C |  | 149397 |  | 2008-03-20 | SOLOKRAFT INDUSTRIES | SOLOKRAFT INDUSTRIES |  | TNHSP | TNHSP/TNMSC/P2E19/2007~28/11/2007 |  |  | 24198 |  |  |  |  | 2012-11-09 | w
78 | O2 Cylinder- A type | ANA_OCA | 00077/OCA/2 | C |  | 165115 |  | 2006-12-16 |  |  |  | JDHS |  |  |  | 0 |  |  |  |  | 2012-11-09 | w
79 | O2 Cylinder- A type | ANA_OCA | 00077/OCA/9 | C |  | 664/A/2 |  | 2008-03-20 | SOLOKRAFT INDUSTRIES | SOLOKRAFTS INDUSTRIES |  | TNHSP | TNHSP/TNMSC/P2E19/2007~28/11/2007 |  |  | 24198 |  |  |  |  | 2012-11-09 | w
80 | O2 Cylinder- A type | ANA_OCA | 00077/OCA/8 | C |  | 149136 |  | 2008-03-20 | SOLOKRAFT INDUSTRIES | SOLOKRAFT INDUSTRIES |  | TNHSP | TNHSP/TNMSC/P2E19/2007~28/11/2007 |  |  | 24198 |  |  |  |  | 2012-11-09 | w
81 | O2 Cylinder- B type | ANA_OCB | 00077/OCB/1 | C |  | 234819 |  | 2000-07-14 |  |  |  | JDHS |  |  |  | 0 |  |  |  |  | 2012-11-09 | w
82 | O2 Cylinder- B type | ANA_OCB | 00077/OCB/3 | C |  | 235187 | [5 empty] | JDHS |  |  |  | 0 |  |  |  |  | 2012-11-09 | w
83 | O2 Cylinder- B type | ANA_OCB | 00077/OCB/2 | C |  | 137704 |  | 2006-04-22 |  |  |  | JDHS |  |  |  | 0 |  |  |  |  | 2012-11-09 | w
84 | O2 Cylinder- C type | ANA_OCC | 00077/OCC/4 | C |  | 981-C-173 |  | 2008-03-20 | SOLOKRAFTS INDUSTRIES | SOLOKRAFTS INDUSTRIES |  | TNHSP | TNHSP/TNMSC/P2E19/2007~20/11/2007 |  |  | 39180 |  |  |  |  | 2012-11-09 | w
85 | O2 Cylinder- C type | ANA_OCC | 00077/OCC/1 | C |  | 981-c-188 |  | 2008-03-20 | solokrafts industries | solokrafts industries |  | TNHSP | TNHSP/TNMSC/P2E19/2007~28/11/2007 |  |  | 39180 |  |  |  |  | 2012-11-09 | w
86 | O2 Cylinder- C type | ANA_OCC | 00077/OCC/5 | C |  | 981-C-48 |  | 2008-03-20 |  | SOLOKRAFTS INDUSTRIES |  | TNHSP | TNHSP/TNMSC/P2E19/2007~20/11/2007 |  |  | 39180 |  |  |  |  | 2012-11-09 | w
87 | O2 Cylinder- C type | ANA_OCC | 00077/OCC/2 | C |  | 981-C-66 |  | 2008-03-20 | SOLOKRAFTS INDUSTRIES | SOLOKRAFTS INDUSTRIES |  | TNHSP | TNHSP/TNMSC/P2E19/2007~20/11/2007 |  |  | 39180 |  |  |  |  | 2012-11-09 | w
88 | O2 Cylinder- C type | ANA_OCC | 00077/OCC/6 | C |  | 981-B-163 |  | 2008-03-20 |  | SOLOKRAFTS INDUSTRIES |  | TNHSP | TNHSP/TNMSC/P2E19/2007;20/11/2007 |  |  | 39180 |  |  |  |  | 2012-11-09 | w
89 | O2 Cylinder- C type | ANA_OCC | 00077/OCC/3 | C |  | 981-C-27 |  | 2008-03-20 | SOLOCRAFTS INDUSTRIES | SOLOCRAFTS INDUSTRIES |  | TNHSP | TNHSP/TNMSC/P2E19/2007;20/11/2007 |  |  | 39180 |  |  |  |  | 2012-11-09 | w
90 | Operating Microscope(Eye) | EYE_OMS_T | 00077/OMS/1 | B | [6 empty] | Eye OT |  |  |  |  | 0 |  |  |  |  | 18-12-2010 | delete
91 | Operation Table Hydraulic Major | OTE_TAMA | 00077/TAMA/5 | B2 |  |  |  | 2007-11-26 | PRETOUCH | ROBONIK INDIA |  |  |  | 2007-11-26 |  | 0 |  |  |  |  | 18-12-2010 | delete
92 | Operation Table Hydraulic Major | OTE_TAMA | 00077/TAMA/2 | B2 |  |  |  | 1987-12-15 |  |  | OT |  |  |  |  | 0 |  |  |  |  | 18-12-2010 | delete
93 | Operation Table Hydraulic Major | OTE_TAMA | 00077/TAMA/4 | B2 |  |  |  | 2007-12-24 | DAWNVORA | DAWNVORA |  |  |  | 2007-12-24 |  | 0 |  |  |  |  | 18-12-2010 | delete
94 | Operation Table Hydraulic Major | OTE_TAMA | 00077/TAMA/3 | B2 |  |  |  | 1987-12-15 |  |  | OT |  |  |  |  | 0 |  |  |  |  | 18-12-2010 | delete
95 | Operation Table Hydraulic Major | OTE_TAMA | 00077/TAMA/1 | B2 | Philips |  |  |  |  | Philips | AE Ward |  |  |  |  | 0 |  |  |  |  | 18-12-2010 | delete
96 | Operation Table Hydraulic Major | OTE_TAMA | 00077/TAMA/6 | B2 | Jupiter 205 | OTTBHM1 |  | 2007-11-29 | Jupiter | Jupiter | OT | TNHSP | TNHSP/TNMSC/P2E6/2007 | 2007-11-29 | 2008-12-26 | 53000 | AMC |  | 2011-02-28 | Jupiter | 24-12-2010 | tf to anthiyur
97 | Phototherapy Unit | NNE_PHTU | 00077/PHTU/2 | C |  |  |  | 2009-04-14 | 7A 23D |  | AN |  |  | 2009-04-17 | 2010-04-17 | 0 |  |  |  |  | 18-12-2010 | w
98 | Phototherapy Unit | NNE_PHTU | 00077/PHTU/3 | C |  |  |  | 2009-04-14 | 7A 23D |  | NB |  |  | 2009-04-17 | 2010-04-17 | 0 |  |  |  |  | 18-12-2010 | delete
99 | Phototherapy Unit | NNE_PHTU | 00077/PHTU/1 | C | Flowneb |  |  |  |  | Flowneb | Male ward |  |  |  |  | 0 |  |  |  |  | 18-12-2010 | delete
100 | Pulse Oximeter | CRD_SPO2 | 00077/SPO2/2 | B | PAE 091~FUTURA PLETA |  |  | 2009-03-14 |  | SILICON LABS |  |  | 8623/Sandamp;P/1/2009 dt; 24/02/2009 |  |  | 256732 |  |  |  |  | 18-12-2010 | w
101 | Pulse Oximeter | CRD_SPO2 | 00077/SPO2/4 | B2 | RAD-8 | M-71933 |  | 2014-03-27 | M/SMASIMO CORPORATION~40~ PARKER~ IRVINE CA~ USA. | GRACE MFG. andamp; TRADING CO. | LABOUR ROOM | TNMSC | RCH-11/TNMSC/ENGG/E67/2014 DT.05.03.2014 | 2014-04-04 | 2019-04-03 | 140695 | AMC |  |  |  | 2014-07-04 | w
102 | Pulse Oximeter | CRD_SPO2 | 00077/SPO2/3 | B2 | RAD-8 | M-71695 |  | 2014-03-27 | M/S MASIMO CORPORATION~40~PARKER~IRVINE CA~ USA. | GRACE MFG. andamp; TRADING CO~ | OPERATION THEATER | TNMSC | RCH-11/TNMSC/ENGG/E67/2014 DT.05.03.2014 | 2014-04-04 | 2019-04-03 | 140695 | AMC |  |  |  | 2014-07-04 | w
103 | Pulse Oximeter | CRD_SPO2 | 00077/SPO2/1 | B |  |  |  | 2008-08-01 | DRAGGER |  |  |  |  | 2008-01-08 | 2009-08-01 | 0 |  |  |  |  | 18-12-2010 | delete
104 | Radiant Warmer | NNE_RAWR | 00077/RAWR/5 | C |  |  |  | 2007-12-24 |  | NEOTECG | CH.WD |  |  | 2007-12-24 | 2008-12-24 | 0 |  |  |  |  | 18-12-2010 | delete
105 | Radiant Warmer | NNE_RAWR | 00077/RAWR/6 | C | Nice 2007S | 711875 |  | 2008-12-24 | Madras Surgicals | Madras Surgicals | labour ward | TNHSP | TNHSP/TNMSC/P2E10/2007 | 2008-12-24 | 2009-12-24 | 17680 | AMC |  | 2011-02-28 | Madras Surgicals | 24-12-2010 | w
106 | Radiant Warmer | NNE_RAWR | 00077/RAWR/4 | C |  |  |  | 2007-12-24 |  | NEOTECG | CH.WD |  |  | 2007-12-24 | 2008-12-24 | 0 |  |  |  |  | 18-12-2010 | delete
107 | Radiant Warmer | NNE_RAWR | 00077/RAWR/3 | C | Neotech |  |  |  |  | Neotech | Labour ward |  |  |  |  | 0 |  |  |  |  | 18-12-2010 | delete
108 | Radiant Warmer | NNE_RAWR | 00077/RAWR/2 | C | Neotech |  |  |  |  | Neotech | Labour ward |  |  |  |  | 0 |  |  |  |  | 18-12-2010 | delete
109 | Radiant Warmer | NNE_RAWR | 00077/RAWR/1 | C | Neotech |  |  |  |  | Phoneix | LW |  |  |  |  | 0 |  |  |  |  | 18-12-2010 | delete
110 | Refrigerator | LAB_REFR_T | 00077/REFR/4 | C | Electrolux | ELECTROLUX1 |  | 2007-12-14 | Davey Pharma | Davey Pharma | lab | TNHSP | TNHSP/TNMSC/P2G5/2007 | 2007-12-14 |  | 10400 | AMC |  | 2011-02-28 | Davey Pharma | 24-12-2010 | w
111 | Refrigerator | LAB_REFR_T | 00077/REFR/1 | C |  |  |  | 2007-12-24 |  | Phoenix | WARD |  |  | 2007-12-24 | 2008-12-24 | 0 |  |  |  |  | 18-12-2010 | delete
112 | Refrigerator | LAB_REFR_T | 00077/REFR/3 | C |  |  |  | 2007-12-24 |  | Phoenix | WARD |  |  | 2007-12-24 | 2008-12-24 | 0 |  |  |  |  | 18-12-2010 | delete
113 | Refrigerator | LAB_REFR_T | 00077/REFR/2 | C |  |  |  | 2007-12-24 |  | Phoenix | WARD |  |  | 2007-12-24 | 2008-12-24 | 0 |  |  |  |  | 18-12-2010 | delete
114 | Semi auto analyser | LAB_SEAA | 00077/SEAA/1 | B2 |  |  |  | 2007-10-17 |  | SOUTH INDIA |  |  |  | 2007-10-17 | 2008-10-17 | 0 |  |  |  |  | 18-12-2010 | delete
115 | Semi auto analyser | LAB_SEAA | 00077/SEAA/2 | B2 |  |  |  | 2007-10-17 |  | SOUTH INDIA |  |  |  | 2007-10-17 | 2008-10-17 | 0 |  |  |  |  | 18-12-2010 | delete
116 | Semi auto analyser | LAB_SEAA | 00077/SEAA/3 | B2 | MX 250 |  |  | 2012-05-04 |  | Microlab | LAB | OTHERS |  |  |  | 0 | NO AMC |  |  |  | 27-8-2012 | w
117 | Shadowless Lamp stand model | OTE_MOLT | 00077/MOLT/1 | B |  |  |  | 2003-10-16 |  |  | OT |  |  |  |  | 0 |  |  |  |  | 18-12-2010 | w
118 | Sterilizer Medium (Instrument) | OTE_STMD | 00077/STMD/3 | C |  |  |  | 2009-04-25 | suryssurgical |  | WARD |  |  | 2008-04-25 | 2009-04-25 | 0 |  |  |  |  | 18-12-2010 | w
119 | Sterilizer Medium (Instrument) | OTE_STMD | 00077/STMD/2 | C |  |  |  | 2009-04-25 | suryssurgical |  | WARD |  |  | 2008-04-25 | 2009-04-25 | 0 |  |  |  |  | 18-12-2010 | w
120 | Sterilizer Medium (Instrument) | OTE_STMD | 00077/STMD/5 | C |  |  |  | 2009-04-25 | suryssurgical |  | WARD |  |  | 2008-04-25 | 2009-04-25 | 0 |  |  |  |  | 18-12-2010 | w
121 | Sterilizer Medium (Instrument) | OTE_STMD | 00077/STMD/1 | C |  |  |  | 2008-04-25 | suryssurgical |  | OP |  |  | 2008-04-25 | 2009-04-25 | 0 |  |  |  |  | 18-12-2010 | delete
122 | Sterilizer Medium (Instrument) | OTE_STMD | 00077/STMD/6 | C |  |  |  | 2009-04-25 | JUPITER |  | OT |  |  | 2008-04-25 | 2009-04-25 | 0 |  |  |  |  | 18-12-2010 | delete
123 | Sterilizer Medium (Instrument) | OTE_STMD | 00077/STMD/4 | C |  |  |  | 2009-04-25 | suryssurgical |  | WARD |  |  | 2008-04-25 | 2009-04-25 | 0 |  |  |  |  | 18-12-2010 | delete
124 | Sterilizer Medium (Instrument) | OTE_STMD | 00077/STMD/8 | C |  |  |  | 2009-04-25 | JUPITER |  | OT |  |  | 2008-04-25 | 2009-04-25 | 0 |  |  |  |  | 18-12-2010 | delete
125 | Sterilizer Medium (Instrument) | OTE_STMD | 00077/STMD/7 | C |  |  |  | 2009-04-25 | JUPITER |  | OT |  |  | 2008-04-25 | 2009-04-25 | 0 |  |  |  |  | 18-12-2010 | delete
126 | Suction Apparatus - Electrical | OTE_SAEL | 00077/SAEL/7 | C |  |  |  | 2012-10-20 |  |  |  | OTHERS |  |  |  | 0 |  |  |  |  | 22-11-2012 | delete
127 | Suction Apparatus - Electrical | OTE_SAEL | 00077/SAEL/1 | C | [6 empty] | LW |  |  |  |  | 0 |  |  |  |  | 18-12-2010 | delete
128 | Suction Apparatus - Electrical | OTE_SAEL | 00077/SAEL/6 | C |  |  |  | 2012-10-20 |  |  | OPandamp;WARD | OTHERS |  |  |  | 0 |  |  |  |  | 22-11-2012 | w
129 | Suction Apparatus - Electrical | OTE_SAEL | 00077/SAEL/4 | C |  |  |  | 2008-08-01 |  |  | NB |  |  | 2008-08-01 | 2009-01-08 | 0 |  |  |  |  | 18-12-2010 | delete
130 | Suction Apparatus - Electrical | OTE_SAEL | 00077/SAEL/5 | C |  |  |  | 2008-08-01 |  |  | NB |  |  | 2008-08-01 | 2009-01-08 | 0 |  |  |  |  | 18-12-2010 | delete
131 | Suction Apparatus - Electrical | OTE_SAEL | 00077/SAEL/2 | C |  |  |  | 2009-04-16 | VISHAL CHENNAI | VISHAL CHENNAI | OT |  | TNHSP/TNMSC/P3ES/2008 dt; 10/09/2008 | 2009-04-16 | 2010-04-16 | 3900 |  |  |  |  | 18-12-2010 | w
132 | Suction Apparatus - Electrical | OTE_SAEL | 00077/SAEL/3 | C | HYDRALIC |  |  | 2007-11-30 |  | JUPITER | NB |  |  | 2007-11-30 |  | 0 |  |  |  |  | 18-12-2010 | w
133 | Suction Apparatus - Foot operated | OTE_SAFO | 00077/SAFO/1 | B | Neotech |  |  |  |  | Neotech | Labour ward |  |  |  |  | 0 |  |  |  |  | 18-12-2010 | delete
134 | Suction Apparatus - Foot operated | OTE_SAFO | 00077/SAFO/3 | B | Neotech |  |  |  |  | Neotech | Labour ward |  |  |  |  | 0 |  |  |  |  | 18-12-2010 | delete
135 | Suction Apparatus - Foot operated | OTE_SAFO | 00077/SAFO/2 | B | Neotech |  |  |  |  | Neotech | Labour ward |  |  |  |  | 0 |  |  |  |  | 18-12-2010 | delete
136 | Ultra Sonogram -MOBILE | IME_IUSM | 00077/IUSM/2 | B | Landamp;T | 396440 |  | 2003-12-24 |  | Landamp;T | Eye OT |  |  |  |  | 311537 |  |  |  |  | 18-12-2010 | delete
137 | Ultra Sonogram -MOBILE | IME_IUSM | 00077/IUSM/1 | B | SONATA | 396440 |  | 2003-12-24 | LandT | LandT | Scan room |  |  | 2003-12-24 | 2004-12-24 | 311537 |  |  |  |  | 18-12-2010 | w
138 | Ventilators (Adult) | CRD_VENA | 00077/VENA/1 | B |  | SYRA007 |  | 2007-02-13 |  | Madras surgical | LW |  |  | 2007-02-13 | 2008-02-13 | 468000 |  |  |  |  | 18-12-2010 | NW
139 | Ventilators (Paediatrics) | CRD_VENP | 00077/VENP/1 | B | SAVINA | ARYB-0239 |  | 2007-03-26 | DRAGOR | Madras surgical | LW | OTHERS | 92206/Sandamp;P/1/2006 | 2007-03-26 | 2008-03-26 | 720000 | NO AMC |  |  |  | 18-12-2010 | NW
140 | Water Bath/Ultrasonic Water Bath | LAB_WBAT | 00077/WBAT/1 | C | SM I-143 |  |  | 2014-09-17 | jindal | S.M.Scientific Instruments Pvt. Ltd.~ | NCD | TNHSP | TNHSP/TNMSC/AG87h(R)/2014.DT.10.04.2014. | 2014-09-17 | 2016-09-17 | 8262 | AMC |  |  |  | 2014-06-11 | W
141 | Weighing machine adult | NNE_WTMA | 00077/WTMA/1 | C |  |  |  | 2008-10-09 | ALLAN MED |  | LABOURWARD |  |  | 2008-10-09 | 2009-09-10 | 0 |  |  |  |  | 18-12-2010 | W
142 | Weighing machine adult | NNE_WTMA | 00077/WTMA/2 | C | [5 empty] | JUPITER | LW |  |  | 2008-06-09 |  | 541 |  |  |  |  | 18-12-2010 | delete
143 | Weighing machine adult | NNE_WTMA | 00077/WTMA/4 | C |  |  |  | 2012-02-16 | PRESTIGE |  | STORE | TNHSP | TNHSP/TNMSC/ENGG/AG24/2011 |  |  | 627 |  |  |  |  | 16-6-2012 | W
144 | Weighing machine paed | NNE_WTMP | 00077/WTMA/3 | C | DOCBELL |  |  | 2008-10-10 |  | JUPITER | LW | TNHSP |  |  |  | 673 |  |  |  |  | 18-12-2010 | W
4288869