## Andipatti
DIRECTORATE OF MEDICAL AND RURAL HEALTH SERVICES
GOVERNMENT OF TAMIL NADU
REPORT : EQUIPMENT RECEIPT DETAILS REPORT-INSTITUTION WISE
PERIOD : 01/01/2005-27/02/2015
District : THENI
Institution : ANDIPATTI
S.No. | Equipment Name | Equipment Category | Equipment Model No | Equipment Serial No | Date of Receipt | Manufacturer Name | Supplier Name | Location of Equipment | Source of Supply | Purchase Order No | Date of Installation | Warranty Valid Upto | Cost of the item | Working Status
1 | Alpha Bed with motor | C | 28277 | 28277 | 2003-09-18 | ASI~ chennai | ASI~Chennai | Lab | DMS | 45036/5ps/1/03 | 2003-09-18 | 2005-06-15 | 7760 | working
2 | Auto Clave HP Vertical (2 bin) | C |  |  | 2007-04-27 | Jupiter mfg/~works | Jupiter mfg/~works | OT | TNHSP |  | 2007-04-27 |  | 0 | working
3 | B.P.apparatus table model | C | Box Type | 1461 | 1999-07-06 |  | associuteel surgical chennai | Post Operative ward | DMS | 44-A/98/08 | 1993-03-04 |  | 340 | condemed
4 | B.P.apparatus table model | C | Box Type | 1462 |  |  | madras asseeieetes surgikal | Post Operative ward | DMS | 24/a/98 |  |  | 340 | condemed
5 | B.P.apparatus table model | C |  | 274735 |  | APPLLO SURGIAL | APPLLO SURGIAL | OT | DMS | 319/97 |  |  | 340 | condemed
6 | Binocular Mircroscope | B2 | BDI-13A | 22106 | 2014-01-24 | BDI INSTRUMENTATION (INDIA) | SOLOKRAFTS INDUSTRIES | LAB | TNHSP | TNHSP/TNMSC/AG87C/2013~ 22.1.2013 | 2014-01-24 | 2015-01-23 | 18600 | working
7 | Binocular Mircroscope | B2 | BDI-13 | 22804 | 2002-08-21 | General Surgery~chennai | General Surgery~chennai | Lab | RNTCP |  | 2002-08-21 |  | 0 | working
8 | Binocular Mircroscope | B2 |  |  | 2009-09-21 | General Surgery~chennai | General Surgery~chennai | Lab | RNTCP | 06/NRIM/HSP/TNMSC/2009-BM 15.07.2009 | 2010-10-25 |  | 9769 | working
9 | Boyles apparatus with Circle Abosrber | B | [5 empty] | Labour ward | DMS |  |  |  | 0 | working
10 | Boyles apparatus with Circle Abosrber | B |  |  | 2006-09-21 | Jupiter mfg/~works | Jupiter mfg/~works | Labour ward | TNHSP |  | 2006-09-21 |  | 0 | working
11 | Boyles apparatus with Circle Abosrber | B |  |  | 1996-03-15 | IOL | B/O/C/ India surgical ~ chen/ | OT | DMS |  | 1996-03-15 |  | 0 | working
12 | Boyles apparatus with Circle Abosrber | B |  |  | 2005-06-20 | Vinbio tech~Chennai | Vinbio tech~Chennai | Post Operative ward | TNHSP |  | 2005-06-20 |  | 0 | working
13 | Boyles apparatus with Circle Abosrber | B |  |  | 2005-06-20 | Vinbio tech~Chennai | Vinbio tech~Chennai | Post Operative ward | TNHSP |  | 2005-06-20 |  | 0 | working
14 | Cardiac Monitor | C | ORBIT |  | 2006-07-18 | Landamp;T | Landamp;T | OT | TNHSP | TNHSP/TNMSC/ENGG/E4/06 DT.22/06/2006. | 2006-07-18 |  | 32426 | working
15 | Cardiac Monitor | C | Orbit CED459 | S06040263 | 2007-02-21 | Landamp;T | Landamp;T | OT | TNHSP | 90094573 | 2007-02-21 |  | 0 | working
16 | ECG machine computerized | B | EDAN SE3 | 309035-M11801710068 | 2011-10-28 | EDAN | MADRAS SURGICAL | OPD NCD | TNHSP | TVHSP/TNMSC/ENGG/AG27/2011 DT.04/07/2011 | 2011-11-04 | 2012-11-03 | 36637 | working
17 | ECG machine ordinary | B | B.P.L. | 11617 | 1997-01-17 | BPL~Chennai | BPL~Chennai | XRAY | DMS | 67990 | 1997-01-17 |  | 12151 | working
18 | Electric Calorimeter | C |  |  | 1998-03-19 | Systronics | Allan |  | DMS |  | 1998-03-19 |  | 0 | working
19 | Foetal Doppler | C | MWI99 | CCSTNI04 | 2003-09-18 | ASI~ chennai | ASI~Chennai | Lab | DMS |  | 2003-09-18 |  | 0 | working
20 | Generator | C | 2/4KV 2800S EX16 | 1008403 | 2006-08-29 | Honda | Fermier Engineer | OT | TNHSP |  | 2006-08-29 |  | 54556 | working
21 | Generator | C | 15Kva |  | 2009-12-16 | EALON System | Sri LAKSHMI Road line | o.p.D. | TNHSP | 01/NRHM/HSP/TNMSC/GEN/Dt.25/08/2009 | 2010-12-29 |  | 260624 | working
22 | Glucometer | C | CEE197 | 2060042817 | 2003-09-18 | Appasamy~chennai | Appasamy~chennai | Lab | DMS | 45036/5PS/1/03 | 2003-09-18 |  | 3200 | working
23 | Glucometer | C | CEE197 | 2060043012 | 2003-09-18 | Appasamy~chennai | Appasamy~chennai | Lab | DMS | 45036/5PS/1/03 | 2003-06-12 |  | 3200 | working
24 | Mannual Colposcope | C | ARI II - ID | R20130234 | 2013-03-06 | ARI TECHNOLOGY [GROUP] CO.LTD CHINA | SOUTH INDIA SURGICAL COMPANY LIMITED |  | TNHSP | TNHSP/TNMSC/ENGG/AG30/2011 | 2013-03-11 | 2014-03-05 | 130000 | working
25 | Multi Para Monitor | B2 | G3D |  | 2014-07-12 | GENERAL MEDITECH INC.CHINA WITH STANDARD ACCESSORIES | TRANS HEALTH CARE INDIA PRIVATE LIMITED | OPERATION THEATRE | TNMSC | P.O.REF.NO.17240/TNMSC/ENGG/2014-3 P.O.DT.16/05/2014. | 2014-07-16 | 2017-07-15 | 60000 | working
26 | Nebuliser Adult | C |  | 112105 | 2003-10-14 | South India Surgicals | South India Surgicals | Post Operative ward | DMS | 45036/515/1/03 | 2003-10-14 |  | 2200 | working
27 | Nebuliser Adult | C |  |  | 1999-04-06 | SABERWAL SURGICALS | ASI Che/ | Post Operative ward | DMS | 08/NRHM/HSP/TNMSC/ENGG/09. DT.31/03/2009 | 1999-04-06 |  | 1456 | working
28 | Nebulizer baby | C |  |  | 2006-05-25 | vibash surgicals | vibash surgicals | Post Operative ward | TNHSP | 69/TNHSP/TNMSC/ENGG/05/DE4 Dt.11/05/2006 | 2006-05-25 |  | 1563 | working
29 | Needle destroyer / Syringe Destroyer | C |  |  | 2003-06-27 | Linco Scientific | Linco scientific | Post Operative ward | DMS |  | 2003-06-27 |  | 0 | condemed
30 | Needle destroyer / Syringe Destroyer | C |  |  | 2007-05-14 | Glo lifecare | Glo lifeCare | wards | TNHSP | TNHSP/TNMSC/ENGG/BMWM-1 | 2007-05-14 |  | 785 | working
31 | Needle destroyer / Syringe Destroyer | C |  |  | 2007-05-14 | Glo lifecare | Glo lifeCare | wards | TNHSP | TNHSP/TNMSC/ENGG/BMWM-2 | 2007-05-14 |  | 785 | working
32 | Needle destroyer / Syringe Destroyer | C |  |  | 2007-05-14 | Glo lifecare | Glo lifeCare | wards | TNHSP | TNHSP/TNMSC/ENGG/BMWM-3 | 2007-05-14 |  | 785 | working
33 | Needle destroyer / Syringe Destroyer | C |  |  | 2007-05-14 | Glo lifecare | Glo lifeCare | wards | TNHSP | TNHSP/TNMSC/ENGG/BMWM-4 | 2007-05-14 |  | 785 | working
34 | Needle destroyer / Syringe Destroyer | C |  |  | 2007-05-14 | Glo lifecare | Glo lifeCare | wards | TNHSP | TNHSP/TNMSC/ENGG/BMWM-5 | 2007-05-14 |  | 785 | working
35 | Needle destroyer / Syringe Destroyer | C |  | 8728 | 2007-05-14 | Glo lifecare | Glo lifeCare | Labour Ward | TNHSP |  | 2007-05-14 | 2008-05-13 | 0 | working
36 | Operation Table Hydraulic Major | B2 | 400D | 749 | 2001-07-05 | General surgical | General surgical | OT | DMS | 15890 | 2001-07-05 |  | 23660 | working
37 | Operation Table Hydraulic Major | B2 |  | 640/2 | 2001-07-05 | General surgical | General surgical | OT | DMS | 15890/CP2/1/98 | 2001-07-05 |  | 23660 | working
38 | Otoscope | C |  |  | 2006-07-31 | vibash surgicals | vibash surgicals | LABERWARD | TNHSP |  | 2006-07-31 |  | 0 | working
39 | Phototherapy Unit | C | 4000PT | 607260 | 1996-03-16 | Neotech | Bet Medicals | Labour ward | DMS | 5742 | 1996-03-16 |  | 5600 | working
40 | Phototherapy Unit | C |  | A01/125 | 1996-03-16 | Neotech | Bet Medicals | Labour ward | DMS |  | 1996-03-16 |  | 5600 | working
41 | Phototherapy Unit | C | (Model- 4000 PT | 607260 | 2006-08-09 | Madras Surgicals | Madras Surgicals | OT | TNHSP | 5472 | 2006-08-11 |  | 9900 | working
42 | Pulse Oximeter | B2 | RAD-8 | M71821 | 2014-04-15 | MASIMO CORPORATION~USA | GRACE MFG.andamp; TRADING CO. (DELHI) | NBSU | RCH | RCH-II/TNMSC/ENGG/E67/2014 Dt.05.03.14 | 2014-04-15 | 2019-04-14 | 68968 | working
43 | Pulse Oximeter | B | Stellar LA0459 | S6023858 | 1999-11-20 | Landamp;T | Landamp;T | OT | TNHSP | 90094476 | 2008-01-18 | 2000-11-21 | 35000 | working
44 | Pulse Oximeter | B | NOONIN8600 | 104004964 | 2007-02-21 | Landamp;T | Landamp;T |  | TNHSP | 14/262/98 |  |  | 0 | working
45 | Pulse Oximeter | B2 | RAD-8 | M71630 | 2014-04-15 | MASIMO CORPORATION~ USA | GRACE MFG.andamp;TRADING CO (DELHI) | NBSU | RCH | RCH-II/TNMSC/ENGG/E67/2014 DT.05-03-14 | 2014-04-15 | 2019-04-14 | 68968 | working
46 | Radiant Warmer | C | NICE2007S | 91009000079 | 2007-12-17 | Neotech | Madras Surgicals~Chennai | Labour ward | TNHSP | 02/NRHM/HSP/TNMSC/09 | 2007-12-17 |  | 17656 | working
47 | Radiant Warmer | C |  |  | 1996-03-24 | phoenix medical systems | phoenix medical systems | Labour ward | DMS |  | 1996-03-24 |  | 19680 | working
48 | Radiant Warmer | C | NICE2007S | 91009000074 | 1996-03-24 | phoenix medical systems | phoenix medical systems | Labour ward | DMS | 101452CCBI/95 | 1996-03-24 |  | 14208 | working
49 | Refrigerator | C | 3148 |  | 1996-03-25 | Gogrej | Ge appliees madras | Lab | DMS | 3346465 | 1996-03-25 |  | 8200 | working
50 | Refrigerator | C |  |  | 1996-03-25 | Godrej | GE App/ Chem | Out Patient | DMS | 3220278 | 1996-03-25 |  | 8200 | working
51 | Semi auto analyser | B2 | ERBA CHEM 5 PLUS | 31284 | 1997-12-29 | Tranasia | Transasia | Lab | DMS |  | 1997-12-29 |  | 0 | working
52 | Semi auto analyser | B2 | pritest touch | ATO580807RBK | 2007-10-22 | Robonik~Chennai | Robonik~Chennai |  | TNHSP | TNHSP/TNMSC/P2E4/2007 DT.19/09/2007 | 2008-10-30 | 2008-10-22 | 69422 | working
53 | Shadowless Lamp stand model | B | ENON/00015 |  | 2007-03-05 | APOLLO SURGIGALS | APOLLO SURGIGALS | OT | TNHSP | 14897/7 |  |  | 5900 | working
54 | Shadowless Lamp stand model | B |  |  | 2008-01-19 | Apollo Surgicals | Apollo surgicals | OT | TNHSP |  | 2008-01-19 |  | 0 | working
55 | Shadowless Lamp stand model | B | 18!! STAND MODEL | 212/MOLT/2 | 2008-01-25 | JUPITER | JUPITER MANFACTURING WORKS | OT | TNHSP | TNHSP/TNMSC/P2E17/07 | 2008-01-25 | 2009-01-24 | 13700 | working
56 | Shadowless Lamp stand model | B | 18!! STAND MODEL | 212/MOLT/2 | 2008-01-25 | JUPITER | JUPITER MANFACTURING WORKS | OT | TNHSP | TNHSP/TNMSC/P2E17/07 | 2008-01-25 | 2009-01-24 | 13700 | working
57 | Sterilizer Medium (Instrument) | C |  |  | 2007-02-25 | Jupiter mfg/~works | Jupiter mfg/~works | wards | TNHSP |  | 2007-02-25 |  | 0 | working
58 | Sterilizer Medium (Instrument) | C |  |  | 2007-02-25 | Jupiter mfg/~works | Jupiter mfg/~works | wards | TNHSP |  | 2007-02-25 |  | 0 | working
59 | Ultra Sonogram | B | 4500V | 12021386 | 1996-08-06 | Fakuda Denshi | Kodi Tech/~ | Scan room | DMS | 4540/93 | 1996-08-06 |  | 0 | to be condemed
60 | Ultra Sonogram | B | Selectra |  |  | L&T | L&T | Scan room | NRHM |  |  |  | 186430 | working
61 | Weighing machine adult | C |  | 79442 | 2008-06-06 | JUPITER | JUPITER MFG WORK | L.W | TNMSC | BMWM8/2008 |  | 2014-04-10 | 563 | working
62 | X-ray Machine 100 mA | B |  |  | 1990-04-09 | GE-Stallion | Elbro~international | X-rzy room | DMS |  | 1990-04-09 |  | 0 | working
1238102

## Bodi
DIRECTORATE OF MEDICAL AND RURAL HEALTH SERVICES
GOVERNMENT OF TAMIL NADU
REPORT : EQUIPMENT RECEIPT DETAILS REPORT-INSTITUTION WISE
PERIOD : 01/01/2005-27/02/2015
District : THENI
Institution : BODINAICKANNUR
S.No. | Equipment Name | Equipment Category | Equipment Model No | Equipment Serial No | Date of Receipt | Manufacturer Name | Supplier Name | Location of Equipment | Source of Supply | Purchase Order No | Date of Installation | Warranty Valid Upto | Cost of the item | Working status
11 | Auto Clave HP Vertical (2 bin) | C | 2-bintype |  | 2008-09-04 | Jupiter Mfg/ Works | Jupiter Mfg/ Works | OT | TNHSP |  | 2008-09-04 |  | 0 | working
79 | Auto Clave HP Vertical (2 bin) | C |  |  | 2006-09-21 | Jupiter Mfg/ Works | Jupiter Mfg/ Works | OT | TNHSP |  | 2006-09-21 | 2008-09-20 | 17200 | working
110 | Auto Clave HP Vertical (2 bin) | C | vertical | vertical-222 | 2008-04-09 | jupiter manufacturing works ~ coimbatore | JUPITER MANUFACTURING WORKS 22~ VINAYAKAR KOVIL ST.~ VADAVALLI COIMBATORE -641041 | GOT | TNHSP | TNHSP/TNMSC/P2E11/07~DT-28-11-2007 | 2008-04-30 | 2009-04-09 | 33280 | working
58 | Autoclave vertical single bin | C | 12andamp;20 | AUTOCLAVE ELECTRICALS | 1999-03-22 | ASSOCIATED SURGICALS CHENNAI-600002 | ASSOCIATED SURGICALS CHENNAI-600002 | BLOOD BANK STORAGE | DMS | 112926/CP11/1/98 DATED-21/01/1999 | 1999-03-22 | 2000-03-22 | 12734 | working
63 | B.P.apparatus stand model | C | stand model |  | 2002-02-13 |  | Associated SURGICALS~ 09~velders st~ CHENNAI | OPD | DMS | 44166/cp11/01 dt.21/01/2002 | 2002-05-15 | 2003-02-13 | 1250 | working
64 | B.P.apparatus stand model | C | stand model |  | 2002-02-13 | Associated Surgical~ 09~Velders St~ Chennai | Associated Surgical~ 09~Velders St~ Chennai | male ward | DMS | 44166/cp11/01 dt 21/01/2002 | 2002-04-01 | 2003-02-13 | 1250 | working
81 | B.P.apparatus stand model | C | stand model |  | 2002-02-13 |  | Associated surgicals~ 9~ Velders St~ Chennai-02 | G-OT | DMS | 44166/CP11/2001 dt.21/01/2002 | 2002-04-01 | 2003-02-13 | 1250 | working
96 | B.P.apparatus stand model | C | Stand Model |  | 2002-02-13 | Associated Surgicals~ Chennai | Associated Surgicals~ Chennai | female Ward | DMS | 44166/cp11/01 dt. 21/01/2002 | 2002-09-05 | 2003-02-13 | 1250 | working
106 | B.P.apparatus stand model | C | stand model |  | 2002-02-13 | Associated surgical~chennai | Associated surgical~chennai | Labour Ward | DMS | 44166/cp11/01 dt 21/01/02 | 2002-07-19 | 2003-02-13 | 1250 | working
1 | B.P.apparatus table model | C | DELUXE MERCURIAL (DIAMOND) | 120 APR13~49048R | 2013-07-16 | INDUSTRIAL ELECTRONIC andamp;ALLIED PRODUCTS .21~ELECTRONIC CO-OP ESTATE -SATARA ROAD PUNE-411009 | ANAND PHARMA AGENCY-THENI |  | OTHERS |  |  | 2013-07-31 | 2052 | working
2 | B.P.apparatus table model | C | DELUXE MERCURIAL (DIAMOND) | 120APR13 60116R | 2013-07-16 | INDUSTRIAL ELCTRONIC andamp;ALLIED PRODUCTS 21~ELECTRONIC CO-OP ESTATE-SATARA ROAD PUNE-411009 | ANAND PHARMA AGENCY -THENI |  | OTHERS |  |  | 2014-07-31 | 2052 | working
37 | B.P.apparatus table model | C | DELUXE MERCURIAL (DIAMOND) | 120 MAY 13 12244 | 2013-07-16 | INDUSTRIAL ELECTRONIC andamp;ALLIED PRODUCTS 21~ELECTRONICS CO - OP ESTSTE ~ PUNE SATARA ROAD PUNE -411009 | ANAND PHARMA AGENCY THENI | NCD OP | OTHERS | MEDICAL OFFICER G.H~BODI | 2013-07-17 | 2014-07-31 | 2052 | working
38 | B.P.apparatus table model | C | DELUXE MERCURIAL(DIAMOND) | 120MAY13 12244 | 2013-07-16 | INDUSTRIAL ELCTRONICandamp;ALIED PRODUCTS~21~ELCTRONIC CO-OP ESTATE~PUNE~SATRA ROAD -411009 | ANAND PHARMA AGENCY THENI |  | OTHERS | LOCAL PURCHASE BY M O |  | 2014-07-31 | 2052 | working
39 | B.P.apparatus table model | C | DELUXE MERCURIAL (DIAMOND) | 120MAY.13 12249 |  | INDUSTRIAL ELECTRONIC andamp;ALLIED PRODUCTS 21~ELECTRONIC CO-OP ESTATE.PUNE-SATARA RAD PUNE 411009 | [5 empty] | 2014-07-31 | 2052 | working
80 | B.P.apparatus table model | C | BOX TYPE |  | 1999-02-26 | ALAN MEDICALS AND LABORATORY PRODUCTS~ 17~VENKATESHANAICKER ST~ CHENNAI-02 | ALAN MEDICALS AND LABORATORY PRODUCTS~ 17~VENKATESHANAICKER ST~ CHENNAI-02 | Labour Ward | DMS | DMS/112926/CP11/01 DT.21/01/99 | 2000-09-07 | 2000-02-26 | 525 | working
93 | B.P.apparatus table model | C |  |  | 2007-11-27 | MADRAS CHEMICALS~ 3~ MADAVAMANI AVENUE~ VELACHERRY~ CHENNAI-42 | MADRAS CHEMICALS~ 3~ MADAVAMANI AVENUE~ VELACHERRY~ CHENNAI-42 | OPD | TNHSP | THSP/TNMSC/CHENNAI/P2E22/2007 DT.3-9-2007 | 2007-11-28 | 2008-11-27 | 551 | working
95 | B.P.apparatus table model | C | BOX TYPE |  | 2007-11-27 | MADRAS CHEMICALS~ CHENNAI-42 | MADRAS CHEMICALS~ CHENNAI-42 | OPD | TNHSP | TNHSP/TNMSC/CHENNAI/P2E22/2007 DT.3-09-2007 | 2007-11-28 | 2008-11-27 | 551 | working
98 | B.P.apparatus table model | C | MCP | CE1023 | 2012-09-22 | MADHUSUDHANAN~723~PH ROAD~AMINJIKARAI~ CHENNAI-600029 | MADHUSUDHANAN~723~PH ROAD~AMINJIKARAI~ CHENNAI-600029 |  | TNHSP | TNHSP/TNMSC/AG26/2011~SL NO 70~PAGE NO;36/70 |  | 2013-09-30 | 1251 | working
26 | Baby Incubators | C | 3010 | nice3010 | 2002-10-06 | associated Surgicals chennai | associated Surgicals chennai | labour ward | DMS | 7856/cp11/1/2002 date-17/9/2002 |  | 2003-10-31 | 5200 | working
61 | Baby Incubators | C | nice3010R | 3010DSA | 2006-09-14 | Neotech | Madras Surgicals and chemicals~ Chennai-42 | labour ward | TNHSP | 69/TNHSP/ENGG/E7/06 DT 11-05-2006 | 2006-09-14 | 2007-09-14 | 69900 | working
62 | Baby Incubators | C | NICE3010R |  | 2007-12-19 | Neotech | Madras Surgicals~ Chennai-42 | labour ward | TNHSP | TNHSP/TNMSC/P2E3/07 DT 11-09-2007 | 2008-01-25 | 2008-12-19 | 49795 | working
102 | Baby Weighing Scale | C | peadiatric weighing machine | 00210/BAWS/1 | 2009-10-03 | solokrafts industries | solokrafts industries no-27~kma garden ~kodungaiyur ~chennai-600118 ~phone-044-26691006 | labour ward | TNHSP | 09/NRHM/TNHSP/TNMSC/ENGG/2009 ~dt-31/3/2009 | 2011-07-12 | 2010-10-31 | 4368 | working
51 | Balance-Chemical | C |  |  | 2002-10-28 | ASSOCIATED SURGICALS CHENNAI-600002 | ASSOCIATED SURGICALS CHENNAI -600002 | BLOOD BANK STORAGE | DMS | DMSandamp;RHS~7856 CP/11/1/2002 DATED-17/09/2002 | 2002-10-28 | 2003-10-28 | 2150 | working
45 | Binocular Mircroscope | B2 | BDI-13A | 22121 | 2014-01-24 | B.D.INSTRUMENTATION(INDIA) NO~36 PRAGATHI VIHAR BEHIND B.D FLOUR MILL~AMBALA CANTT-133001 | SOLOKRAFTS INDUSTRIES NO~27~K.M.A. INDUSTRIAL ESTATE~KODUNGAIYER ~CHENNAI-600118 TELE-044-25322006~CELL NO-09566155508 | LABORATORY | TNHSP | TNHSP/TNMSC/AG87C/2013/ DATE-22/10/2013 | 2014-03-11 | 2015-01-31 | 19530 | working
46 | Binocular Mircroscope | B2 | BDI-13A FINE FOCUS | 22128 | 2014-01-24 | B.D INSTRUMENTATION (INDIA)36~ PRAGATHI VIHAR~BEHIND B.D FLOUR MILL AMBALA CANTT-133001 | SOLOKRAFTS INDUSTRIES NO~27 K.M.A.GARDEN INDUSTRIAL ESTATE ~KODUNGAIYUR ~CHENNAI-600118 TELE-044-25322006 CELL NO-09566155508 | BLOOD STORAGE CENTRE | TNHSP | TNHSP/TNMSC/AG87C/2013~DATE-22/10/2013 |  | 2015-01-31 | 18530 | working
87 | Binocular Mircroscope | B2 |  |  | 1999-03-23 |  |  | Lab | JDHS | REF.NO- 89/98-99 DT.15/03/99 | 1999-03-26 |  | 0 | working
50 | Blood Bank Refrigerator | B2 | REMI-BR40 | BDI-1457 | 1999-05-14 | REMI INSTRUMENTS ~MUMBAI -400053 | REMI INSTRUMENYS PLOT NO-14~SHAH INDUSTRIAL ESTATE~ VEERA DESAI ROAD ~ANDHERI 9WEST) MUMBAI-400053 | BLOOD BANK STORAGE | DMS | DMSandamp;RHS ~6288/CP11/1/98-3 DATED-28/03/1999 | 1999-05-14 | 2000-05-14 | 72696 | working
122 | Blood Glucometer | C |  | 4422205J000496 | 2006-07-05 |  | MADRAS SURGICALS AND CHEMICALS CHENNAI -600042 | LAB | TNHSP | 69/TNHSP/TNMSC/ENGG/2006/DE13 | 2006-07-21 | 2007-07-05 | 2450 | working
12 | Boyles apparatus with Circle Abosrber | B | YuYu2E-7 |  | 2008-02-16 | Vin Biotech~Chennai | VinBioTech~Chennai | lab | TNHSP |  | 2008-02-16 |  | 0 | working
13 | Boyles apparatus with Circle Abosrber | B |  |  | 2006-09-21 | Jupiter Mfg/ Works | Jupiter Mfg/ Works | Lab | TNHSP |  | 2006-09-21 |  | 0 | working
9 | Boyles apparatus with out Circle Abosrber | B |  |  | 2008-07-01 | LandT | LandT | OT | TNHSP |  | 2008-07-01 |  | 0 | working
27 | Cardiac Monitor | C | Orbit |  | 2007-02-21 | Landamp;T | Landamp;T |  | TNHSP |  |  |  | 0 | working
77 | Cardiac Monitor | C | orbit | EBSM/1 | 2006-08-11 | Landamp;T | larsenand tourben ltd 10~club houseroad annasalai chennai-600002 | labour ward | TNHSP | 207347 ~11309~207438/dt21/6/2006/306/06/06/tnmscdt27/2/2005~tnhsp/tnmsc/e4/2005dt21/11/2005 | 2006-08-12 | 2007-08-11 | 32426 | working
49 | Centrifuge | C | RH-142 | 17101 | 2002-01-06 | UNI LAB INDIA | UNI LAB INDIA | BLOOD BANK STORAGE | DMS | DMSandamp;RHS7856/CP/11/1/2002 DATED-17/09/2002 | 2002-01-06 | 2003-01-06 | 1300 | working
99 | Defibrillator with Monitor | B2 | HEART STAT FRX OF PHILIPS MAKE | 630114923 | 2012-08-10 | PHILIPS ELECTRONICS INDIA LTD ~188/3~IYYANAR KOVIL ST~MUTHIRAYARPALAYM OULGARET VILLAGE~ PUDUCHERRY-605009~ PH 0413-2272806CPHILIPS ELECTRONICS INDIA LTD ~188/3~IYYANAR KOVIL ST~MUTHIRAYARPALAYM OULGARET VILLAGE~ PUDUCHERRY-605009~ PH 0413-2272806C | PHILIPS ELECTRONICS INDIA LTD ~188/3~IYYANAR KOVIL ST~MUTHIRAYARPALAYM OULGARET VILLAGE~ PUDUCHERRY-605009~ PH 0413-2272806C | CASUALITY | TNHSP | TNHSP/TNMSC/ICB/AG17/2012~DT~12-3-2012 | 2012-09-13 | 2013-08-31 | 58696 | working
48 | Diathermy Machine (Electric Cautery) | B | ELSY360M+ | 1406118 | 2014-06-16 | ALAN ELECTRONICS PVT LTD ~ MUMBAI | JBS MEDITEC INDID PVT LTD~ 277~AVARAMPALAYAM ROAD ~SIDDHAPUDUR ~ COIMBATORE-641044 PHONE-0422-2248368 | OPERATION THEATRE | TNMSC | 17240/TNMSC/ENGG/2014-2 DATED16/05/2014 | 2014-06-16 | 2017-06-16 | 228900 | working
74 | Diathermy Machine (Electric Cautery) | B | ELECTRONIC |  | 1997-05-09 | Associated Surgicals~chennai | Associated Surgicals~chennai | OT | DMS | 67990/CP11/1/96 DATE-24/2/1997 | 1997-07-16 | 1998-05-31 | 36140 | working
25 | ECG machine computerized | B | 108T/MARKV NO15088 | 15088 | 1998-03-24 | BPL INDIA LTD SHIVALAYA BUILDING CHENNAI | Madras Surgicals CHENNAI | X RAY ROOM | DMS | 84185/CP11/1/97 DATE-12/02/1998 | 1998-11-10 | 1999-03-31 | 12150 | Condemed
70 | ECG machine computerized | B | Edan SE300 | 300B5A0207C2578 | 2008-01-19 | Madras Surgicals | Madras Surgicals chennai-600042~ph-044-22434184~43036692 | ECG ROOM | TNHSP | TNHSP/TNMSC/P2E12/2007-2 DATE-28/11/2007 | 2008-03-30 | 2009-01-19 | 47580 | working
69 | ECG machine ordinary | B | BPL | ECGO/1 | 1998-03-24 | BPL~chennai | BPL~chennai | ECG ROOM | DMS | 84185/CP11/01/97 DT.12/02/98 | 1998-11-10 | 1999-03-24 | 12150 | working
91 | ECG machine ordinary | B | ALPHA99 |  | 2002-04-04 |  | TRANS HEALTH CARE (I) LTD~ PONDICHERRY | X RAY ROOM | DMS | 44166/CP11/01 DT.21/01/02 | 2003-06-17 | 2003-04-04 | 16218 | working
78 | ECG Monitor | B | MICROMON NXT | EBSM/2 | 2008-01-08 | Landamp;T | Landamp;T COMPANY MYSORE CAMPUS ~KIADB INDUSTRIAL AREA~HERBAL HOOTAGALLI~MYSORE-570018 | OT | TNHSP | TNHSP/TNMSC/P2E9/07/DT11/9/2007 | 2008-01-10 | 2009-01-08 | 27810 | working
89 | Electri centrifuger | C |  |  | 1999-03-23 | associated surgicals~chennai-2 | associated surgicals~chennai-2 | Lab | DMS | 112926/cp11/1/98dt21/1/99 | 1999-07-23 | 2000-03-23 | 2329 | working
107 | Electri centrifuger | C |  |  | 2001-09-28 | associated surgicals~chennai-2 | associated surgicals~chennai-2 | lab | DMS | 120022/cp11/1/2000dt25/1/2001 | 2001-10-28 | 2002-09-28 | 2419 | working
43 | Electric Calorimeter | C | PRITEST EASYLAB~ OWN MAKE | PEL0891213RBK | 2014-04-11 | ROBONIK (INDIA) PVT LTD ~NAVI MUMBAI-400710 | ROBONIK (INDIA) PVT LTD ~PLOT NO-A-374 TTC~ INDL~AREA MAHAPE ~NAVI MUMBAI-400710 TEL;91-22-67829700 | LABORATORY | TNHSP | TNHSP/TNMSC/AG87B/2013-2014~DATED28/11/2013 | 2014-04-15 | 2015-03-10 | 20708 | working
85 | Electric Calorimeter | C | electric |  | 1997-11-17 | Appasamy ~Chennai | M.C DALAL andamp;CO 19~ PONNAPPA CHETTY STREET CHENNAI -3 | BLOOD BANK | DMS | 7856/CP11/1/2002 DATE-17/9/2002 | 1997-11-17 | 1998-11-30 | 4897 | working
104 | Electricity Generator | B2 | EXK2800S | 00210/GEN/1 | 2006-08-29 |  | fermier Engineer pvt ltd 33~sembudass street ~chennai-600001 | GOT | TNHSP | 69TNHSP/TNMSC/G7/06/ | 2006-08-29 | 2007-08-31 | 60526 | working
97 | Foetal Doppler | C | FD9613~ VOLTAGE ;DC9V ALKALINE BATTERY | AZTB2A9364 | 2012-08-16 | BPL LTD ~BPL WORKS ~PALAKKAD ~KERALA -678007 PHONE NO;91-4912573100TO104 | ANAND PHARMA AGENCY THENI | LABOUR WARD | OTHERS | LOCAL PURCHASE | 2012-08-18 | 2013-08-31 | 16000 | working
118 | Foetal Doppler | C | FD_9613 | AZTB2AG9364 | 2012-08-18 | BPL LTD BPL WORKS ~PALAKKAD ~KERALA-678007 ~PH-91-4912573100TO104 | ANAND PHARMA AGENCY THENI | LABOUR WARD | OTHERS | MO ~GH~BODI ~2012 | 2012-09-12 | 2013-08-18 | 16000 | working
22 | Generator | C | EXK 2800 S |  | 2009-11-09 | Fermier | Fermier | OT | TNHSP |  | 2009-11-09 |  | 0 | working
129 | Generator | C | BEW-15 -BRIGHT 15KVA |  | 2009-12-15 |  | EAKCON SYSTEMS P~ LTD NO-123 ~ KOTHAVAL CHAVADI STREET WEST SAIDAPET CHENNAI -600015 | VEHICLE ROOM | TNHSP | 01/NRHM/TNHSP/TNMSC/2009-GEN DATE-25/08/2009 | 2010-02-04 | 2010-12-31 | 260624 | working
29 | Glucometer | C | ONE TOUCH SELECT SIMPLE | SADJDBCX | 2012-12-24 | FLEXTRONICS INDUSTRIAL CO LTD SHENZHEN GUANGDONG -518126 PRC | ANAND PHARMA AGENCY THENI | CASUALITY | OTHERS |  | 2012-12-28 | 2015-12-24 | 1090 | Condemed
131 | Glucometer | C |  |  | 2006-07-05 |  | MADRAS SURGICALS CHENNAI -600042 | LABORATORY | TNHSP | 69/TNHSP/TNMSC/CHENNAI/ENGG/06/DE13/ DATE-11/05/2006 | 2006-08-10 | 2007-07-31 | 2450 | working
140 | Glucometer | C | ONE TOUCH SELECT SIMPLE | SADTWFBN | 2013-01-30 | FLEXTRONICS INDUSTRIAL CO LTD | ANAND PHARMA AGENCY THENI | LABORATORY | OTHERS |  | 2013-02-04 | 2016-01-30 | 1090 | working
141 | Glucometer | C | ONE TOUCH SIMPLE SELECT | SADTWCDW | 2013-01-30 | FLEXTRONICS INDUSTRIAL CO LTD SHENZHEN PRC | ANAND PHARMA AGENCY THENI |  | OTHERS |  |  | 2016-01-30 | 1090 | working
133 | Infusion Pump/Infusion Syringe Pump/Insulin Syringe Pump | C | LPM50 |  | 2010-03-28 |  | JUPITER MANUFACTURING WORKS 22~VINAYAGAR KOVIL ST VADAVALLI COIMBATORE | MALE WARD | TNHSP | 02/NRHM/TNHSP/TNMSC/2009-1P DATE-25/08/2009 | 2010-08-18 | 2012-03-31 | 127629 | working
134 | Infusion Pump/Infusion Syringe Pump/Insulin Syringe Pump | C | LPM50 |  | 2010-03-28 |  | JUPITER MANUFACTURING WORKS COIMBATORE | MALE WARD | TNHSP | 02/NRHM/TNHSP/TNMSC/2009-1P DATE-25/08/2009 | 2011-07-14 | 2012-03-31 | 127629 | working
135 | Infusion Pump/Infusion Syringe Pump/Insulin Syringe Pump | C | LPM50 |  | 2010-03-28 |  | JUPITER MANUFACTURING WORKS COIMBATORE | LABOUR WARD | TNHSP | 02/NRHM/TNMSC//TNHSP/2009-1P DATE-25/08/2009 | 2011-07-28 | 2012-03-31 | 127629 | working
136 | Infusion Pump/Infusion Syringe Pump/Insulin Syringe Pump | C | LPM50 |  | 2010-03-28 |  | JUPITER MANUFACTURING WORKS COIMBATORE | FEMALE WARD | TNHSP | 02/NRHM/TNHSP/TNMSC/2009-1P/ DATE;25/08/2009 | 2011-09-27 | 2012-03-31 | 127629 | working
137 | Infusion Pump/Infusion Syringe Pump/Insulin Syringe Pump | C |  |  | 2011-10-04 |  | SCHILLER HEALTH CARE INDIA (P) LTD ~17~ PONDY VILLIPURAM ROAD BALAJI NAGAR OLUGARET PONDICHERRY -605010 | STD OP | TNHSP | TNHSP/TNMSC/AG16/2010 DATE-01/07/2011 | 2011-10-31 | 2013-10-31 | 26418 | working
138 | Infusion Pump/Infusion Syringe Pump/Insulin Syringe Pump | C | LP-50BW |  | 2010-02-09 |  | JUPITER MANUFACTURING WORKS COIMBATORE |  | TNHSP | 02/NRHM/TNHSP/TNMSC/09 DATE-25/06/2009 |  | 2012-02-29 | 0 | working
139 | Infusion Pump/Infusion Syringe Pump/Insulin Syringe Pump | C |  |  | 2010-02-09 |  | JUPITER MANUFACTURING WORKS COIMBATORE |  | TNHSP | 02/NRHM/TNHSP/TNMSC/09 DATE-25/06/2009 |  | 2012-02-29 | 0 | working
121 | Inverter | C |  |  | 2009-08-12 |  | R~K TECH HARD AND SOFT PVT LTD GF-25 ANNANAGAR PLAZA C-47 SECOND AVENUE CHENNAI-600040 | LABOUR WARD | TNHSP | 01/NRHM/TNHSP/TNMSC/2009 | 2009-09-14 | 2010-08-12 | 27500 | working
52 | Lab Incubator | C | UNI LAB SIZE-12andamp;12andamp;12 INNER CHAMBER MADE OF ALU. |  | 2002-12-06 | UNI LAB INDIA | UNI LAB -INDIA | BLOOD BANK STORAGE | DMS | DMSandamp;RHS~7856/CP11/1/2002DATED-17/09/2002 | 2002-12-06 | 2003-12-06 | 5200 | working
54 | Lab Incubator | C | DALAL SIZE455andamp;455andamp;455 SS SS CHAMBER |  | 1999-09-28 | DALAL AGENCICS CHENNAI-600003 | DALAL AGENCIES NO-19 PONNAPPA CHETTY STREET CHENNAI-600003 | BLOOD BANK STORAGE | DMS | 112926/CP11/1/98 DATED-21/01/1999 | 1999-09-28 | 2000-09-28 | 12325 | working
88 | Lab Incubator | C |  |  | 1999-09-28 | mc~dalalagency chennai | mc~dalalagency chennai | BLOOD BANK | DMS | 112926/cp11/1/98dt21/1/99 | 2003-01-02 | 2000-09-28 | 12325 | working
33 | Magnavision Lamp | C | MAGNASCOPE | L22W/765C | 2012-03-19 |  | SOLOKRAFTS INDUSTRIES NO-27~K.M.A GARDEN INDUSTRIAL ESTATE KODUNGAIYUR CHENNAI-600118 PH- NO-044-25322006~ CELL NO -09566155508 | NCD OP | TNHSP | TNHSP/TNMSC/ICB/AG31/2011 DATED 19/10/2011 | 2012-03-19 | 2013-03-19 | 7337 | working
40 | Mannual Colposcope | C | ARI11-1D | R20130199 | 2013-02-18 | ARI TECHNOLOGY (GROUP) CO LTD CHINA | SOUTH INDIA SURGICAL CO LTD NEW NO ;117~ OLD NO-65 WALLAJAH ROAD CHENNAI -600002 PHONE NO;28413901 | NCD ROOM | TNHSP | TNHSP/TNMSC/AG30/2011 DATED-01/09/2013 | 2013-09-17 | 2014-02-28 | 136500 | working
57 | Mono cular Microscope | C | COMPOUND MICROSCOPE | OPTICMK-401 | 2002-10-28 | ASSOCIATED SURGICALS CHENNAI-600002 | M-KOW~ ASSOCIATED SURGICALS 9~VELDARS ROAD ~MOUNT ROAD ~CHENNAI-600002 | BLOOD BANK STORAGE | DMS | DMSandamp;RHS~7850/CP11/1/2002 DATED-17/09/2002 | 2002-10-28 | 2003-10-28 | 3900 | working
86 | Mono cular Microscope | C | MC DALAL |  | 1999-03-23 | MC DALAL | Associated Surgicals~ Chennai | Lab | DMS | 112926/cp11/01/98 dt.21-1-99 | 2000-04-14 | 2000-03-23 | 12734 | working
55 | Multi Para Monitor | B2 | G3D | G30L60174 | 2014-07-15 | GENERAL MEDITECH INC~ CHINA | TRANS HEALTH CARE INDIA PVT LTD~ AP740~95 TH STREET~ 15TH SECTOR ~K.K NAGAR~ CHENNAI -600078 | CASUALITY | TNMSC | 17240/TNMSC/ENGG/2014-3 DATED-16/05/2014 | 2014-07-15 | 2017-07-14 | 63000 | working
126 | Nebulizer baby | C | ARROW NEB |  | 2009-05-18 | SABERWAL SURGICALS CO LTD | TNMSC CHENNAI | FEMALE WARD | TNMSC | 08/NRHM/TNHSP/TNMSC/ENGG/2009 -31/03/2009 | 2009-05-29 | 2010-05-31 | 1456 | working
4 | Needle destroyer / Syringe Destroyer | C |  |  | 2007-05-14 | Glo Lifecare | Glo Lifecare | Wards | TNHSP |  | 2007-05-14 |  | 0 | working
28 | Needle destroyer / Syringe Destroyer | C | NDHO/729 | NDHO/729 | 2010-07-26 |  | LINCO SCIENTIFIC INSTRUMENTS AND CHEMICALS PVT LTD 62~INDUSTRIAL ESTATE CANTT-133001 ~PH-0171-2699412 ~2698116 | BLOOD STORAGE CENTRE | TNMSC | 892-4/GFATM-R-11/TANSACS/TNMSC/2009-10 | 2010-07-30 | 2011-07-26 | 1700 | Condemed
30 | Needle destroyer / Syringe Destroyer | C | NBSD-1 | NBSD012820 | 2012-08-14 | NULIFE GLOBAL MEDICAL DEVICES PVT LTD B6~BYCULLA INDUSTRIES ~D.K MARG SUSSEX ROAD .BYCULLA MUMBAI-400027 ~PHONE NO91-22-23748371.72~73 | ANAND PHARMA AGENCY THENI | MALE WARD | OTHERS | m.o gh .bodi | 2013-06-10 | 2013-08-31 | 1890 | working
31 | Needle destroyer / Syringe Destroyer | C | NBSD-1 | NBSD012821 | 2012-08-16 | NULIFE GLOBAL MEDICAL DEVICES PVT LTD~B6~D.K.MARG SUSSEX ROAD MUMBAI-400027 | ANAND PHARMA AGENCY THENI | FEMALE WARD | OTHERS | m oghbodi | 2012-09-06 | 2013-08-31 | 1890 | working
32 | Needle destroyer / Syringe Destroyer | C | NBSD-1 | NBSD012818 | 2012-08-17 | NULIFE GLOBAL MEDICAL DEVICES PVT LTD MUMBAI-400027 | ANAND PHARMA AGENCY THENI | DENTAL OPD | OTHERS |  | 2012-08-22 | 2013-08-31 | 1890 | working
65 | Needle destroyer / Syringe Destroyer | C | Needle destroyer | 8729 | 2008-08-20 | Glo Lifecare | GLO LIFECARE EQIPMENTS NO-51 NORTH PHASE SIDCO INDUSTRIAL ESTATE AMBATHUR CHENNAI_600098 | MALE WARD | TNHSP | TNHSP/TNMSC/BMWM/1/08/DATE-8/2/2008 | 2008-09-18 | 2009-08-20 | 786 | working
66 | Needle destroyer / Syringe Destroyer | C | REPROSPARK | 8730 | 2008-08-20 | Glo Lifecare | Glo Lifecare CHENNAI -600098 | OPD | TNHSP | TNHSP/TNMSC/BMWM/1/08 DATE-8/2/2008 | 2008-09-18 | 2009-08-20 | 786 | working
67 | Needle destroyer / Syringe Destroyer | C | REPROSPARK | 8731 | 2008-08-20 | Glo Lifecare | Glo Lifecare CHENNAI-600098 | GOT | TNHSP | TNHSP/TNMSC/BMWM/1/08 DATE8/2/2008 | 2008-09-18 | 2009-08-20 | 786 | working
68 | Needle destroyer / Syringe Destroyer | C | REPROSPARK | 8732 | 2008-08-20 | Glo Lifecare | Glo Lifecare CHENNAI-600098 | FEMALE WARD | TNHSP | TNHSP/TNMSC/BMWM/1/08 DATE-8/2/2008 | 2008-09-18 | 2009-08-20 | 786 | working
82 | Needle destroyer / Syringe Destroyer | C | REPROSPARK | 8733 | 2008-08-20 | glo lifecare chennai | glo lifecare equipments chennai | blood storage centre | TNHSP | tnhsp/tnmsc/bmwm/1/08 date-8/2/2008 | 2008-09-18 | 2009-08-20 | 786 | working
83 | Needle destroyer / Syringe Destroyer | C | REPROSPARK | 8734 | 2008-08-20 | Glo Lifecare | Glo Lifecare cheenai | OPD | TNHSP | tnhsp/tnmsc/bmwm/1/08 date-8/2/2008 | 2007-05-14 | 2009-08-20 | 786 | working
7 | Operation Table Hydraulic Major | B2 |  |  | 1991-03-09 | General surgery~ chennai | General Sugery~ Chennai | OT | DMS |  | 1991-03-09 |  | 0 | working
8 | Operation Table Hydraulic Major | B2 |  |  | 2007-12-26 | Jupiter Mfg/ Works | Jupiter Mfg/ Works | OT | TNHSP |  | 2007-12-26 |  | 0 | working
15 | Operation Table Hydraulic Major | B2 |  |  | 1991-03-09 | General surgery~ chennai | General Sugery~ Chennai | OT | DMS |  | 1991-03-09 |  | 0 | working
24 | Operation table Hydraulic Minor | B2 |  |  | 2007-06-13 | Vibash Surgicals | Vibash Surgicals |  |  |  | 2006-06-13 |  | 0 | working
101 | Otoscope | C |  | 00210/OTOS/1 | 2007-07-31 |  | vibash coimbatore surgicals pvt ltd. no~90 bazaar street coimbatore -641001 | opd surgical | TNHSP | 69~TNHSP/TNMSC/ENGG/2005/E9.DT-25/7/2006 | 2011-07-13 | 2008-07-31 | 390 | working
35 | Oxygen Concentrator | C | YUYUE 7F -5 Mini | 12100385 | 2013-02-22 | JIANGSU YUYUE MEDICAL EQUIP MENT SUPPLIES CO LTD |  | CASUALITY | RCH | RCH-11/TNMSC/ENGG/E53(R)2012 DT06/09/2012 | 2013-07-16 | 2014-02-28 | 27350 | working
47 | PH meter | C | RPA-IGRT10ANPN (DIGITAL) | 1218 | 2014-04-11 | RLT INSTRUMENTATION PVT LTD | RLT INSTRUMENTATION PVT LTD RANGARAPURAM 1ST STREET ~GROUND FLOOR ~KODAMBAKKAM CHENNAI-600024 PHONE-044-24806500 | LABORATORY | TNHSP | TNHSP/TNMSC/AG87B/2013-2014 DATE-24/03/2014 | 2014-04-17 | 2015-10-31 | 60221 | working
20 | Phototherapy Unit | C | Nice 4000CF1 |  | 2007-02-10 | Madras Surgicals | Madras Surgicals |  | TNHSP |  |  |  | 0 | working
59 | Phototherapy Unit | C | Nice4000 CFL | 7111034 | 2007-12-17 | Neotech | Madras Surgicals | labour ward | TNHSP | TNHSP/TNMSC/P2E10/07 DATE-19/9/2007 | 2007-12-17 | 2008-12-17 | 11371 | working
108 | Phototherapy Unit | C |  |  | 2009-09-08 |  | jmw jupiter manufacturing works 22~vinayagar kovil street ~vadvalli coimbatore -641041 ~ph-4342220 | labour ward | TNHSP | 02/nrhm/tnhsp/tnmsc/2009/dt-25/6/2009 | 2009-09-14 | 2010-09-08 | 10608 | working
109 | Phototherapy Unit | C |  |  | 2009-09-08 |  | jmw jupiter works coimbatore -641041 | labour ward | TNHSP | 02/nrhm/tnhsp/tnmsc/2009 ~dt-25/6/2009 | 2009-09-14 | 2010-09-08 | 10608 | working
127 | Phototherapy Unit | C |  |  | 2009-09-08 | JUPITER MANUFACTURING WORKS NO~22 VINAYAGAR KOVIL STREET COIMBATORE -641041 PHONE-2422627 | tnmsc ~chennai | LABOUR WARD | TNMSC | 02/NRHM/TNHSP/TNMSC/2009-PU ~DATE-25/06/2009 | 2009-09-14 | 2010-09-30 | 21216 | working
128 | Phototherapy Unit | C |  |  | 2009-09-08 | JUPITER MANUFACTURING WORKS COIMBATORE | TNMSC | LABOUR WARD | TNMSC | 02/NRHM/TNHSP/TNMSC/2009-PU DATE-25/06/2009 | 2009-09-14 | 2010-09-30 | 21216 | working
3 | Pulse Oximeter | B2 | RAD 8~MAKE-MASIMO |  | 2015-01-07 | INDIAN MEDICAL SYSTEMS AND TECHNOLOGIES~2E BERYL BLOOM~ NO-06 SPARTAN NAGAR ANNANAGAR WEST EXTN CHENNAI-600037 PH;044-26561175~26221175~ CELL;8608607773 | TNMSC CHENNAI | NBSU WARD | TNMSC |  | 2015-01-07 | 2020-01-06 | 72398 | working
16 | Pulse Oximeter | B | Stellar |  | 2006-07-16 | LandT | LandT | OT | TNHSP |  | 2006-07-16 |  | 0 | working
19 | Pulse Oximeter | B2 | INNOAVA 10 CIR | CIPL1302BK13 | 2013-03-06 | CONCEPT INTEGRATION(I)PVT LTD~SALUNKHE CRYSTAL ~S.NO~1/8/1/ .NDA -PASHAN ROAD BAWDHAN ~PUNE411021INDIA PHONE NO;91-20-22952170CONTACT PERSON 9842128027~PANDIAN MANEGER MADURAI | CONCEPT INTEGRATION(I)PVT LTD~SALUNKHE CRYSTAL ~S.NO~1/8/1/ .NDA -PASHAN ROAD BAWDHAN ~PUNE411021INDIA PHONE NO;91-20-22952170CONTACT PERSON 9842128027~PANDIAN MANEGER MADURAI | GOT | TNHSP | TNHSP/TNMSC/AG14/2012 DATED 21/11/2012 | 2013-03-06 | 2014-03-06 | 57120 | working
42 | Pulse Oximeter | B2 | RAD-8 | M71952 | 2014-04-03 | M/S ~MASIMO CORPORATION ~40~PARKER~IRVINE CA~USA MOBILE NO-8608607773 | GRACE MFGandamp;TRADING CO~308~ORIENTAL HOUSE~GULMOHAR COMPLEX~USUF SARAI~ NEW DELHI-110049 ~OFF PHONE-011-32901811 | NBSU WARD | RCH | RCH-11/TNMSC/ENGG/E67/2014 DATE-05/03/2014 | 2014-04-18 | 2019-04-17 | 0 | working
44 | Pulse Oximeter | B2 | RAD-8 | M71868 | 2014-04-03 | M/S MASIMO CORPORATION~40~PARKER~ IRVINE CA~ USA | M/S GRACE MFGandamp;TRADING CO ~308~ORIENTAL HOUSE~GULMOHAR COMPLEX.USUF SARAI NEW DELHI -110049 | NBSU WARD | RCH | RCH-11/TNMSC/ENGG/E67/2014 ~DATE-05/03/2014 | 2014-04-18 | 2019-04-17 | 70347 | working
75 | Pulse Oximeter | B | Nonin | NONIN=002 | 1999-01-27 | TRANS HEALTH CARE INDIA PVT LTD | TRANS HEALTH CARE INDIA PVT LTD | OT | DMS | 14262/TNMSC/ENGG/98/ DATE-04/11/1998 | 1999-01-29 | 2000-01-31 | 34000 | working
76 | Pulse Oximeter | B | m900 | 09300023/u8005867 | 2009-07-27 | madras surgicals and chemicals chennai -600042 | madras surgicals and chemicals ~chennai-600042 | labour ward | TNHSP | 02/nrhm/tnhsp/tnmsc/2009/ dt-25/7/2009 | 2009-08-10 | 2010-07-27 | 24648 | working
21 | Radiant Warmer | C | Nice 2007S |  | 2007-02-10 | Madras Surgicals | Madras Surgicals | OT | TNHSP |  |  |  | 0 | Madras Surgicals
60 | Radiant Warmer | C | 2007S | 9100900097 | 2007-12-17 | Neotech | Madras Surgicals | labour ward | TNHSP | TNHSP/TNMSC/P2E10/07 DATE-19/9/2007 | 2007-12-17 | 2008-12-19 | 17680 | working
103 | Radiant Warmer | C | NICE 2007 S | 910090005 | 2007-12-19 |  | madras surgicals ~chemicals chennai | labour ward | TNHSP | TNHSP/TNMSC/P2E10/07 ~dt;19/9/2007 | 2008-01-25 | 2008-12-31 | 17680 | working
53 | Refrigerator | C | STAR |  | 2002-09-02 | HI TECH CHENNAI | HI-TECH INSTRUMENTS andamp;EQUIPMENTS 810 ANNASALAI UMMIDIAS SHOPPING CENTRE CHENNAI-600002 | BLOOD BANK STORAGE | DMS | DMS7RHS7856/CP/1/2002/DATED-12/08/2002 | 2002-09-02 | 2003-09-02 | 14140 | working
41 | Semi auto analyser | B2 | PRIETEST TOUCH | AT0760314RBK | 2014-04-11 | ROBONIK (INDIA)PVT LTD ~NAVI MUMBAI-400710 | ROBONIK (INDIA) PVT LTD~PLOT NOA-374 ~TTCINDLAREA ~MAHAPE ~NAVI MUMBAI-400710 TEL;91-22-67829700 | LABORATORY | TNHSP | 10072/TNMSC/ENGG/2013/DATE;05/03/2014 | 2014-04-11 | 2017-03-10 | 0 | working
84 | Semi auto analyser | B2 | Erba Chem 5 plus |  | 1998-12-29 | Transasia biomedical ~ Mumbai -72 | Transasia biomedical ~ Mumbai -72 | Lab | DMS | 33543/cp11/01/97 dt.2/12/97 | 1998-12-29 | 1999-12-28 | 169000 | working
72 | Shadowless Lamp stand model | B | MOBILE | MOLT/1 | 2002-05-23 |  | ASSOCIATED SURGICALS VELDARS ST.~ MOUNT ROAD CHENNAI-6 | OT | DMS | 27122/FW/H1/001 DATE-7/12/2001 | 2002-06-04 | 2003-05-23 | 5000 | working
73 | Shadowless Lamp stand model | B | Hospilite | MOLT/2 | 2003-12-10 | GENERAL SURGICAL CHENNAI | GENERAL SURGICALS~CO 114 POONAMALLEE HIGH ROAD CHENNAI-84 | OT | DMS | 80163/Sandamp;P/1/2003 DATE-24/11/2003 | 2003-12-15 | 2004-12-10 | 5500 | working
92 | Shadowless Lamp stand model | B |  |  | 2003-12-15 | M/C/Dalal andamp; Co/~chennai | Genaral surgicals co 114~ poonamallee high road chennai-600084 | OT | DMS | 80163/sandamp;p/1/2003/date-24/11/2003 | 2003-12-15 | 2004-12-15 | 5500 | working
94 | Shadowless Lamp stand model | B | peadstal |  | 2007-03-05 | M/C/Dalal andamp; Co/~chennai -600002 | appollo surgical lnstruments co 8andamp;9rahaja complex mount road chennai | OT | TNHSP | 69/tnhsp/tnmsc/engg/2005/dt-5/12/2005 | 2007-03-06 |  | 11250 | working
115 | Shadowless Lamp stand model | B | HOSPITECH |  | 2009-07-21 |  | JUPITER MANUFACTURING WORKS COIMBATORE | GOT | TNHSP | 03/NRHM/TNHSP/TNMSC/2009-FC~ DT-29-6-2009 | 2009-08-03 | 2010-07-21 | 12948 | working
116 | Shadowless Lamp stand model | B | HOSPITECH |  | 2009-07-21 |  | JUPITER MANUFACTURING WORKS COIMBATORE | GOT | TNHSP | 03/NRHM/TNHSP/TNMSC/2009-FC~DT-29-6-2009 | 2009-08-03 | 2010-07-21 | 12948 | working
124 | Sterilizer big (Instrument) | C | 16x9 |  | 2008-07-10 | SURYA SURGICALS INDUSTRIES 105~ ANGALAMMAN KOVIL STREET ~ CHENNAI -600112 PHONE~044-26691797 | TNMSC | DENTAL OPD | TNMSC | TNHSP/TNMSC/P2E20/2007 ~DATE-30/10/2007 | 2009-07-24 |  | 3260 | working
125 | Sterilizer big (Instrument) | C | 16X9 |  | 2008-07-10 | SURYA SURGICALS INDUSTRIES CHENNAI | TNMSC CHENNAI | LABOUR WARD | TNMSC | TNHSP/TNMSC/P2E20/2007 ~DATE-30/10/2007 | 2010-08-14 |  | 3260 | working
132 | Sterilizer big (Instrument) | C |  |  | 2006-09-20 |  | JUPITER MANUFACTURING WORKS 22~ VINAYAGAR KOVIL ST VADAVALLI COIMBATORE -641041 | GOT | TNHSP | 69/TNHSP/TNMSC/ENGG/E10/06/DATE-26/06/2007 | 2006-10-10 | 2007-09-30 | 2400 | working
111 | Suction Apparatus - Electrical | C |  |  | 2006-09-20 |  | JUPITER MANUFACTURING WORKS 22~ VADAVALLI COIMBATORE -641014 | LABOUR WARD | TNHSP | 69/TNHSP/TNMSC/ENGG/E10/06~DT-26-6-2006 | 2006-09-23 | 2007-09-20 | 4930 | working
112 | Suction Apparatus - Electrical | C | 7A-23D |  | 2008-02-15 |  | VINBIOTECH SYSTEMS LTD~2 SECOND CROSS STREET MES ROAD THAMBRAM EAST | FEMALE WARD | TNHSP | TNHSP/TNMSC/P2E18/2007~DT-30-10-2007 | 2008-10-23 | 2009-02-15 | 4314 | working
113 | Suction Apparatus - Electrical | C | 7A-23D |  | 2008-02-15 |  | VINBIOTECH SYSTEM LTD~ THAMBRAM EAST CHENNAI | MALE WARD | TNHSP | TNHSP/TNMSC/P2E18/2007~DT-30-10-2007 | 2008-10-23 | 2009-02-15 | 4314 | working
114 | Suction Apparatus - Electrical | C | SUPREME ISI |  | 2009-05-18 |  | SABARWAL SURGICALS PVT LTD~MS COMPLEX RS PURAM COIMBATORE | LABOUR WARD | TNHSP | 13/NRHM/TNHSP/TNMSC/ENGG/09~DT-31-3-2009 | 2009-05-19 | 2010-05-18 | 5273 | working
71 | Ultra Sonogram -MOBILE | B | Sonata | 356327 | 2003-03-18 | Landamp;T | Landamp;T LTD~KIADS INDUSTRIAL AREA~HERBAL~HOOTAGALLI~MYSORE-571186 | SCAN ROOM | DMS | 7014/SPS/1/03~DATE-19/2/2003~CHENNI-6 | 2003-03-18 | 2004-03-18 | 299999 | working
18 | Ultra Sound Scanner - Colour | B2 | logiq p3 | 10600236 | 2009-06-24 |  | tnmsc chennai | scane room | TNMSC |  | 2009-07-27 | 2010-06-24 | 688296 | working
123 | UPS | C | 10KVA ONLINE |  | 2009-04-29 | FRONT LINE SYSTEMS LTD CHENNAI -600017 | FRONT LINE SYSTEMS LTD CHENNAI-600017 | ROOM NO-4 | TNHSP | TNHSP/TNMSC/P1H5/2009 ~DATE-22/01/2009 | 2009-04-29 | 2010-04-30 | 0 | working
130 | UPS | C |  |  | 2009-07-13 |  | FRONTLINE SYSTEM SERVICE( P) LTD | UPS ROOM | TNHSP | TNHSP/TNMSC/P3H4/2009 DATE-30/04/2009 | 2009-07-08 | 2010-07-31 | 105895 | working
90 | VDRL Rotator / Mechanical Agitator | C | VDRL ROTATOR | AVCM-57 | 2001-03-29 | REMI MOTORS -14 SHAB INDUSTRIALS ESTATE VEENA DESAI ROAD ANDHARI MUMBAI-400053 | REMI MOTORS (BALAJI ELECTRIAL INDUSTRIAL LTD) 14~SHAP INDUSTRIALS ESTATE VEENA DESAI ROAD NDHARI | Lab | DMS | 120022/CP11/1/2000~DATE-25/1/2001 | 2003-01-30 | 2002-03-29 | 3848 | working
119 | Washing Machine | B2 |  |  | 2009-12-05 |  | SOLOKRAFTS INDUSTRIES 27~KMA GARDEN KODUNGAIYUR CHENNAI-600118 | DOPY SET | TNHSP |  | 2011-01-03 | 2010-12-05 | 112432 | working
120 | Washing Machine | B2 |  |  | 2009-12-05 |  | SOLOKRAFTS INDUSTRIES KODUNGAIYUR CHENNAI-600118 | TRANSFER TO KANNIVADI P.H.C DT-5/1/2011 | TNHSP |  |  | 2010-12-05 | 112432 | working
56 | Water Bath/Ultrasonic Water Bath | C | SMI-143 | 143 | 2014-06-03 | S.M SCIENTIFIC ~DELHI | S.M.SCIENTIFIC INSTRUMENTS PVT LTD14~U.A JAWAHAR NAGAR DELHI-110007 CELL-9810053308 | LABORATORY | TNHSP | TNHSP/TNMSC/AG87h(R)/2014 DATED10/04/2014 | 2014-10-04 | 2016-10-03 | 8427 | working
36 | Weighing machine infant | C | ELECTRONIC | CROWIN 2767 | 2000-05-20 | UNIPHARM INDIA LTD | ASSOCIATTED SURGICAL NO-5 VELTAR STREET MOUNTROAD CHEENAI |  | RCH | 1246/S/RCHP/98 DT 15/06/99 | 2013-07-16 | 2001-05-31 | 0 | working
100 | Weighing machine paed | C | PEAD | 00210/WTMP/1 | 2006-07-05 | madras surgicals and chemicals chennai | madras surgicals and chemicals chennai no-3 madhavamani avenue ~velacherry chennai -142 | labour ward | TNHSP | 69/TNHSP/TNMSC/ENGG//05 dt-11/5/2006 | 2006-09-23 | 2007-07-31 | 515 | working
105 | Weighing machine paed | C | docbel | 00210/WTMP/2 | 2009-05-18 |  | saberwal surgicals pvt ltd~564 cand d m.s complex ~db road ~r.s puram coimbatore | female ward | TNHSP | 10/NRHM/TNHSP/TNMSC/2009 ~dt-31/3/2009 | 2009-05-29 | 2010-05-31 | 738 | working
117 | Weighing machine paed | C | PRESTIGE |  | 2012-03-24 |  | ALAN MEDICAL LABORATORY PRODUCTS ~810 ANNASALAI CHENNAI-600002 | OPD SURGICAL | TNHSP | TNHSP/TNMSC/ENGG/AG24/2011 | 2012-04-09 | 2013-03-24 | 627 | working
5 | X-ray Machine 300 mA | B |  |  | 2003-11-10 | CEMON | CEMON | X RAY ROOM |  |  | 2003-11-10 |  | 0 | working
4075210

## chinnamanur
DIRECTORATE OF MEDICAL AND RURAL HEALTH SERVICES
GOVERNMENT OF TAMIL NADU
REPORT : EQUIPMENT RECEIPT DETAILS REPORT-INSTITUTION WISE
PERIOD : 01/01/2005-27/02/2015
District : THENI
Institution : CHINNAMANUR
S.No. | Equipment Name | Category | Equipment Model No | Equipment Serial No | Date of Receipt | Manufacturer Name | Supplier Name | Location of Equipment | Source of Supply | Purchase Order No | Date of Installation | Warranty Valid Upto | Cost of the item | Working status
1 | Alpha Bed with motor | C |  |  | 2007-07-10 | Jupiter Manufacturing | Jupiter Manufacturing | LABOUR WARD | DMS | 35047/Sandamp;P/1/07.DT.27/04/2007 | 2007-07-10 | 2008-07-09 | 6600 | working
2 | Auto Clave HP Vertical (2 bin) | C | vertical |  | 2008-04-10 | jupiter | jupiter | OT | TNHSP | TNHSP/TNMSC/P2E11/2007/DT.28/11/2007 | 2008-04-10 | 2009-04-09 | 33280 | working
3 | Auto Clave HP Vertical (2 bin) | C | vertical |  | 2009-07-07 | SOLOKRAFTS INDUSTRIES | SOLOKRAFTS INDUSTRIES | OT | RCH | RCH-II /TNHSP/TNMSC/ENGG/E5/2009DT.29/04/09 | 2007-04-27 | 2010-09-06 | 31300 | working
4 | Auto Clave HP Vertical (2 bin) | C | VERTICAL |  | 2009-09-14 | SOLOKRAFTS INDUSTRIES | SOLOKRAFTS INDUSTRIES | OT | RCH | RCH-II /TNMSC/ENGG/E5/2009 DT.29/04/09 | 2009-09-14 | 2010-09-06 | 31300 | working
5 | Auto Clave HP Vertical (2 bin) | C | VERTICAL 2 BIN | 123 | 2008-04-10 | JUPITER MANUFACTURING WORKS | jupiter manufacturing works | OT | TNHSP | TNHSP/TNMSC/P2E11/2007DT28/11/07 | 2008-04-10 | 2009-04-09 | 33280 | working
6 | Autoclave vertical single bin | C | VERTICAL |  | 2006-09-20 | jupider manufacturing works | jupider manufacturing works | OT | TNHSP | TNHSP/TNMSC/ENGG/E10/06/DT.26.06.06 | 2006-09-20 | 2007-09-20 | 17200 | working
7 | Autoclave vertical single bin | C |  |  | 2008-02-27 | JUPITER MANUFACTURING | JUPITER MANUFACTURING |  | TNHSP | TNHSP/TNMSC/P2E11/2007.DT.28/011/2007 | 2008-02-27 | 2009-02-26 | 21840 | working
8 | Autoclave vertical single bin | C |  |  | 2008-02-27 | JUPITER MANUFACTURING | JUPITER MANUFACTURING | OT | TNHSP | TNHSP/TNMSC/P2E11/2007.DT22/02/2008 |  | 2009-02-26 | 21840 | working
9 | B.P.apparatus table model | C |  |  | 1997-05-03 | Jupiter Manufacturing | Jupiter Manufacturing | Wards | DMS |  | 1997-05-03 |  | 0 | condemed
10 | B.P.apparatus table model | C |  |  | 1997-05-08 | Jupiter Manufacturing | Jupiter Manufacturing | Wards | TNHSP |  | 1997-05-08 |  | 0 | working
11 | B.P.apparatus table model | C |  |  | 1997-05-03 | Jupiter Manufacturing | Jupiter Manufacturing | Wards | DMS |  | 1997-05-03 |  | 0 | working
12 | B.P.apparatus table model | C |  |  | 1997-05-08 | Jupiter Manufacturing | Jupiter Manufacturing | Wards | TNHSP |  | 1997-05-08 |  | 0 | working
13 | B.P.apparatus table model | C |  |  | 1997-05-03 | Jupiter Manufacturing | Jupiter Manufacturing | Wards | DMS |  | 1997-05-03 |  | 0 | working
14 | B.P.apparatus table model | C |  |  | 1997-05-08 | Jupiter Manufacturing | Jupiter Manufacturing | Wards | TNHSP |  | 1997-05-08 |  | 0 | working
15 | Baby Incubators | C | 3010R |  | 2008-06-06 | Madras Surgicals | Madras Surgicals | Childern ward | TNHSP |  | 2008-06-06 |  | 0 | working
16 | Baby Incubators | C | NICE3010 |  | 2006-08-09 | Neotech | Madras Surgicals | Labour ward | TNHSP | TNHSP/TNMSC/ENGG/E7/06.DT.11/05/06 | 2006-08-09 | 2007-08-08 | 69900 | working
17 | Baby Incubators | C | NICE 3010R | 7111055 | 2007-12-18 | Neotech | Madras Surgicals | Labour ward | TNHSP | TNHSP/TNMSC/P2E3/2007.DT.11/09/2007 | 2007-12-18 | 2008-12-17 | 47880 | working
18 | Baby Incubators | C | NICE 3010 R | 7121185 | 2007-12-18 | Neotech | Madras Surgicals | Labour ward | TNHSP | TNHSP/TNMSC/P2E3/2007.DT11/09/2007 | 2007-12-18 | 2008-12-17 | 47880 | working
19 | Boyles apparatus with Circle Abosrber | B |  |  | 1999-03-26 | AZEX Engg | GH THENI | TRANSFER TO CUMBUM GH | DMS |  | 1999-04-15 |  | 0 | working
20 | Boyles apparatus with Circle Abosrber | B | DATEX-OHMEDA | 0317/A2/01.04 | 2004-03-27 | AZEX ENGINEERING | RECEIVED FROM JDHS PKM | OT | JDHS | 1759/STORES-01-2004.DT26/03/2004 | 2004-03-29 |  | 0 | working
21 | Cardiac Monitor | C | Orbit |  | 2007-02-21 | Landamp;T | Landamp;T | OT | TNHSP |  | 2007-02-21 |  | 0 | working
22 | Cardiac Monitor | C | ORBIT | S06040249 | 2006-08-10 | Landamp;T | Landamp;T | Labour ward | TNHSP | TNHSP/TNMSC/ENGG/E4/2006 | 2006-08-10 | 2007-08-09 | 32426 | working
23 | Cardiac Monitor | C | Micromon NXT | X07T0084 | 2008-01-07 | Landamp;T | Landamp;T | Labour ward | TNHSP | TNHSP/TNMSC/P2E9/2007.DT.11/09/2007. | 2008-01-07 | 2009-01-06 | 27000 | working
24 | Dental Chair | B2 | CONFIDENT |  | 2010-03-30 | CONFIDENT DENTEL EQIPMENTS | CONFIDENT DENTEL EQIPMENTS | Dental OP | TNHSP | 9214/tnmsc/engg/2009/dt1-3-2010 | 2010-03-30 | 2011-03-29 | 113502 | working
25 | Dental X-Ray Unit-8 MA | B2 | INDRA OS 70 KV BLUE -X~ITALY | 2510TH8232 | 2010-03-26 | CONFIDENT DENTEL EQIPMENTS | CONFIDENT DENTAL EQIPMENTS LTD | DENTAL OP | TNMSC | 9214/TNMSC/ENGG/2009.DT.01/06/2010 | 2010-03-30 | 2011-03-29 | 69151 | working
26 | ECG machine computerized | B | Philips |  | 2008-03-19 | Madras Surgicals | Madras Surgicals | Wards | TNHSP |  | 2008-03-19 |  | 0 | working
27 | Electri centrifuger | C |  |  | 1997-05-03 | Appasamy ~chennai | Appasamy ~chennai | Lab |  |  | 1997-05-03 |  | 0 | working
28 | Electri centrifuger | C |  |  | 2012-02-16 | SOLOKRAFTS | SOLOKRAFTS INDUSTRIES | LAB | TNHSP | TNHSP/TNMSC/AG29E/2011/4/10/2011 | 2012-02-16 | 2015-02-15 | 5345 | working
29 | Electric Calorimeter | C | prietest easy lab | PEL0901213RPK | 2014-03-26 | ROBONIK | ROBONIK | LAB | TNHSP | TNHSP/TNMSC/AG87B/2013-2 | 2014-03-26 | 2015-03-25 | 20708 | working
30 | Electric Calorimeter | C |  |  | 1997-10-31 | Appasamy ~chennai | Appasamy ~chennai | Lab |  |  | 1997-10-31 |  | 0 | working
31 | Foetal Doppler | C | [5 empty] | Labour Ward | DMS |  |  |  | 0 | working
32 | Generator | C | EXK2800S 2.1KV | C0602271andamp;ENGINE-9213773 | 2006-08-29 | Fermier Engineer | Fermier engineer | Labour ward | TNHSP | TNHSP/TNMSC | 2006-08-29 | 2007-08-28 | 60526 | working
33 | Glucometer | C |  |  | 2001-07-23 | Appasamy ~chennai | Appasamy ~chennai | Lab |  |  | 2001-07-23 |  | 0 | working
34 | Haemoglobinometer | C |  |  | 2006-10-14 | S.J .CHEMICALS | S.J. CHEMICALS | LAB | DMS | 56416/Sandamp;P/1/06.DT.22/09/06 | 2006-10-14 | 2007-10-13 | 912 | working
35 | Lab Incubator | C |  |  | 1997-11-17 | Appasamy ~chennai | Appasamy ~chennai | Lab |  |  | 1997-11-17 |  | 0 | working
36 | Laryngoscope(Adult) | C |  |  | 2006-05-27 | VIBASH COIMBATORE SURGICAL PVT LTD | VIBASH COIMBATORE SURGICAL PVT LTD | OT | TNHSP | 69/TNHSP/TNMSC/ENGG/2005/DE17.DT.11/05/06 | 2006-05-27 | 2006-05-27 | 677 | working
37 | Magnavision Lamp | C | Ring Lens System with Illumination [Magnascope] |  | 2012-03-22 | Solokrafts Industries | Solokrafts Industries | NCD | TNHSP | TNHSP/TNMSC/ICB/AG31/2010~dt. 8/12/2010 | 2012-03-22 | 2013-03-21 | 6987 | working
38 | Mannual Colposcope | C | ARI-II |  | 2013-09-17 | SOUTH INDIA SURGICAL | SISCO | VIA/VILI | TNHSP | TNHSP /TNMSC/ENGG/AG30/2011/ | 2013-09-17 | 2014-09-16 | 136500 | working
39 | Mono cular Microscope | C |  |  | 1998-02-28 | Appasamy ~chennai | Appasamy ~chennai | Lab |  |  | 1998-02-28 |  | 0 | working
40 | Nebuliser Adult | C | NE-C25 | 713055 | 2012-12-07 | OMRON HEALTHCARE CO LTD~JAPAN | ANAND PHARMA AGENCY.~THENI | MALE WARD | OTHERS |  | 2012-12-07 | 2013-12-06 | 1670 | working
41 | Nebulizer baby | C |  |  | 2006-05-25 | Vibash Surgicals | Vibash Surgicls | Ward | TNHSP |  | 2006-05-25 |  | 0 | working
42 | Needle destroyer / Syringe Destroyer | C |  |  | 2003-06-27 | Linco Scientific | Linco Scientific | Ward | DMS |  | 2003-06-27 |  | 0 | working
43 | Needle destroyer / Syringe Destroyer | C | reprosepack | 8735 | 2008-08-19 | Glo Lifecare | Glo Lifecare | labour ward | TNHSP | TNHSP/TNMSC/ENGG/BMWM/1/2008.DT.8/02/08 | 2008-08-19 | 2009-08-18 | 786 | working
44 | Needle destroyer / Syringe Destroyer | C |  |  | 2007-05-14 | Glo Lifecare | Glo Lifecare | Ward | TNHSP |  | 2007-05-14 |  | 0 | working
45 | Needle destroyer / Syringe Destroyer | C | REPROSPACK | 37 | 2008-08-19 | Glo Lifecare | Glo Lifecare | FEMALE WARD | TNHSP | TNHSP/TNMSC/BMWM.DT.8/02/08 | 2008-08-19 | 2009-08-18 | 786 | working
46 | Needle destroyer / Syringe Destroyer | C |  | 38* | 2008-08-19 | Glo Lifecare | Glo Lifecare | OPD | TNHSP | TNHSP/TNMSC/ENGG/BMWM/1/08.DT8/02/08 | 2007-05-14 | 2009-08-18 | 786 | working
47 | Needle destroyer / Syringe Destroyer | C |  | 39 | 2008-08-19 | Glo Lifecare | Glo Lifecare | LAB | TNHSP | TNHSP/TNMSC/ENGG/BMWM/1/2008.DT8/02/20008 | 2007-05-14 | 2009-08-18 | 786 | working
48 | Needle destroyer / Syringe Destroyer | C |  | 40 | 2008-08-19 | Glo Lifecare | Glo Lifecare | OPD | TNHSP | TNHSP/TNMSC/ENGG/BMWM1/2008DT.8/02/08 | 2008-08-19 | 2009-08-18 | 786 | working
49 | Operation Table Hydraulic Major | B2 |  |  | 1997-08-01 | General Surgery | General Surgery | OT | DMS |  | 1997-08-01 |  | 0 | working
50 | Operation Table Hydraulic Major | B2 | hydrolic | 49 | 2007-12-24 | JUPIDER MANUFACTURING WORKS | jupider MANUFACTURING WORKS | OT | TNHSP | TNHSP/TNMSC/P2E6/2007DT.11/09/07 | 2007-12-24 | 2008-12-23 | 5512 | working
51 | Operation Table Hydraulic Major | B2 | HYDROLIC | 32 | 2007-12-24 | Jupiter Manufacturing | Jupiter Manufacturing | OT | TNHSP | TNHSP/TNMSC/P2E6/2007/.DT14/12/07 | 2007-12-24 | 2007-12-24 | 55120 | working
52 | Operation Table Hydraulic Major | B2 | MAJOR | 13 | 2007-12-24 | Jupiter Manufacturing | Jupiter Manufacturing | OT | TNHSP | TNHSP/TNMSC/P2E6/2007.dt.14/12/2007 | 2007-12-24 | 2007-12-24 | 55120 | working
53 | Operation Table Hydraulic Major | B2 | MAJOR | 12 | 2007-12-24 | Jupiter Manufacturing | Jupiter Manufacturing | OT | TNHSP | TNHSP/TNMSC/P2E6/2007 Dt.14/12/2007 | 2007-12-24 | 2008-12-23 | 55120 | working
54 | Operation table Hydraulic Minor | B2 | MINOR |  | 2007-12-19 | Vibash Surgicals | Vibash Surgicals | OT | TNHSP | 69/TNHSP/TNMSC/ENGG/2005/E10.DT.23/05/06 | 2006-07-25 | 2007-07-24 | 33344 | working
55 | Opthalmoscope - Direct | C | Welch Alyn Make |  | 2006-09-18 | Vibash Surgicals | Vibash Surgicals | OT | TNHSP | 69/TNHSP/TNMSC/ENGG/05/0E8.DT.1/07/06 | 2006-09-18 | 2007-09-17 | 4584 | working
56 | Phototherapy Unit | C | NICE4000CFL | 711937 | 2007-12-18 | Neotech | Madras Surgicals | Labour ward | TNHSP | TNHSP/TNMSC/P2E10/2007.DT.19/09/07 | 2007-12-18 | 2007-12-18 | 10260 | working
57 | Phototherapy Unit | C | Nice 4000CF1 |  | 2007-12-19 | Madras Surgicals | Madras Surgicals |  |  |  |  | 2008-12-19 | 0 | working
58 | Phototherapy Unit | C | NICE4000PT | 607263 | 2006-08-09 | Neotech | Madras Surgicals | Labour ward | TNHSP | TNHSP/TNHSP/ENGG/E7/06 | 2006-08-09 | 2007-08-08 | 9900 | working
59 | Pulse Oximeter | B | Stellar - P |  |  | Landamp;T | Landamp;T |  | TNHSP |  |  |  | 0 | working
60 | Pulse Oximeter | B | Stellar |  | 2008-01-18 | LandT | LandT | OT | TNHSP |  | 2008-01-18 |  | 0 | working
61 | Pulse Oximeter | B | Stellar - P |  | 2007-02-21 | Landamp;T | Landamp;T | OT | TNHSP |  | 2007-02-21 |  | 0 | working
62 | Pulse Oximeter | B | Stellar - P |  | 2007-02-21 | Landamp;T | Landamp;T |  | TNHSP |  |  |  | 0 | working
63 | Pulse Oximeter | B | Stellar.P | S06P23843 | 2006-07-18 | Landamp;T | Landamp;T | OT | TNHSP | TNHSP/TNMSC/ENGG/E4/2006 | 2006-07-18 | 2007-07-17 | 40514 | working
64 | Pulse Oximeter | B | STELLOR-P | S07P25315 | 2008-01-07 | Landamp;T | Landamp;T | LABOUR WARD | TNHSP | TNHSP/TNMSC/ENGG/E7/06BDT.4/08/06 | 2008-01-07 | 2009-01-06 | 33750 | working
65 | Pulse Oximeter | B | Stellar | S07P25225 | 2008-01-07 | Landamp;T | Landamp;T | OT | TNHSP | TNHSP/TNMSC/P2E9/2007.DT.11/09/07 | 2008-01-07 | 2009-01-07 | 33750 | working
66 | Radiant Warmer | C | Neotech |  | 2006-09-08 | Neotech | Madras Surgicals | Labour ward | TNHSP |  | 2006-09-08 |  | 0 | working
67 | Radiant Warmer | C | NICE2000B | 607328 | 2006-08-09 | MADRAS SURGICALandamp; CHEMICALS | MADRAS SURGICALandamp; CHEMICALS | Labour ward | TNHSP | TNHSP/TNMSC/ENGG/E7/06 | 2006-10-09 | 2007-09-08 | 19680 | working
68 | Radiant Warmer | C | Neotech | 0607328* | 2007-12-18 | Neotech | Madras Surgicals | Labour ward | TNHSP | TNHSP/TNMSC/P2E10/07.DT.19/09/07 | 2007-12-19 | 2008-12-17 | 17680 | working
69 | Semi auto analyser | B2 | Pretest Touch | AT0590807RSK | 2007-10-25 | Robonik | Robonik | LAB | TNHSP | TNHSP/TNMSC/P2E4/2007.DT.19/09/2007 | 2007-10-26 | 2008-10-24 | 69422 | working
70 | Shadowless Lamp stand model | B | MOBILE WITH STAND |  | 2008-01-24 | JUPITER MANUFACTURING WORKS | JUPITER MANUFACTURING WORKS | OT | TNHSP |  |  | 2009-01-23 | 0 | working
71 | Shadowless Lamp stand model | B |  |  | 2008-01-19 | Apollo Surgicals | Apollo Surgicals | OT | TNHSP |  | 2008-01-19 |  | 0 | working
72 | Shadowless Lamp stand model | B |  |  | 2008-01-19 | Apollo Surgicals | Apollo Surgicals | OT | TNHSP |  | 2008-01-19 |  | 0 | working
73 | Shadowless Lamp stand model | B | STAND-PEDESTAL |  | 2007-03-05 | APPOLLO SURGICAL INSTRUMENT | APPOLLO SURGICAL INSTRUMENT | OT | TNHSP | 69/TNHSP/TNMSCENGG/2005/DEG.DT.5/12/06 | 2007-03-05 | 2008-03-04 | 11250 | working
74 | Shadowless Lamp stand model | B | STAND |  | 2008-01-24 | JUPIDER MANUFACTURING WORKS | JUPITER MANUFACTURING WORKS | OT | TNHSP | TNHSP/TNMSC/P2E17/2007.DT.30/10/2007 | 2008-01-19 | 2009-01-23 | 13220 | working
75 | Ultra Sonogram -MOBILE | B | Sonata |  |  | LandT | LandT | Scan room |  |  |  |  | 0 | working
76 | Weighing machine adult | C |  |  | 2012-02-22 | ALAN MEDICAL andamp; LABORARORY | ALAN MEDICAL | NCD | TNHSP | TNHSP/TNMSC/ENGG/AG24/2011 | 2012-02-22 | 2014-02-21 | 627 | working
77 | X-ray Machine 100 mA | B2 | 100RS/FC/HORIZON |  | 2009-08-21 | ALLENGERS | ALLENGERS | OPD | TNHSP | TNHSP/TNMSC/ICB/P3E1/2009 |  | 2010-08-21 | 270710 | working
1581197

## Cumbum
DIRECTORATE OF MEDICAL AND RURAL HEALTH SERVICES
GOVERNMENT OF TAMIL NADU
REPORT : EQUIPMENT RECEIPT DETAILS REPORT-INSTITUTION WISE
PERIOD : 01/01/2005-27/02/2015
District : THENI
Institution : CUMBUM
S.No. | Equipment Name | Equipment Category | Equipment Model No | Equipment Serial No | Date of Receipt | Manufacturer Name | Supplier Name | Location of Equipment | Source of Supply | Purchase Order No | Date of Installation | Warranty Valid Upto | Cost of the item | Working Status
2 | Weighing machine adult | C | DIGITAL WEIGHT SCALE HN-286 | 201105-00765F | 2013-07-25 | OMRON HEALTH CARE CO LTD JAPAN | VG SURGICALSandamp;AGENCIES.TRICHY |  | OTHERS |  | 2013-07-25 | 2014-07-24 | 1850 | working
3 | Weighing machine adult | C | DIGITAL WEIGHT SCALE HN-286 | 201105-00664F | 2013-07-25 | OMRON HEALTH CARECO LTD JAPAN | VG SURGICALSandamp;AGENCIES.TRICHY |  | OTHERS |  | 2013-07-25 | 2014-07-24 | 1850 | working
4 | Weighing machine adult | C | DIGITAL WEIGHY SCALE HN-286 | 201105-00764F | 2013-07-25 | OMRON HEALTH CARE CO LTD JAPAN. | VG SURGICALS AGENCIES .TRICHY |  | OTHERS |  | 2013-07-25 | 2014-07-24 | 1850 | working
8 | Weighing machine adult | C | DIGITAL WEIGHT SACLE HN-286 | 20115-00661F | 2013-07-25 | OMRON HEALTHCARE CO LTD JAPAN | V.G SURGICALSandamp;AGENCY TRICHY |  | OTHERS |  | 2013-07-25 | 2014-07-24 | 1850 | working
9 | Weighing machine adult | C | DIGITAL WEIGHT SCALE HN-286 | 20115-00665F | 2013-07-25 | OMRON HEALTHCARE CO LTD JAPAN | V.G SURGICALS andamp;AGENCY TRICHY |  | OTHERS |  | 2013-07-25 | 2014-07-24 | 1850 | working
10 | Colposcope | B2 | CM51020 | 00212/CALS/1 | 2008-03-19 | BASCO | JUPITER MANFACTURING WORKS CBE | NCD | OTHERS | Transfered in from GHQH, Periyakulam | 2008-03-12 |  | 130000 | Condemed on 28.04.2014
11 | Cardiac Monitor | C | G3H | G3HKA0067 | 2013-11-12 | M/S GENERAL MEDITECH INC | TRANS HEALTH CARE INDIA PVT.LTD | I.C.U.WARD | TNHSP | TNHSP/TNMSC/AG73B(R)/2013 DT 25/09/2013 | 2013-11-12 | 2015-05-14 | 45000 | working
12 | Cardiac Monitor | C | G3H | G3HKA0089 | 2013-11-12 | M/S GENERAL MEDITECH INC | TRANS HEALTH CARE INDIA PVT.LTD | I.C.U.WARD | TNHSP | TNHSP/TNMSC/AG73B(R)/2013 DT | 2013-11-12 | 2015-05-14 | 45000 | working
13 | Binocular Mircroscope | B2 | BDI-13A | 22146 | 2014-01-24 | SOLOKRAFTS INDUSTRIES. | SOLOKRAFTS INDUSTRIES.CHENNAI. | LABORATORY | TNHSP | TNHSP/TNMSC/AG87C/2013 | 2014-01-25 | 2015-01-23 | 19530 | working
15 | Electric Calorimeter | C | prietest easyiab | PEL091121RBK | 2014-03-06 | ROBONIK(INDI)PVT .LTD. | ROBONIK (INDIA)PVT.LTD. | LABORATORY. | TNHSP | TNHSP/TNMSC/AG87b/2013-2 dt 28/11/2013 | 2014-04-11 | 2015-04-10 | 20708 | working
16 | Water Bath/Ultrasonic Water Bath | C | SMI-143 |  | 2014-06-04 | S.M.SCIENTIFIC INSTRUMENTS PVT.LTD. | S.M.SCIENTIFIC INSTRUMENTS PVT.LTD. | LABORATORY | TNHSP | TNHSP/TNMSC/ENGG/AG87h(R)/2014 DT10/04/2014 | 2014-06-05 | 2016-06-03 | 8262 | working
17 | Bipolar Coagulator(Diathermy) | B2 | ELSY360M+ | 140613 | 2014-06-16 | JBS MEDITEC INDIA PVT LTD | JBS MEDITEC INDIA PVT LTD | OPERATOIN THEATRE | TNMSC | 17240/TNMSC/ENGG/2014-2 DT 16/05/2014 | 2014-06-18 | 2017-06-15 | 218000 | working
18 | Focus lamp Ordinary | C | EL-101 |  | 2014-04-29 | JUPITER MEDICAL EQUIPMENTS MANUFACTURER PVT LTD. | JUPITER MEDICAL EQUIPMENTS MANUFACTURER PVT LTD. | LABOUR WARD | TNMSC | 10177-4/TNMSC/ENGG/2013-2 DT 10/04/2014 | 2014-05-30 | 2017-04-29 | 5400 | working
19 | Ceiling Suspended Shadowless Lamp | B2 | LED 750/750 |  | 2014-05-30 | M/S SHANGHAI MEDICAL INSTRUMENTS CO.LTD | STAAN BIO-MED ENGINEERING PRIVATE LIMITED | CEMONC OPERATION THEATRE | TNHSP | TNHSP/TNMSC/AG86b/2013 dt10/02/2014 | 2014-07-14 | 2017-07-14 | 614685 | working
20 | Laryngoscope(Paediatric) | C | ASI MAKE |  | 2014-06-30 | ASSOCIATED SURGICALS(INDIA) | ASSOCIATED SURGICALS(INDIA) | NEONATAL WARD | TNMSC | 10177-4/TNMSC/ENGG/2013-1 DT 10/04/2014 |  | 2017-05-31 | 8240 | condemed
21 | Laryngoscope(Paediatric) | C | ASI MAKE |  | 2014-06-30 | ASSOCIATED SURGICALS(INDIA) | ASSOCIATED SURGICALS(INDIA) | NEONATAL WARD | TNMSC | 10177-4/TNMSC/ENGG/2013-1 DT 10/04/2014 |  | 2017-05-31 | 8240 | working
22 | Laryngoscope(Paediatric) | C | ASI MAKE |  | 2014-06-30 | ASSOCIATED SURGICALS(INDIA) | ASSOCIATED SURGICALS(INDIA) | NEONATAL WARD | TNMSC | 10177-4/TNMSC/ENGG/2013-1 DT 10/04/2014 |  | 2017-05-31 | 8240 | working
23 | Laryngoscope(Paediatric) | C | ASI MAKE |  | 2014-06-30 | ASSOCIATED SURGICALS(INDIA) | ASSOCIATED SURGICALS(INDIA) | NEONATAL WARD | TNMSC | 10177-4/TNMSC/ENGG/2013-1 DT 10/04/2014 |  | 2017-05-31 | 8240 | working
24 | O2 Cylinder- D type | C | EVEREST KANTO CYLINDER LTD. | B2B467B472 | 2014-07-15 | SOLOKRAFTS INDUSTRIES. | SOLOKRAFTS INDUSTRIES. | CENTRAL O2 ROOM | TNMSC | 1909/TNMSC/ENGG/2013-1 DT 16/05/2014 | 2014-07-15 | 2015-07-14 | 59220 | working
25 | O2 Cylinder- D type | C | EVEREST KANTO CYLINDER LTD | B2467B447 | 2014-07-15 | SOLOKRAFTS INDUSTRIES. | SOLOKRAFTS INDUSTRIES. | CENTRAL O2 ROOM | TNMSC | 1909/TNMSC/ENGG/2013-1 DT 16/05/2014 |  | 2015-07-14 | 59220 | working
26 | O2 Cylinder- D type | C | EVEREST KANTO CYLINDER LTD | B2B467B292 | 2014-07-15 | SOLOKRAFTS INDUSTRIES | SOLOKRAFTS INDUSTRIES. | CENTRAL O2 ROOM | TNMSC | 1909/TNMSC/ENGG/2013-1 DT 16/05/2014 |  | 2015-07-14 | 59220 | working
27 | O2 Cylinder- D type | C | EVEREST KANTO CYLINDER LTD. | B2B467B320 | 2014-07-15 | SOLOKRAFTS INDUSTRIES. | SOLOKRAFTS INDUSTRIES. | CENTRAL OXYGEN ROOM | TNMSC | 1909/TNMSC/ENGG/2013-1 DT 16/05/2014 | 2014-07-15 | 2015-07-14 | 59220 | working
28 | O2 Cylinder- D type | C | EVEREST KANTO CYLINDER LTD. | B2B467B496 | 2014-07-15 | SOLOKRAFTS INDUSTRIES. | SOLOKRAFTS INDUSTRIES. | CENTRAL O2 ROOM | TNMSC | 1909/TNMSC/ENGG/2013-1 DT 16/05/2014 | 2014-07-15 | 2015-07-14 | 59220 | working
29 | O2 Cylinder- D type | C | EVEREST KANTO CYLINDER LTD | B2B467B584 | 2014-07-15 | SOLOKRAFTS INDUSTRIES | SOLOKRAFTS INDUSTRIES | CENTRAL O2 ROOM | TNMSC | 1909/TNMSC/ENGG/2013-1 DT 16/05/2014 |  | 2015-07-14 | 59220 | working
30 | ECG Machine-Multichannel/Page Writer | B2 | BIONET CARDIO CARE 2000 PLUS | EO0600183 | 2014-09-08 | JK MEDICAL SYSTEM PVT LTD.CHENNAI. | JK MEDICAL SYSTEM PVT LTD .CHENNAI | LABOUR WARD | DMS | 72252/Sandamp;P/1/2013-10 DT 22/08/2014 | 2014-09-22 | 2017-09-21 | 89600 | working
31 | ECG Machine-Multichannel/Page Writer | B2 | BIONET CARDIO CARE 2000 PLUS | EO0600193 | 2014-09-08 | JK MEDICAL SYSTEM PVT LTD.CHENNAI. | JK MEDICAL SYSTEM PVT LTD.CHENNAI | ICU | DMS | 72252/Sandamp;P/1/2013-10 DT 22/08/2014 | 2014-09-22 | 2017-09-21 | 89600 | working
32 | Multi Para Monitor | B2 | G3D | G3DL60052 | 2014-07-12 | GENERAL MEDITECH INC~CHINA | TRANS HEALTH CARE INDIA PRIVATE LIMITED | OPERATION THEATRE | TNMSC | 17240/TNMSC/ENGG/2014-3 DT16/05/2014 | 2014-07-15 | 2017-07-15 | 180000 | working
33 | Pulse Oximeter | B2 | CMS5000 | AW140720009 | 2014-09-12 | AKAS MEDICAL | AKAS MEDICAL | LABOUR WARD | DMS | 72252/Sandamp;P/1/2013-3 DT22/08/2014 | 2014-11-15 | 2017-11-14 | 36800 | working
34 | Pulse Oximeter | B2 | CMS5000 | AW140720007 | 2014-09-12 | AKAS MEDICAL | AKAS MEDICAL | OPERATION THEATRE | DMS | 72252/Sandamp;P/1/2013-3 DT22/08/2014 | 2014-11-15 | 2017-11-14 | 36800 | working
35 | Multi Para Monitor | B2 | G3D | G3DL60150 | 2014-07-12 | GENERAL MEDITECH INC~CHINA | TRANS HEALTH CARE INDIA PRIVATE LIMITED | OPERATION THEATRE | TNMSC | 17240/TNMSC/ENGG/2014-3 DT 16/05/2014 | 2014-07-15 | 2017-07-15 | 180000 | working
39 | Radiant Warmer | C | Neotech | 7121222 | 2007-12-17 | Neotech | Madras Surgicals | labour ward | TNHSP |  | 2007-12-17 | 2008-06-16 | 17680 | working
40 | ECG machine ordinary | B | BPL | 212/ECGO/1 | 1996-10-24 | BPL~chennai | BPL~chennai | ECG ROOM | DMS | CONDEMMED ON 23/3/2012 | 1996-10-24 |  | 0 | CONDEMMED ON 23/3/2012
43 | Operation Table Hydraulic Major | B2 | HYDROLIC | 212/TAMA/1 | 2012-02-11 |  |  | OT | TNHSP | TR FROM GH MANDAPAM | 2012-02-11 |  | 55120 | working
44 | Boyles apparatus with out Circle Abosrber | B |  | NIL STOCK | 2008-07-01 | L and T | L&T | OT | TNHSP |  | 2008-07-01 |  | 292520 | working
45 | Cardiac Monitor | C | orbit | 7325 | 2006-07-18 | Landamp;T | Landamp;T | labour ward | TNHSP | TNHSP/TNMSC/ENGG/E4 | 2006-07-18 |  | 32426 | working
46 | Needle destroyer / Syringe Destroyer | C |  | 8741 | 2008-08-20 |  | GEO LIFE | Wards | TNHSP | TNHSP/TNMSC/ENGG/BMWM -1 | 2008-08-20 | 2009-08-19 | 785 | condemed
47 | Needle destroyer / Syringe Destroyer | C |  | 8742 | 2008-08-20 | Glo Lifecare | Glo Lifecare | Wards | TNHSP | TNHSP/TNMSC/ENGG/BMWM-1 | 2008-08-20 | 2009-08-19 | 785 | condemed on 30.04.2014
51 | Boyles apparatus with Circle Abosrber | B |  | 212/BACA/3 | 2006-09-21 | NOT KNOWN | NOT KNOWM | OT | DMS | NOT KNOWN | 2006-09-21 |  | 25000 | working
52 | Needle destroyer / Syringe Destroyer | C |  | 8743 | 2008-08-20 | Glo Lifecare | Glo Lifecare | Wards | TNHSP | TNHSP/TNMSC/ENGG/BMWM-1 | 2008-08-20 | 2009-08-19 | 785 | condemed on 30.04.2014
53 | Needle destroyer / Syringe Destroyer | C |  | 8744 | 2008-08-20 | Glo Lifecare | Glo Lifecare | Wards | TNHSP | TNHSP/TNMSC/ENGG/BMWM-1 | 2008-08-20 | 2009-08-19 | 785 | condemed on 30.04.2014
55 | Needle destroyer / Syringe Destroyer | C |  | 8745 | 2008-08-20 | Glo Lifecare | Glo Lifecare | Wards | TNHSP | TNHSP/TNMSC/ENGG/BMWM-1 | 2008-08-20 | 2009-08-19 | 785 | condemed on 30.04.2014
56 | Needle destroyer / Syringe Destroyer | C |  | 8746 | 2008-08-20 | Glo Lifecare | Glo Lifecare | Wards | TNHSP | TNHSP/TNMSC/ENGG/BMWM-1 | 2008-08-20 | 2009-08-19 | 785 | condemed on 30.04.2014
57 | Needle destroyer / Syringe Destroyer | C |  | 8747 | 2008-08-20 | Glo Lifecare | Glo Lifecare | Wards | TNHSP | TNHSP/TNMSC/ENGG/BMWM-1 | 2008-08-20 | 2009-08-19 | 785 | condemed on 30.04.2014
59 | Needle destroyer / Syringe Destroyer | C |  | 8748 | 2008-08-20 | Glo Lifecare | Glo Lifecare | Wards | TNHSP | TNHSP/TNMSC/ENGG/BMWM-1 | 2008-08-20 | 2009-08-19 | 785 | condemed on 30.04.2014
65 | Weighing machine paed | C | AIWA/PRESTIGE | 212/WTMA/3 | 2012-02-16 | HARDIKMEDITECH | ALAN MEDICAL. |  | TNHSP | TNHSP/TMNSC/ENGG./AG24/2011 |  |  | 627 | working
89 | Baby Weighing Scale | C |  | 212/WTMP/2 | 2010-11-24 |  |  |  | RCH |  | 2010-11-24 | 2013-11-23 | 580 | working
90 | Pulse Oximeter | B2 |  | 212/SPO2/10 | 2009-05-27 | NOT KNOWN | NOT KNOWN | WARDS |  | TR FROM GHQH PKM |  |  | 34762 | working
91 | Weighing machine adult | C | NOT KNOWN | 212/WTMA/2 | 2007-11-27 | NOT KNOWN | MADRAS SURGICALS | FW WARD | TNHSP | TNHSP/TNMSC/P2E28/ | 2007-11-27 | 2009-11-26 | 457 | working
92 | Suction Apparatus - Electrical | C | NOT KNOWN | 212/SAEL/17 | 2009-05-27 |  | NOT KNOWN | WARDS |  | TR FROM GHQH PKM |  |  | 4930 | working
93 | Hematology analyser | B1 | SYSMEX | A4343 | 2014-10-04 | TRANSASIA BIO MEDICALS PVT LTD.CHENNAI. | TRANSASIA BIO-MEDICALS LTD. | LABORATORY | DMS | 72252/Sandamp;P/1/2013-1 DT 22/08/2014 | 2014-10-15 | 2017-10-14 | 395200 | working
94 | Ultra Sonogram -MOBILE | B | LOGIQ - P3 | 56393WS2 | 2009-07-27 | Wipro Ge | Wipro Ge | labour ward | TNHSP |  | 2003-10-14 | 2010-07-26 | 674800 | working
95 | Cardiac Monitor | C | PLANT 10 | 1110000 | 2011-10-20 | Landamp;T | MITI | POISON WARD | TNMSC | TNHSP/TNMSC/ENGG/AG73b | 2011-10-20 | 2012-10-19 | 30000 | working
96 | Focus lamp Ordinary | C | HALLOGEN PEDSEL LAMP | 3102 | 2011-03-14 | GESCO | GENERAL SURGIGAL COMPANY |  | RCH | RCH-II/TNMSC/ENGG/4538/2010 | 2011-03-14 | 2012-03-14 | 4750 | working
97 | Foetal Doppler | C | 210 | 209FQ328451 | 2013-02-25 | NIDEK | BEST AND BANTING DIAGNOSTICS.MADURAI |  | OTHERS |  | 2013-02-25 | 2014-02-24 | 6248 | working
98 | Pulse Oximeter with NIB.P | B2 | INNOAVA 10CIR | CIPL1302BK14 | 2013-03-06 | CONCEPT INTEGRATIONS | CONCEPT INTEGRATIONS. |  | TNHSP | TNHSP/TNMSC/AG14/2012.DT.21/11/2012 | 2013-03-06 | 2014-03-05 | 57120 | working
99 | Radiant Warmer | C | SERVO MODEL | 00212/RAWR/7 | 2004-03-27 |  |  | PW | OTHERS |  |  |  | 17690 | working
100 | ECG machine computerized | B | CP50 | 109200723810 | 2013-04-01 | WELCH ALLYN | REGENIX DRUGS LTD | CASUALTY | OTHERS |  | 2013-04-01 | 2014-03-26 | 63000 | working
101 | Otoscope | C | 20000 |  | 2013-03-05 | WELCH ALLYN | REGENIX DRUGS LTD.CHENNAI | OP | OTHERS |  | 2013-03-05 | 2014-02-21 | 12600 | working
102 | Laryngoscope(Adult) | C | MILLER |  | 2013-03-11 | MAC | SHOBANA MEDI TECH.INC.PERIYACULAM |  | OTHERS |  |  | 2014-03-10 | 4000 | working
103 | Weighing machine infant | C | SCH2010 | 00212/WTMP/3 | 2011-01-25 | SMART CARE | jupiter |  | RCH | EQUIPMENT CODE WRONG ENTRY | 2011-01-25 | 2011-11-23 | 2300 | working
105 | B.P.apparatus table model | C | DIAMOND | 31020 | 2013-09-05 | B.D INSTRUMENTATION | THENI SURGICALS THENI |  | OTHERS |  | 2013-09-05 | 2014-09-04 | 2089 | working
106 | B.P.apparatus table model | C | DIAMOND | 31013 | 2013-09-05 | B.D.INSTRUMENTATION | THNENI SURGICALS THENI |  | OTHERS |  | 2013-09-05 | 2014-09-04 | 2089 | working
107 | Colposcope | B2 | ARI II--ID | R20130114 | 2013-09-17 | ARI TECHNOLOGY (GROUP) CO LTD CHINA | SOUTH INDIA SURGICALS CHENNAI | NCD | TNHSP |  | 2013-03-20 | 2004-03-19 | 130000 | working
112 | PH meter | C | RPA-IGRTIOANPN | SN1220 | 2014-04-09 | RLT INSTRUMENTATION PVT LTD.CHENNAI. | RLT INSTRUMENTATION PVT LTD .CHENNAI. | LABORATORY | TNHSP | TNSSP/TNMSC/AG87B/2013-1 DT24/03/2014 | 2014-04-09 | 2015-04-08 | 57353 | working
113 | Multi Para Monitor | B2 | G3D | G3DL60164 | 2014-07-12 | GENERAL MEDITECH INC~CHINA | TRANS HEALTH CARE INDIA PRIVATE LIMITED | OPERATION THEATRE | TNMSC | 17240/TNMSC/ENGG/2014-3 DT16/05/2014 | 2014-07-15 | 2017-07-15 | 180000 | working
116 | Phototherapy Unit | C | 4000 PT | 212/PHTU/1 | 2006-08-08 | Neotech | Madras Surgicals | labour ward | TNHSP | TNHSP/TNMSC/ENGG/E7 | 2006-08-08 | 2007-08-07 | 9900 | working
117 | Phototherapy Unit | C | 4000 CFL | 711909 | 2007-12-17 | Neotech | Madras Surgicals | labour ward | TNHSP | TNHSP/TNMSC/P2E10/ 07 | 2007-12-17 | 2008-12-16 | 10260 | working
118 | Radiant Warmer | C | Neotech | 7121209 | 2007-12-17 | Neotech | Madras Surgicals | labour ward | TNHSP | TNHSP/TNMSC/P2E1/07 | 2007-12-17 | 2008-06-16 | 17680 | working
119 | Phototherapy Unit | C | NICE 4000 CFL | 711911 | 2007-12-17 | Neotech | Madras Surgicals | PW | TNHSP | TNHSP/TNMSC/P2E10/07 | 2007-12-17 | 2008-12-16 | 10260 | working
120 | Radiant Warmer | C | NICE | 7121211 | 2007-12-17 | Neotech | Madras Surgicals | labour ward | TNHSP | TNHSP/TNMSC/P2E10/07 | 2007-12-17 | 2008-06-16 | 17680 | working
121 | Infusion pump | C | JMS-OT701 | 15553 | 2007-09-11 | South India Surgical | South India Surgical | LW | TNHSP | TNHSP/TNMSC/P2E16/07 | 2007-09-11 | 2008-03-10 | 50000 | working
122 | Infusion pump | C | JMS-OT701 | 15554 | 2007-09-11 | South India Surgical | South India Surgical | PW | TNHSP | TNHSP/TNMSC/P2E16/07 | 2007-09-11 | 2008-03-10 | 50000 | working
123 | Phototherapy Unit | C | ROXND | 212/PHTU/4 | 2011-05-19 | NOT KNOEN |  | LW | TNHSP | TR FROM GH AUNDIPATTAI | 2007-02-21 |  | 9900 | working
124 | Baby Incubators | C | NICE 3010 R | 8010988 | 2008-01-23 | NICENEOTECH | Madras Surgicals | LW | TNHSP | TNHSP/TNMSC/P2E3/2007 | 2008-02-21 | 2009-01-22 | 49795 | working
125 | Cardiac Monitor | C | BPL BM5825 | CLM6JI748 | 2009-05-27 |  | BPL | STORE | TNHSP |  |  |  | 27810 | working
126 | Cardiac Monitor with defibrillator | C | Zoll M | 3997730 | 2006-07-18 | Landamp;T | Landamp;T | OT | TNHSP | TNHSP/TNMSC/ENGG/E4/2006 | 2006-12-24 | 2007-12-24 | 291701 | working
127 | Cardiac Monitor | C |  | STOCK NOT AVILABLE | 2007-02-21 |  |  |  | TNHSP | NOT AVILABLE | 2007-02-21 |  | 27810 | working
128 | Pulse Oximeter | B | MD 200A | 11101160038 | 2011-04-06 | BEIJING CHOIC ELECTRONIC | TRANSHEALTH | MW | TNHSP | TNHSP/TNMSC/ENGG/AG73d/2010 | 2011-04-06 | 2012-05-05 | 10950 | working
129 | Diathermy Machine (Electric Cautery) | B |  | 70325 | 2007-03-28 | Parag Surgical | Parag Surgical | XRAY | TNHSP | TNHSP/TNMSC/ENGG/2006/DE5 | 2007-03-28 | 2008-04-16 | 18000 | working
130 | Operation Table Hydraulic Major | B2 | HYDRALIC | NIL | 2008-06-16 |  | NIL | OT | TNHSP | STOCK NA | 2008-06-16 |  | 55125 | working
131 | Pulse Oximeter | B | MD 22A | 111011600360 | 2011-04-06 | BEIJING CHOICE | TRANSHEALTH | OT | TNHSP | TNHSP/TNMSC/ENGG/AG73d | 2011-06-06 | 2012-05-05 | 13950 | working
132 | Cardiac Monitor | C | cardic monitor baby | 212/EBSM/6 | 2006-08-10 | Landamp;T | Landamp;T | PW | TNHSP | THNHSP/TNMSC/ENGG/E4/06 | 2006-08-10 | 2007-08-09 | 32426 | working
134 | Radiant Warmer | C | Nice 2007S | 910090071 | 2007-02-10 | Madras Surgicals | Madras Surgicals | OT | TNHSP | TR FROM GH AUNDIPATTI | 2011-05-19 |  | 17680 | working
135 | Phototherapy Unit | C | ROXND | 212/PHTI/5 | 2011-05-19 |  | NOT KNOWN | LW |  | TR FROM GH AUNDIPATTAI | 2007-02-10 |  | 10260 | working
136 | Boyles apparatus with Ventilator | B | A C 20 | 212/VEN/1 | 2008-01-07 | Landamp;T | Landamp;T | OT | TNHSP | TNHSP/TNMSC/P2E2/2007 | 2008-01-07 | 2009-01-06 | 292320 | working
137 | Cardiac Monitor with defibrillator | C | Philips Heart Start XL | US00459959 | 2008-01-29 | Madras Surgicals | Madras Surgicals | OT | TNHSP | TNHSP/TNMSC/P2E12//07 | 2008-05-02 | 2009-01-28 | 176633 | working
138 | ECG machine computerized | B | Edan SE300 | SE300 B5A0207C2593 | 2008-01-29 | Madras Surgicals | Madras Surgicals | X-ray room | TNHSP | TNHSP/TNMSC/P2E12 | 2008-01-29 | 2009-01-28 | 47580 | working
139 | Generator | C | EXK-2800 (HONDA) | 705875 | 2008-03-11 | HONDA | FERMIER | LW | TNHSP | TNHSP/TNMSC/ENGG/P2-46/07 | 2007-08-13 | 2008-08-12 | 50626 | working
140 | X-ray Machine 300 mA | B | 325FCFLOT EX-IBS | 40230042 | 2004-03-07 |  | ALLENGERS MEDICAL SYSTEM LTD | X RAY ROOM | DMS | 160019 | 2005-01-08 | 2006-01-07 | 413000 | working
141 | Operation Table Hydraulic Major | B2 | JUPITER 205 | 212/TAMA/2 | 2007-12-25 | Jupiter Mfg/ Works | Jupiter Mfg/ Works | OT | TNHSP | TNHSP/TNMSC/P2E6/07 | 2007-12-25 | 2008-12-24 | 53000 | working
142 | Shadowless Lamp stand model | B | STAND MODEL | 212/MOLT/1 | 1998-01-25 | JUPITER | JUPITER | OT | TNHSP | TNHSP/TNMSC/P2E17 | 2008-01-25 | 2009-01-24 | 13700 | working
143 | Shadowless Lamp stand model | B | 18!! STAND MODEL | 212/MOLT/2 | 2008-01-25 | JUPITER | JUPITER MANFACTURING WORKS | OT | TNHSP | TNHSP/TNMSC/P2E17/07 | 2008-01-25 | 2009-01-24 | 13700 | working
144 | Diathermy Machine (Electric Cautery) | B | OBS-026 | 212/SDIA/1 | 2008-07-10 | JUPITER | Jupiter manfacturing works | OT | DMS | 35047/Sandamp;P/1]07 | 2007-07-10 | 2008-07-07 | 18000 | working
145 | Pulse Oximeter | B | M D 200 A | 1110600215 | 2011-04-06 | BEIJING CHOICE | TRANS HEALTH | STORE | TNHSP | TNMSC/TNHSP/ENGG/AG73d | 2011-04-06 | 2012-05-05 | 13950 | working
146 | Pulse Oximeter | B | Stellar | 90092952(d) | 2006-07-18 | Landamp;T | Landamp;T | OT | TNHSP | TNHSP/TNMSE/ENGG/E4/2006 | 2006-09-14 | 2007-09-13 | 13950 | working
147 | Cardiac Monitor | C | Micromon | X07 T0063 | 2008-01-25 | Landamp;T | Landamp;T | OT | TNHSP | TNHSP/P2E9/07 | 2008-01-07 | 2009-01-07 | 27810 | working
148 | Auto Clave HP Vertical (2 bin) | C | VERTICAL | 212/ACV2/1 | 2008-04-09 | Jupiter Mfg/ Works | Jupiter Mfg/ Works | OT | TNHSP | TNHSP/TNMSC/P2E11/07 | 2008-04-09 | 2009-04-08 | 33280 | working
149 | Auto Clave HP Vertical (2 bin) | C | VERTICAL | 212/ACV2/2 | 2008-04-09 | Jupiter Mfg/ Works | Jupiter Mfg/ Works | OT | TNHSP | TNHSP/TNMSC/P2E11/2007 | 2008-04-09 | 2009-04-08 | 33280 | working
150 | Auto Clave HP Vertical (2 bin) | C | VERTICAL-2 BIN TYPE | 212/ACV2/3 | 2010-03-22 | NOT KNOWN | SOLOKRAFT | OT | RCH | TR FROM GHQH PKM | 2010-03-22 |  | 33280 | working
151 | Boyles apparatus with Circle Abosrber | B | RSB258 | 212/BACA/1 | 1996-05-30 | NOT KNOWN | SURGICAL INDIA | OT | DMS | NOT KNOWN | 1996-05-30 |  | 21695 | working
152 | Boyles apparatus with Circle Abosrber | B |  | 212/BACA/2 | 2006-09-21 | NOT KNOWN | B O C LTD | OT | DMS |  | 2006-09-21 |  | 107147 | working
153 | Auto analyser | B | Erba Chem 5 Plus | D80317 | 1998-12-29 | Transasia | Transasia | Lab | DMS | NOT KNOWN | 1998-12-29 |  | 140000 | working
154 | Electric Calorimeter | C | 1000 | 212/CALO/1 | 2011-03-29 | ALCO | JUPITER | Lab | RCH | RCH-II/TNMSC/ENGG/4538 | 2011-03-29 | 2014-03-28 | 6011 | working
155 | Operation Table Hydraulic Major | B2 | HYDROLIC | 212/TAMA/3 | 1991-03-09 |  | SOUTH INDIA SURGICALS | OT | DMS | NIL | 1991-03-09 | 1992-03-08 | 6084 | working
156 | Operation Table Hydraulic Major | B2 | HYDRALIC | 212/TAMA/4 | 2007-12-25 | Jupiter Mfg/ Works | Jupiter Mfg/ Works | OT | TNHSP | TNHSP/TNMSC/P2E6/07 | 2007-12-25 | 2008-12-24 | 6084 | working
157 | Pulse Oximeter | B | Stellar P | 07P 25223 | 2008-01-07 | Landamp;T | Landamp;T | OT | TNHSP | TNHSP/TNMSC/P2E2/07 | 2008-01-25 | 2009-01-24 | 33750 | working
158 | Cardiac Monitor | C | BPL BM5825 | CLM6JI695 | 2009-05-27 |  | BPL | OT | TNHSP |  | 2009-05-27 |  | 21810 | working
159 | Shadowless Lamp stand model | B | STAND MODEL | 212/MOLT/3 | 2008-01-25 | JUPITER | JUPITER | OT | TNHSP | TNHSP/TNMSC/P2E17/07 | 2008-01-25 | 2009-01-24 | 13700 | condemed on 17.4.2012
160 | Shadowless Lamp stand model | B | 18!! STAND MODEL | 212/MOLT/4 | 2008-01-25 | JUPITER | JUPITER | OT | TNHSP | TNHSP/TNMSC/P2E17/07 | 2008-01-24 | 2009-01-24 | 13700 | condemed on 17.4.2012
161 | Shadowless Lamp stand model | B | STAND MODEL | 212/MOLT/5 | 2003-12-23 | M/C/Dalal andamp; Co/~chennai | GENERTAL SURGICALS |  | DMS | NOT KNOWN | 2003-12-23 |  | 5500 | working
162 | B.P.apparatus stand model | C | STAND MODEL | 212/BPAS/3 | 2012-02-11 |  | NOT KNOWN | Ward | RCH | MO GH CUMBUM REF NO 12/GH/2012 DT 10/02/2012 | 2012-02-11 | 2012-04-27 | 0 | condemed on 30.4.2014
163 | B.P.apparatus stand model | C | STAND MODEL | 212/BPAS/4 | 2007-02-22 | NOT KNOWN | UNI PHARMA | Ward | DMS | 20789/S I/07 |  | 2008-02-21 | 1780 | condemed on 30.4.2014
165 | Boyles apparatus with Circle Abosrber | B |  | 00212/BACA/1 | 1996-05-30 |  |  | OT | DMS |  | 1996-05-30 |  | 2500 | working
166 | Boyles apparatus with Circle Abosrber | B |  | 00212/BACA/2 | 1996-06-28 |  | B O C INDIA LTD | OT | DMS |  | 1996-09-21 |  | 2500 | working
168 | Nebuliser Adult | C | NEW LIFE | 121 | 2012-02-02 | MRK HEALTH CARE | VISHAL HOSPITAL FURNITURE MANUFACTURING (P) LTD.CHENNAI. P |  | TNHSP | TNHSP/TNMSC/ENGG./AG73e/2010DT.22/09/2011 | 2012-02-02 | 2013-02-01 | 1300 | working
169 | Suction Apparatus - Electrical | C | VISHAL035 | 212/SAEL/1 | 2012-02-02 | VISHAL | VISHAL HOSPITAL FURNITURE. MANUFACTURING LTD.CHENNAI. | WARD | TNHSP | TNHSP/TNMSC/ENGG/AG73e/2010 | 2012-02-02 | 2013-02-01 | 4920 | working
170 | Ultra Sonogram -MOBILE | B | LogicC2 | 202249WX9 | 2011-08-29 | Wipro GE Health care | WiproGEHealthcare |  | RCH | RCH-II/TNMSC/ENGG/E44/2010 | 2012-02-18 | 2013-02-15 | 344000 | working
171 | Stethoscope | C | Mico | 212/STES/1 | 2012-02-02 | VISHAL HOSPITAL FURNITURE Mfg. Pvt. Ltd. | Vishal hospital furniture Mfg.Pvt. Ltd. | WARD~ OP ~ OT | TNHSP | TNHSP/TNMSC/ENGG/AG73e/2010 | 2012-02-02 | 2013-02-01 | 490 | working
173 | B.P.apparatus table model | C | MICO | 212/BPAT/4 | 2012-02-02 | VISHAL HOSPITAL FURNITURE MFG. PVT. LTD. | VISHAL HOSPITAL FURNITURE MFG. PVT. LTD. | WARD~ OP ~ OT | TNHSP | TNHSP/TNMSC/ENGG/AG73C/2010 | 2012-02-02 | 2013-01-01 | 810 | working
174 | Defibrillator with Monitor | B2 | Lifepak 20 | 39777380 | 2011-10-20 | PHYSIO CONTROL MEDTRONIC | MITI Electronics Pvt Ltd | poison Treatment Centre | TNMSC | TNHSP/TNMSC/ENGG/AG73b/2010 dt26/04/2011 | 2011-10-29 | 2012-10-28 | 200000 | working
175 | ECG machine computerized | B | Cardipa 400 H | C00111207 H | 2011-10-20 | Trismed | MITI Electronics Pvt Ltd Pondichary | poison treatment ward | TNMSC | TNHSP/TNMSC/ENGG/AG73b/2012 dt 26/04/2011 | 2011-10-20 | 2012-10-19 | 40000 | working
176 | Cardiac Monitor | C | Planet 10 | 1110009 | 2011-10-20 | Landamp;T Medical | MITI Electronics pvt ltd pondichary | poiso treatment ward | TNMSC | TNHSP/TNMSC/ENGG/AG73b/2010 dt26/04/2011 | 2011-10-20 | 2012-10-19 | 30000 | working
177 | Semi auto analyser | B2 | RX 50 | TN10J089 | 2010-11-20 | MOCRO LAB INSTRUMENT | Micro Lab Instruments |  | RCH | RCH II /TNMSC/ENGG/38/2010-2 |  | 2011-11-19 | 45288 | working
178 | Radiant Warmer | C | NICE 2007 S | 910090075 | 2011-05-19 |  |  | OT |  | TR FROM GH AUNDIPATTAI |  |  | 17680 | working
179 | Infusion Pump/Infusion Syringe Pump/Insulin Syringe Pump | C | A T 300 | 3070399 | 2007-03-20 |  | AKAS MEDICAL EQUIPENT | PW | TNHSP | 1039281/Sandamp;P/2006 | 2007-04-12 | 2008-03-19 | 24400 | condemed on 30.4.2014
180 | Infusion Pump/Infusion Syringe Pump/Insulin Syringe Pump | C | ST670 | 37840D/28 | 2010-11-19 | SAMTRONIC | TRANS HEALTH | LW | RCH | RCH-II/TNMSC/ENGG/E38/2010 | 2010-11-19 | 2011-11-17 | 21600 | working
181 | B.P.apparatus table model | C | MICO | 212/BPAT/5 | 2012-02-02 | NOT KNOWN | VISHAL HOSPITAL | WARD | TNHSP | TNHSP/TNMSC/AG73c | 2012-02-02 | 2013-02-01 | 810 | working
182 | B.P.apparatus table model | C |  | 212/BPAT/8 | 2007-11-27 | MADRAS SURGICALS | MADRAS SURGICALS | WARD | TNHSP | TNHSP/TNMSC/P2E22/07 | 2007-11-27 | 2008-11-26 | 530 | condemed on 30.4.2014
183 | Infusion Pump/Infusion Syringe Pump/Insulin Syringe Pump | C | ST670 | 37784D/28 | 2011-11-19 | SAMTRONIC | TRANS HEALTH | LW | RCH | RCH-II/TNMSC/ENGG/E38/2010 | 2011-11-19 | 2011-11-18 | 26560 | working
184 | B.P.apparatus table model | C | MICO | 212/BPAT/6 | 2012-02-02 | NOT KNOWN | VISHAL HOSPITAL |  | TNHSP | TNHSP/TNMSC/ENGG/AG73c | 2012-02-02 | 2013-02-01 | 810 | working
185 | Ultra Sonogram -POTABLE | B | Sonata | 4396439 | 2004-03-15 | L andamp; T | L andamp; T | Labour ward | DMS | transfered in from GH, Gudalur, Nilgiri-dist. |  |  | 0 | To be condemed
186 | Ventilators (Adult) | B2 | LTV 1000 | A48798 | 2011-07-06 | Care Fusion Inc. USA | Trans Health Care India Pvt Ltd.~ | ICU | TNHSP | TNHSP/TNMSC/ENGG/AG73a | 2011-07-06 | 2012-07-05 | 420300 | working
187 | Baby Incubators | B2 | 3010H | 607160 | 2006-08-08 | NICE NEOTECH | MADRAS SURGICALS | LW | TNHSP | TNHSP/TNMSC/ENGG/E7/06 | 2006-08-08 | 2007-08-07 | 69900 | working
188 | Nebulizer baby | C | NEMSPEEDNEB | 63009697 | 2007-08-09 |  | JUPITER | PW | TNHSP | TNHSP/TNMSC/P2E23/07 | 2007-08-09 | 2008-08-08 | 1300 | working
189 | Shadowless Lamp stand model | B | STAND MODEL | 212/MOLT/8 | 2012-02-11 | NOT KNOWN | NOT KNOWN |  |  | REF. NO 12/2012 DT 10/02/2012 OF MO GH CUMBUM |  |  | 13700 | working
190 | Shadowless Lamp stand model | B | STAND MODEL | 212/MOLT/7 | 2012-02-11 | NOT KNOWN | NOT KNOWN |  |  | REF NO 12/2012 DT 10/02/2012 OF MO GH CUMBUM |  |  | 13700 | working
191 | Infusion Pump/Infusion Syringe Pump/Insulin Syringe Pump | C | EVADROP MP 1000 | MPIALH272 | 2012-01-02 | DAIWA CORPN | SCHILLER HEALTH CARE | I C U | TNHSP | THNSP/TNMSC/AG16/2012 | 2012-01-02 | 2015-01-01 | 26418 | working
193 | Infusion Pump/Infusion Syringe Pump/Insulin Syringe Pump | C | S T 600 | 32097 T/05 | 2011-08-09 | SAMTRONIC | TRANS HEALTH CARE | I C U | TNHSP | THNSP/TNMSC/AG15/2011 | 2011-08-09 | 2012-08-08 | 4930 | working
195 | Suction Apparatus - Electrical | C | NOT KNOWN | 212/SAEL/3 | 2012-02-11 | NOT KNOWN | NOT KNOWN | WARD | TNHSP | TR FROM GH MANDAPAM | 2012-02-11 | 2007-09-21 | 13950 | working
196 | Pulse Oximeter | B2 | NOT KNOWN | 212/SPO2/6 | 2009-05-27 |  | NOT KNOWN |  |  | TR FROM GHQH PKM |  |  | 13950 | working
197 | Suction Apparatus - Electrical | C | TA23 D | 212/SAEL/2 | 2008-02-16 | SIANGOU MEDICAL EQUIPMENT | VIN BIOTECH | WARDS | TNHSP | TNHSP/TNMSC/P2E18 | 2008-02-16 | 2009-02-15 | 4400 | Condemed on 28.04.2014
198 | Pulse Oximeter | B2 |  | 212/SPO2/7 | 1999-01-20 |  | TRANS HEALTH | WARD | DMS | 64569/CP II/1/99 |  | 2000-01-19 | 13950 | working
199 | Suction Apparatus - Electrical | C | NOT ENTERED | 212/SAEL/4 | 2006-09-22 | NOT KNOWN | JUPITER | WARDS | TNHSP | NOT ENTERED | 2006-09-20 | 2007-09-20 | 4930 | working
200 | Nebuliser Adult | C | MICRO LOX | 212/NEBA/2 | 1999-05-01 |  | ASSOCIATED SURGICALS |  | DMS | 29550/CP II/1/99 |  |  | 170 | working
201 | Radiant Warmer | C | PHONIX | 712209 | 2000-03-17 | NOT KNOWN | PHONIX MEDICAL SYSTEMS | WARD | DMS | 11665/CP II/1/99 | 2000-03-17 | 2001-03-16 | 15000 | working
202 | Nebuliser Adult | C | MICROLOX | 212/NABA/3 | 2000-05-13 |  | ASSOCIATED SURGICALS | WARD | DMS | 27886/CP II/1/99 | 2000-05-13 | 2001-05-12 | 162 | working
203 | Pulse Oximeter | B2 | M D 200A | 11101160326 | 2011-04-06 | BEIJING CHOICE | TRANS HEALTH CARE | LW | TNHSP | TNHSP/TNMSC/ENGG/AG73d | 2011-04-06 | 2012-04-05 | 13950 | working
204 | Stethoscope | C |  | 212/STES/2 | 2009-05-27 | NOT KNOWN | NOT KNOWN | WARDS | OTHERS |  |  |  | 480 | Condemed on 28.04.2014
205 | Suction Apparatus - Electrical | C | CABNET MODEL | 212/SAEL/5 | 2006-01-16 | NOT ENTERED | VISHAL HOSPITAL | WARDS | DMS | 00058/S1/65 | 2006-01-16 | 2007-01-15 | 4600 | working
206 | Auto Clave HP Horizontal-CYLINDRICAL | C | HORIZANTAL | 61 | 2009-12-24 | B D INSTRUMENTATION | SOLOKRAFT INDUSTRIES | WARD | RCH | RCH II/TNMSC/E18/2009 | 2009-12-10 | 2010-12-23 | 137290 | working
208 | Focus lamp Ordinary | C | HALLOGEN PEDASEL LAMP | 3101 | 2011-03-14 | GESCO | GENERAL SURGICAL COMPANY PVT LTD |  | RCH | RCH-II/TNMSC/ENGG/4538/2012 | 2011-03-14 | 2012-03-13 | 4750 | working
209 | Focus lamp Ordinary | C | HALLOGEN PEDSEL LAMP | 3103 | 2011-03-14 | GESCO | GENERAL SURGICAL COMPANY |  | RCH | RCH-II/TNMSC/ENGG/4538/2010 | 2011-03-14 | 2012-03-13 | 4750 | working
210 | Haemoglobinometer | C | B.D.I.E--55 | 20110776 | 2011-10-10 | B.D. INSTRUMENTATION | SOLOKRAFT INDUSTRIES |  | RCH | RCH-II/TNMSC/ENGG/4538/2010-6 | 2011-10-10 | 2012-10-09 | 18060 | working
211 | Haemoglobinometer | C | B.D.I.E-55 | 20110780 | 2011-10-10 | B.D.INSUTUMENTATION | SOLOKRAFT |  | RCH | RCH-II/TNMSC/ENGG/4538/2010-6 | 2011-10-10 | 2012-10-09 | 18060 | working
212 | Haemoglobinometer | C | B.D.I.E-55 | 201I0798 | 2011-10-10 | B.D.INSTUMENTATION | SOLOKRAFT |  | RCH | RCH-II/TNMSC/ENGG/4538/2012-6 | 2011-10-10 | 2012-10-09 | 18060 | working
224 | Deep Freezer | B2 | B-D-I 88 | 76636 | 2009-09-23 | B D INSTRUMENTATION | SOLOKRAFT INDUSTRIES | BLOOD BANK | TNMSC | EQPTS-CEMONC-09/TANSACS/TNMSC/2009 | 2009-09-23 | 2010-09-22 | 113986 | working
225 | Alpha Bed with motor | C | DYNACARE-APP | 28167 |  | GRANT MANFACTURING CORPN |  | STORE |  | TR FROM GH UTHAMAPALAYAM |  |  | 8112 | working
226 | Magnavision Lamp | C | 8008 | 212/MAGL/1 | 2011-03-31 | HARDIK MEDI TECH | JUPITER MANFACTURING WORKS | STORE | TNMSC | 04R/NRHM/TNMSC/ENGG/2011 | 2011-03-31 | 2014-03-30 | 4576 | working
227 | Magnavision Lamp | C | SM 0786 | 212/MAGL/2 | 2006-11-04 |  | MSDRAS SURGICALS andamp;CHMEICALS | VIA VILI OP | TNHSP | 65/TNHSP/TNMSC/ENGG/2006 | 2006-11-04 | 2007-11-03 | 10682 | working
228 | Centrifuge | C | C 8 C | 212/COMC/1 | 2007-07-21 | NOT KNOWN | solokraft industries | lab | TNMSC | 009/TANSAC/TNMSC | 2007-07-21 | 2008-07-20 | 11800 | working
229 | Binocular Mircroscope | B2 | LABOMED | 90926353 | 2009-10-27 |  | SUPER SURGICAL COMPANY | ICTC LAB | DMS |  | 2009-10-27 | 2010-10-26 | 2625 | working
230 | Magnavision Lamp | C | WF-145-6X | 212/MAGL/3 | 2007-12-19 |  |  | OP |  | TNHSP/TNMSC/P2C03 |  |  | 5950 | working
231 | Magnavision Lamp | C | MAGNASCOPE | 212/MAGL/4 | 2012-03-08 |  | SOLOKRAFT INDUSTRIES | STORE | TNHSP | TNHSP/TNMSC/ICB/AG31/2011 | 2012-03-08 | 2015-03-17 | 7337 | working
232 | Centrifuge | C | MKNOW/OPTIC | 212/COMC/2 | 2005-07-09 | NOT KNOWN | ASSOCIATED SURGICALS | STD LAB | DMS | 10475/Sandamp;P/1/05 | 2005-07-09 | 2006-07-09 | 1302 | working
233 | Centrifuge | C | NOT KNOWN | 212/COMC/3 | 2006-02-23 | NOT KNOWN | K S P PHARMA MADURAI | AIDS LAB | OTHERS | NIL | 2006-02-23 | 2007-02-22 | 2250 | working
234 | Blood Bank Refrigerator | B2 | T.S.T-20 | 19 | 2005-08-30 |  | TERMO SCIENETIFIC | BLOOD BANK LAB | DMS | 10475/Sandamp;P/1/05 | 2005-08-30 | 2006-08-29 | 63881 | working
235 | Binocular Mircroscope | B2 | B-M 8 B I | 212/BIMS/3 | 2005-06-14 | ALMICRO | DALAL andamp; CO | LAB | DMS | 10475/Sandamp;P/1/05 | 2005-06-14 | 2006-06-13 | 2625 | working
236 | Alpha Bed with motor | C |  | 212/ABM/1 | 1999-04-12 |  | ASSOCIATED SURGICALS | WARD | DMS | 25160/CP-II/1/99 | 1999-04-12 | 2000-04-11 | 8112 | working
237 | Alpha Bed with motor | C | DYNACARE-APP | 28166 | 2011-03-11 | GRANT MANFACTURING CORPN |  | STORE |  | TR FROM GH UTHAMAPALAYAM |  |  | 8112 | working
238 | Alpha Bed with motor | C |  | 212/ABM/2 | 1999-04-24 |  | SOUTH INDIA SURGICALS | WARD | DMS | 21947/CP-II/1 | 1999-04-24 | 2000-04-23 | 9620 | working
239 | Alpha Bed with motor | C | APEX- OASIS-2000 | 150600536 | 2007-07-10 |  | JUPITER MANFACTURING WORKS | STORE | DMS | 65047/S andamp; P/1/07 | 2007-07-10 | 2008-07-09 | 6600 | working
240 | Suction Apparatus - Electrical | C | NOT KNOWN | 212/SAEL/13 |  | NOT KNOEN | VISHAL | STORE | TNHSP | TR FROM GH MANDAPAM |  |  | 4300 | working
241 | Pulse Oximeter | B2 |  | 212/SPO2/9 | 2009-05-27 | NOT KNOWN | NOT KNOWN | WARDS |  | TR FROM GHQH PKM |  |  | 36800 | working
244 | Suction Apparatus - Electrical | C | VISHAL 035 | 212/SAEL/6 | 2012-02-02 | VISHAL | VISHAL HOSPITAL | WARDS | TNHSP | TNHSP/TNMSC/ENGG/AG73e/2010 | 2012-02-02 | 2013-03-01 | 4920 | working
246 | Suction Apparatus - Electrical | C | 7 A 23 D | 212/SAEL/7 | 2008-02-16 | NOT KNOWN | VIN BIO TECH | WARDS | TNHSP | TNHSP/TNMSC/P2E18/2007 | 2008-03-10 | 2009-03-09 | 4300 | working
249 | Suction Apparatus - Electrical | C | 7A 23 D | 212/SAEL/8 | 2008-02-16 | NOT ENTERED | VIN BIO TECH | WARDS | TNHSP | TNHSP/TNMSC/P2E18/07 | 2008-03-10 | 2009-03-09 | 4300 | working
250 | Suction Apparatus - Electrical | C |  | 212/SAEL/14 | 2006-01-16 | NOT ENTERED | VISHAL HOSPITAL | WARDS | DMS | 00058/S1/65 | 2006-01-16 | 2007-01-15 | 4600 | working
257 | Suction Apparatus - Electrical | C | 7 A 23 D | 212/SAEL/10 | 2008-02-16 | NOT ENTERED | VIN BIO TECH | WARDS | TNHSP | TNHSP/TNMSC/P2E18/07 | 2008-03-09 | 2009-03-09 | 4300 | working
258 | Suction Apparatus - Electrical | C | 7 A 23 D | 212/SAEL/11 | 2008-02-16 | NOT ENTERED | VIN BIO TECH | OP | TNHSP | TNHSP/TNMSC/P2E18/07 | 2008-03-10 | 2009-03-09 | 4300 | working
259 | Suction Apparatus - Electrical | C | NOT KNOWN | 212/SAEL/12 |  | NOT KNOWN | VISHAL | O T | TNHSP |  |  |  | 4300 | working
265 | Nebuliser Adult | C | NEW LIFE | 122 | 2012-03-02 | M R K HEALTH CARE | VISHAL HOSPITAL | OT | TNHSP | TNHSP/TNMSC/ENGG/AG73e/2010 | 2012-08-02 | 2013-03-01 | 1300 | working
266 | Suction Apparatus - Electrical | C | 7 A 23 D | 212/SAEL/9 | 2008-02-16 | NOT ENTERED | VIN BIO TECH | WARDS | TNHSP | TNHSP/TNMSC/P2E18/07 | 2008-03-09 | 2009-03-09 | 4300 | working
267 | Stethoscope | C | MICO | 212/STES/3 | 2012-02-02 | VISHAL | VISHAL |  | TNHSP | TNHSP/TNMSC/ENGG/AG73e/2010 |  | 2013-02-01 | 490 | condemed on 30.4.2014
268 | Stethoscope | C | NOT KNOWN | 212/STES/7 | 2009-05-27 | NOT KNOWN |  | WARDS |  |  |  |  | 490 | condemed on 30.4.2014
269 | Stethoscope | C | MICO | 2121/STES/4 | 2012-02-02 | VISHAL | VISHAL |  | TNHSP | TNHSP/TNMSC/ENGG/AG73e/2010 |  | 2013-02-01 | 490 | condemed on 30.4.2014
270 | Stethoscope | C | NOT KNOWN | 212/STES/6 | 2009-05-27 | NOT KNOWN | [6 empty] | 490 | condemed on 30.4.2014
271 | Weighing machine paed | C | ELECTRONIC | 212/WTMP/3 | 2010-11-24 | NOT KNOWN | JUPITER | STORE | RCH | RCH-II/TNMSC/ENGG/4538/2010 | 2010-11-24 | 2013-11-23 | 2300 | condemed on 30.4.2014
272 | Weighing machine adult | C | NOT KNOWN | 212/WTMA/1 | 2007-01-27 | NOT KNOWN | SOLOKRAFT | FW ANM | TNMSC | RNS 009/TANSACS/TNMSC/SRM/2006 | 2007-01-27 | 2009-01-26 | 880 | condemed
273 | Weighing machine adult | C | PRESITAGE AIWA | 212/WTMA/3 | 2012-02-16 | HARDIK MEDITECH | ALEN MEDICAL |  | TNHSP | TNHSP/TNMSC/ENGG/AG24/2011 | 2012-02-16 | 2014-02-15 | 627 | working
274 | Autoclave vertical single bin | C | VERTICAL | 212/ACV1/1 | 2006-09-21 | NOT KNOWN | JUPITER | OP | TNHSP | TNHSP/TNMSC/ENGG/E10/2006 | 2006-09-21 | 2007-09-20 | 17200 | working
275 | Focus lamp Ordinary | C | HALLOGEN PEDASEL LAMP | 3100 | 2011-03-14 | GESCO | GENERAL SURGICAL COMPANY |  | RCH | RCH-II/TNMSC/ENGG/4538 | 2011-03-14 | 2012-03-13 | 4750 | working
276 | Stethoscope | C | MICO | 212/STES/5 | 2012-02-02 | VISHAL | VISHAL |  | TNHSP | TNHSP/TNMSC/ENGG/AG73e/2010 |  | 2013-02-01 | 120 | condemed on 08.08.2012
277 | Weighing machine paed | C | ELECTRONIC | 212/WTMP/2 | 2010-11-24 | NOT KNOWN | JUPITER | LW | RCH | RCH-II/TNMSC/ENGG/4538/2010 | 2010-11-24 | 2013-11-23 | 2300 | working
279 | B.P.apparatus stand model | C |  | 74496 | 2011-04-28 |  | JEYAN ENTERPRISES |  | RCH | RCH-II/TNMSC/ENGG/4538/2010 | 2011-04-28 | 2012-04-27 | 1102 | working
281 | B.P.apparatus stand model | C |  | 74508 | 2011-04-28 |  | JEYAN ENTRERPRISES |  | RCH | RCH-II/TNMSC/ENGG/4538/10-11 | 2011-04-28 | 2012-04-27 | 1500 | working
282 | B.P.apparatus stand model | C |  | 74430 | 2011-04-28 |  | JEYAN ENTERPRISES |  | RCH | RCH-II/TNMSC/ENGG/4538/2010 | 2011-04-28 | 2012-04-27 | 1500 | working
283 | B.P.apparatus stand model | C |  | 74494 | 2011-04-28 |  | JEYAN ENTERPRISES |  | RCH | RCH-II/TNMSC/ENGG/4538/2010 | 2011-04-28 | 2012-04-27 | 1500 | working
284 | Auto Clave HP Vertical (2 bin) | C | VERTICAL | 212/ACV2/4 | 2010-03-22 | NOT KNOWN | SOLOKRAFT | OT | RCH | TR FROM GH PKM |  |  | 33280 | working
285 | Auto Clave HP Vertical (2 bin) | C | VERTICAL | 212/ACV2/5 |  | NOT KNOWN | SLOLKRAFT | LW |  | TR FROM GH MANDAPAM |  |  | 33280 | working
286 | Auto Clave HP Vertical (2 bin) | C | VERTICAL | 212/ACV2/6 |  | NOT KNOWN | SOLOKRAFT | OT | TNHSP | TR FROM GH MANDAPAM |  |  | 33280 | working
287 | B.P.apparatus stand model | C |  | STOCK NIL | 2007-02-22 |  | UNI PHARMA |  | DMS |  |  |  | 1500 | working
288 | Suction Apparatus - Electrical | C | NOT KNOWN | 212/SAEL/15 | 2009-05-27 |  | NOT KNOWN |  |  | TR FROM GHQH PKM |  |  | 4300 | working
289 | Auto Clave HP Vertical (2 bin) | C | VERTICAL | 212/ACV2/7 |  | NOT KNOWN | SOLOKRAFT | STOTRE |  | TR FROM GH MANDAPAM |  |  | 33280 | working
291 | B.P.apparatus stand model | C |  | NOT AVILABLE | 2000-02-18 |  | SOUTH INDIA SURGICALS |  | DMS |  |  |  | 1500 | working
292 | Suction Apparatus - Electrical | C | NOT KNOWN | 212/SAEL/16 | 2009-05-27 |  | NOT KNOWN | WARDS |  | TR FROM GHQH PKM |  |  | 1500 | condemed
293 | B.P.apparatus table model | C | MND 001 | 12016173 | 2012-10-05 | MEDICARE | M/S MADHUSUDHANAN | N C D O.P | TNHSP | TNHSP/TNMSC/AG26/2011 | 2012-10-05 | 2013-10-04 | 4300 | working
294 | Nebuliser Adult | C | LATEX FREE | 114060848 | 2013-01-28 | NYDEK | BEST AND BANTING DIGANOSTICS MADURAI |  | OTHERS |  | 2013-01-28 | 2014-01-27 | 1950 | working
295 | Nebuliser Adult | C | LATEX FREE | 114061792 | 2013-01-28 | NYDAK | BEST AND BANTING DIAGNOSTICS MADURAI |  | OTHERS |  | 2013-01-28 | 2014-01-27 | 1950 | working
296 | Nebuliser Adult | C | LATEX FREE | 123044325 | 2013-01-28 | NYDEK | BEST AND BANTING DIAGNOSTICS MADURAI |  | OTHERS |  | 2013-01-28 | 2014-01-27 | 3900 | working
297 | Nebuliser Adult | C | LATEX FREE | 113028817 | 2013-01-28 | NYDEK | BEST AND BANTING DIAGNOTICS MADURAI |  | OTHERS |  | 2013-01-28 | 2014-01-27 | 1950 | working
298 | Nebuliser Adult | C | LATEX FREE | 114060850 | 2013-01-28 | NYDEK | BEST AND BANTING DIGANOSTICS MADURAI |  | OTHERS |  | 2013-01-28 | 2014-01-27 | 1950 | working
299 | Opthalmoscope - Direct | C | 1172-VC | 8200187865 | 2013-01-03 | WELCH-ALLYN | REGENIX DRUGS LTD CHENNAI | OP | OTHERS |  | 2013-01-03 | 2014-01-02 | 11428 | working
300 | Opthalmoscope - Direct | C | 11772-VC | 71359148 | 2013-01-03 | WELCH-ALLYN | REGENIX DRUGS LTD CHENNAI | OP | OTHERS |  | 2013-01-03 | 2014-01-02 | 11428 | working
301 | Multi Para Monitor | B2 | CMS 8000 | 80003120501390 | 2013-01-03 |  | REGENIX DRUGS LTE CHENNAI | ICU | OTHERS |  | 2013-01-03 | 2014-01-02 | 52831 | working
8784687

## Periyakulam
DIRECTORATE OF MEDICAL AND RURAL HEALTH SERVICES
GOVERNMENT OF TAMIL NADU
REPORT : EQUIPMENT RECEIPT DETAILS REPORT-INSTITUTION WISE
PERIOD : 01/01/2005-27/02/2015
District : THENI
Institution : PERIAKULAM
S.No. | Equipment Name | Equipment Category | Equipment Model No | Equipment Serial No | CPC Code | Date of Receipt | Manufacturer Name | Supplier Name | Location of Equipment | Source of Supply | Purchase Order No | Date of Installation | Warranty Valid Upto | Cost of the item | Working Status
1 | ECG Monitor | B | TRUESCOPE MINI | .M0416E000644~38~37~40~43~39. |  | 2014-10-16 | SCHILLER HEALTH CARE PVT LTD | SCHILLER HEALTHCARE INDIA PVT LTD | ICCU=4 POP-1 CASU-1 | OTHERS | 72252/Sandamp;P/1/2013-2 DT22 /08/2014 | 2014-10-16 | 2015-10-16 | 37000 | working
2 | O2 Cylinder- D type | C | EVEREST KANTO CYLINDER LTD | 536~350~392~394~557~601~295~234~296~269 |  | 2014-07-30 | SOLOKRAFT | SOLOKRAFT INDUSTRIES | MANIFOLD ROOM | TNMSC | 1909/TNMSC/ENGG/2013-1/2014 DT14/07/2014 | 2014-07-30 | 2015-07-29 | 9870 | working
3 | Multi Para Monitor | B2 | G3G | G3GL90041~G3GL90035~G3GL90042. |  | 2014-10-31 | TRANS HEALTH CARE INDIA PVT LTD | TRANS HEALTH CARE INDIA PVT LTD | ICCU.POISON WARD .CASUALITY | TNMSC | TNHSP/TNMSC/AG88/2014 DT21.06.2014 | 2014-11-03 | 2016-04-30 | 60300 | working
4 | Traction Unit/Electronic Traction Unit | C | INDOTRAC | 334411113 |  | 2013-11-07 | HMS MEDICAL SYSTEM | INRRIQUE MEDICAL EQUIPMENTS | PHYSIOTHERAPY DEPARTMENT | JDHS |  | 2013-11-13 | 2014-11-06 | 27500 | working
5 | Interferential therapy unit | C | UNISTIM | 11511861013 |  | 2013-11-07 | HMS MEDICAL SYSTEM | INRTIQUE MEDICAL EQUIPMENTS | PHYSIOTHERAPY DEPARTMENT | OTHERS |  | 2013-11-13 | 2014-11-06 | 49000 | working
6 | Tense Major | C | INDOTENS 101 | 1133641113 |  | 2013-11-07 | HMS MEDICAL SYSTEM | INTRIQUE MEDICAL EQUIPMENTS | PHYSIOTHERAPY DEPARTMENT | OTHERS |  | 2013-11-13 | 2014-11-06 | 6500 | working
7 | Binocular Mircroscope | B2 | BDI-13A | 22117 |  | 2014-01-25 | BDI INTRUMENTATION (I) PVT. LTD | SOLO KRAFT | LAB | TNHSP | TNHSP/TNMSC/AG87C/2013 DT22.10.13 | 2014-02-18 | 2015-02-17 | 18600 | working
8 | Fowlers Cot | C | ms pead |  |  | 2014-05-28 | vee surgicals CBE | vee surgicals | PEDIATRIC-2WARD500-2 | RCH | 1442/CMCHIS/14 DT28/05/2014 | 2014-06-10 | 2015-04-27 | 16000 | working
9 | PH meter | C | rpa-1grtioanpn | 1246~1247. |  | 2014-06-12 | rlt instrumentation pvt ltd | rlt instrumentation | (G) LAB | TNHSP | TNHSP/TNMSC/AG87B/2013-1 DT28/11/2013 | 2014-07-26 | 2015-06-11 | 114706 | working
10 | Radiant Warmer | C | mice2010BC | 131408001255~131408001251. |  | 2013-08-29 | NEOTECH MEDICAL SYSTEMS PVT LTD | NEOTECH MEDICAL SYSTEMS PVT LTD | N B S U | OTHERS |  | 2013-08-10 | 2016-08-28 | 100000 | working
11 | Ceiling Suspended Shadowless Lamp | B2 | LED750/750 | 140026 |  | 2014-05-30 | M/S Shanghai medical instruments co ltd | STAAN BIO+MED ENGINEERING PVT LTD | M O T | TNHSP | TNHSP/TNMSC/AG86b/2013 | 2014-07-16 | 2017-06-15 | 614685 | working
12 | Microdrill and saw system | B1 | MANMAN-O | J262 |  | 2013-11-23 | MEDIFEILD EQUIPMENT CORP | MEDIFEILD EQUIPMENT CORP | A C O T | OTHERS | 1442/MUKATHI/2013 DT06/11/2013 | 2013-11-28 | 2014-11-22 | 77541 | working
13 | Bipolar Coagulator(Diathermy) | B2 | OCTAVE WINEPFS Landamp;T | EL4CA1214 |  | 2014-03-06 | Landamp;T | BEST AND BANTING DIAGNOSTICS | A.C.O.T | OTHERS | 1442/MUKATHI/2013 DT /01/2014 | 2014-03-06 | 2015-03-05 | 125714 | working
14 | Water Bath/Ultrasonic Water Bath | C | SMI-143 | JINTAL |  | 2014-06-03 | S.M SCIENTIFIC INSTRUMENTS PVT LTD | S.M. SCIENTIFIC INSTRUMENTS PVT LTD | (G)LAB | TNHSP | TNHSP/TNMSC/AG87h/2014 |  | 2016-05-14 | 16524 | working
15 | Bipolar Coagulator(Diathermy) | B2 | E14CA1214 |  |  | 2014-03-06 | Landamp;T | BEST AND BANTING DIAGNOSTICS | A.C.O.T | OTHERS |  | 2014-03-06 | 2015-03-05 | 125714 | working
16 | Radiant Warmer | C | nice2010bc | 200731314050~131408001251. |  | 2013-08-23 | nice neotec medical systems pvt ltd | nice neotech medical systems pvt ltd | NBSU | OTHERS |  | 2013-08-10 | 2014-08-28 | 100000 | working
17 | Microdrill and saw system | B1 | manman-o | J34 |  | 2013-11-23 | medifield equipments corp | medifield equipments corp | A C O T | OTHERS | 1442/MUKATHI/2013 DT06/11/2013 | 2013-11-23 | 2016-11-22 | 77541 | working
18 | Pulse Oximeter | B2 | RAD8 | 71789~M71914~M71651~M71963~M71687~M71792. |  | 2014-04-01 |  | GRACE MFGandamp;TRADING CO(DELHI) | NBSU-2(1-VEERAPANDI PHC)PEAD WARD-1 LW-1~ICCU-1~M O T-1 | RCH | RCH-II/TNMSC/ENGG/E67/2014 ST29/03/2014 | 2014-04-17 |  | 413808 | working
19 | Bipolar Coagulator(Diathermy) | B2 | ELSY360 M+ | 1405099 |  | 2014-06-12 | JBS | JBS MEDIITEE INDIA PVT LTD | M O T | TNMSC | 17240/TNMSC/ENGG/2014-2 DT16/05/2014 | 2014-06-12 | 2017-06-12 | 218000 | working
20 | Multi Para Monitor | B2 | G3LL WITH ETCO2 | G3LL80106 ~G3LL900100~ G3LL90005. |  | 2014-10-31 | TRANS HEALTH CARE INDIA PVT LTD | TRANS HEALTH CARE INDIA PVT LTD | AC OT~ L.W NBSU | TNHSP | TNHSP/TNMSC/AG88/2014 DT 21/06/2014 | 2014-11-03 | 2016-04-30 | 144000 | working
21 | Pulse Oximeter | B2 | CMS5000 WITH SPO2 | AW140720019~AW140720015 |  | 2014-10-10 | AKAS MEDICAL | AKAS MEDICAL | NBSU~L.W | DMS | 72252/Sandamp;P/1/2013-3 DT 22/08/2014 | 2014-10-10 | 2017-10-09 | 0 | working
24 | Lab Incubator | C | UNIVERSAL | 212540 |  | 1997-08-05 | ATMARAM SHARMA andamp; SON NEW DELHI | ATMARAM SHARMA andamp; SON NEW DELHI | B BANK | DMS | DMS/1997 | 1997-08-05 | 1998-08-05 | 5000 | working
25 | Semi auto analyser | B2 | MICRO RX50 | 454545KJH |  | 2009-11-16 | MICRO INDISTRIES | MICRO | LABORATERY | TNMSC | TNHSP/TNMSC/2009 | 2009-11-16 | 2010-11-16 | 0 | working
26 | Operation Table Hydraulic Major | B2 |  |  |  | 1991-09-16 | GENERAL SURGERY CHENNAI | GENERAL SURGERY CHENNAI | MOT | DMS |  | 1991-09-16 |  | 0 | working
27 | Operation Table Hydraulic Major | B2 |  |  |  | 2001-09-20 | VISHAL STEEL CHENNAI | VISHAL STEEL CHENNAI | AE and OT | TNHSP |  | 2001-09-20 |  | 0 | working
28 | Suction Apparatus - Electrical | C | ELECTRIC | 45612387 |  | 2008-02-15 | VIN BIO TECH | VIN BIO TECH | MOT | TNMSC | TNHSP/TNMSC/2008 | 2008-02-15 | 2009-02-15 | 4148 | working
42 | MICRO DRILL SYSTEMS |  | MARATHAN MICRO MOTER |  |  | 2012-02-29 |  | VAANSARI MARKETING SERVICES | MOT | TNMSC |  | 2012-03-06 | 2015-02-28 | 91170 | working
43 | Horizontal Auto Clave |  | Horizontal |  |  | 2011-07-12 | Solokrafts | Solokrafts | Ac OT | TNHSP |  | 2011-12-14 | 2014-12-13 | 145000 | working
44 | Infusion Pump |  |  |  |  | 2011-10-07 |  | Schiller | pedi-iccu | TNHSP |  | 2011-10-07 | 2012-10-06 | 24400 | working
45 | Syringe Infusion Pump |  | Trans Health Care | [10 empty] | 0 | working
46 | Syringe Infusion Pump |  | st6000 | 315437-31547-5 320457 |  | 2011-08-11 | trans health care channei | Trans Health Care | pedi-iccu | TNHSP |  | 2011-08-11 | 2012-08-10 | 25200 | working
47 | ECG MACHINE |  | BIONET |  |  | 2011-11-10 | Bionet | JK MEDICAL System | ECGRoom | TNHSP |  | 2011-11-11 | 2012-11-09 | 65000 | working
48 | Auto analyser | B | AUTORA | RAO200214RBK |  | 2014-07-21 | ROBONIK (INDIA) PVT.LTD. | ROBONIK (INDIA) PVT.LTD. | LAB (GENERAL) | TNHSP | TNHSP/TNMSC/AG87a/82013 DATED 28/02/2014 | 2014-08-01 | 2017-07-20 | 487197 | working
49 | Dental X ray machine | C | Medico 10D |  |  |  | Medico Imaging Company | Medico Imaging Company | [5 empty] | 0 | working
50 | Generator | C | EXK 2800 S | 1452410 |  | 1996-07-02 | Fermier | TUPITERS | E B | IPPV | TNHSP/TNMSC/2008 | 1996-07-02 | 1997-07-02 | 160000 | working
51 | CTG Monitor | B2 | Femon | 20060312 |  | 2007-02-09 | Landamp;T | Landamp;T P LMT | LW | TNMSC | TNHSP/TNMSC/2006 | 2007-02-09 | 2008-02-09 | 0 | working
52 | Cardiac Monitor | C | Orbit | 305040237 |  | 2006-07-17 | Landamp;T | Landamp;T | ACOT | TNMSC | TNMSC/TNHSP/2006 | 2006-07-17 | 2007-07-17 | 0 | working
53 | Pulse Oximeter | B | NONI/8600 | 104004957 |  | 2002-05-02 | Landamp;T | Landamp;T | ACOT | OTHERS | TNMSC/TNHSP/2008 | 2002-05-02 | 2003-05-02 | 35000 | condemed
54 | Cardiac Monitor | C | Orbit | 305040236 |  | 2007-07-17 | Landamp;T | Landamp;T | ICCU | TNMSC | TNHSP/TNMSC/2007 | 2007-07-17 | 2008-07-17 | 0 | working
55 | Phototherapy Unit | C | NICE 4000CFL | 6122447 |  | 2007-01-12 | Madras Surgicals | Madras Surgicals | PEDI/SNN | TNMSC | TNHSP/TNMSC/2007 | 2007-01-12 | 2008-01-12 | 12062 | working
56 | Radiant Warmer | C | (Model- 2000 B |  |  | 2007-01-12 | Madras Surgicals | Madras Surgicals | PEDI/SNN | TNHSP |  | 2007-01-12 | 2008-01-12 | 20473 | working
57 | Phototherapy Unit | C | 4000CFL | 612441 |  | 2007-01-12 | Madras Surgicals | Madras Surgicals | PEDI/SNN | TNHSP | TNHSP/TNMSC/2007 | 2007-01-12 | 2008-01-12 | 12062 | working
58 | Phototherapy Unit | C | 4000CFL NICE | 607261 |  | 2006-08-10 | Madras Surgicals | Madras Surgicals | MOT | TNHSP | TNHSP/TNMSC/2006 | 2006-08-10 | 2007-08-10 | 0 | working
59 | Radiant Warmer | C | 2000B | 6124770 |  | 2007-01-12 | Madras Surgicals | Madras Surgicals | PEDI/SNN | TNMSC | TNHSP/TNMSC.2007 | 2007-01-12 | 2008-01-12 | 20473 | working
60 | Phototherapy Unit | C | 4000CFLNICE | 612447 |  | 2007-01-12 | Madras Surgicals | Madras Surgicals | MOT | TNHSP | TNHSP/TNMSC/2007 | 2007-01-12 | 2008-01-12 | 0 | working
61 | ECG machine computerized | B | Edan SE300 |  |  |  | Madras Surgicals | Madras Surgicals |  | TNHSP |  |  |  | 0 | working
62 | Radiant Warmer | C | 2000B | 612478 |  | 2007-01-12 | Madras Surgicals | Madras Surgicals | MOT | TNHSP | TNHSP/TNMSC/2006 | 2007-01-12 | 2008-01-12 | 20473 | working
64 | Radiant Warmer | C | 2000B |  |  | 2007-02-10 | Madras Surgicals | Madras Surgicals | PEDI/SNN | TNHSP |  | 2007-02-10 | 2008-02-10 | 0 | working
65 | A-Scan Biometer | B | SONIC | 92181900 |  | 1999-07-27 | DGHS NEW DELHI | DGHS NEW DELHI | EYE OT | DMS | CBCP/94 | 1999-07-27 | 2002-06-22 | 80000 | condemed
66 | Pulse Oximeter | B | Futura Pleth | 6064 |  | 2007-02-02 | Silicon Labs | Silicon Labs | MOT | TNHSP | TNMSC/TNHSP/2007 | 2007-02-06 | 2008-02-06 | 0 | working
67 | Semi auto analyser | B2 | Pretest Touch | 365241XCZ |  | 2008-05-30 | Robonik | Robonik | LABORATERY | TNHSP | TNHSP/TNMSC/2008 | 2008-05-30 | 2009-05-30 | 0 | working
68 | CTG Monitor | B2 | CMS 2000+4 | 2602273 |  | 2007-02-09 | Madras Surgicals | Madras Surgicals | LOBOUR WARD | TNHSP | TNHSP/TNMSC/2007 | 2007-02-09 | 2008-02-09 | 83896 | working
69 | Pulse Oximeter | B | Futura Pleth | 6065 |  | 2007-02-06 | Silicon Labs | Silicon Labs | AEOT | TNHSP | TNMSC/TNHSP/2007 | 2007-02-06 | 2008-02-06 | 0 | working
70 | Foetal Monitor | B | BATTERY OPERETED | EXK2800 |  | 2003-08-05 | ASSOCIATED | ASSOCIATED | Labour Ward | DMS | TNMSC/TNHSP/2008 | 2003-08-05 | 2004-08-05 | 5150 | working
71 | Infusion pump | C | SCHILLER | 320457 |  | 2011-10-07 | SCHILLER HEALTHER CARE | SCHILLER HEALTHCARE | ICCU | TNHSP | TNHSP/TNMSC/2011 | 2011-10-07 | 2012-10-07 | 25900 | working
72 | Radiant Warmer | C | Nice 2007S | 7121268 |  | 2006-08-10 | Madras Surgicals | Madras Surgicals | NICU | TNHSP | 69/TNHSP | 2006-08-10 | 2007-08-10 | 19680 | working
73 | Operation Table Hydraulic Major | B2 |  |  |  | 2007-04-28 | Reliance Instruments | Reliance Instruments | OT | TNHSP |  | 2007-04-28 |  | 0 | working
74 | Baby Incubators | C | 3010R | 754631 |  | 2007-02-10 | Madras Surgicals | Madras Surgicals/AGENCY | NICU | TNHSP | TNHSP/TNMSC/2007 | 2007-02-10 | 2008-02-10 | 0 | working
75 | Phototherapy Unit | C | Nice 4000CF1 | 612444 |  | 2007-01-12 | Madras Surgicals | Madras Surgicals | PEDI/SNN | TNHSP | TNHSP/TNMSC/2007 | 2007-01-12 | 2008-01-12 | 0 | working
76 | Boyles apparatus with Ventilator | B | Compact | 6352140 |  | 2008-01-07 | Landamp;T | Landamp;T |  | TNHSP | TNHSP/TNMSC/2008 | 2008-01-07 | 2009-01-07 | 0 | working
77 | Pulse Oximeter | B | Stellar - P | 25569 |  | 2007-03-16 | Landamp;T | Landamp;T | MOT | TNHSP | TNMSC/TNHSP/2007 | 2007-03-16 | 2008-03-16 | 0 | working
78 | Generator | C | Kirloskar make 4R1040G (56BHP | 2356410 |  | 2004-02-23 | FORMIER ENBGINERING | FORMIER ENGINERING | EB | RCH | TNHSP/TNMSC/2008 | 2004-02-23 | 2005-02-23 | 52223 | working
79 | Cardiac Monitor | C | Microman-Nxt | X07T0124 |  | 2007-02-21 | Landamp;T | Landamp;T | ICCU | TNHSP | TNHSP/TNMSC/2007 | 2007-02-21 | 2008-02-21 | 0 | working
80 | Radiant Warmer | C | Nice 2007S | 612462 |  | 2007-01-12 | Madras Surgicals | Madras Surgicals | MOT | TNHSP | TNHSP/TNMSC/2007 | 2007-01-12 | 2008-01-12 | 20473 | working
81 | Pulse Oximeter with NIB.P | B2 | INNOAVA----10---CIR | CI1302PK76 |  | 2013-03-05 | CONCEPT | CONCEPT--INTEGRATIONS---INDIA-PVT-LTD | ICCMOT] | TNMSC | TNHSP/TNMSC/AG14/2012-DT21/11/2012 | 2013-03-09 | 2014-03-05 | 56000 | working
82 | Pulse Oximeter with NIB.P | B2 | INNOVA--10--CIR | CI1302BK76 |  | 2013-03-05 | CONCEPT | CONCEPT----INTEGRATION[I]PVT--LTD | NIIC--[PEAD] | TNMSC | TNHSP/TNMSC/AGI-4/2012 | 2013-03-09 | 2013-03-09 | 56000 | working
83 | Video Gastroscope/Colonoscope/Dudenscope/Processor and Monitor | B1 | OLYMPUS | 12000265=1300361 |  | 2013-04-25 | OLYMPUS | HEALTH WARE P LTD | MOT | TNMSC | 1549/TNMSC/ENGG/2012-DT 04/03/2013 | 2013-05-01 | 2016-05-01 | 727658 | working
84 | Laparoscope operating major with accessories | B1 | LOPROSCOPY | 1205VK |  | 2013-04-10 | KARL STORZ GERMAN MAKE | VISHAL SURGICAL EQUIPMENTS | MOT | TNHSP | 9907/TNMSC/ENGG/2012 DT 18/02/2013 | 2013-04-10 | 2016-04-10 | 1388153 | working
85 | Nasal Endoscope / O Nasal Endoscope / O Scope | B2 |  |  |  | 2013-08-29 |  | SERWELL MEDI EQUIP PVT LTD | OT | OTHERS | GTN NO 130/12/08/2013 | 2013-08-29 | 2014-08-28 | 58500 | working
86 | Pulse Oximeter | B | FUTRA | 1501 |  | 2004-03-19 | SILICON LAB | SILICON LAB | MOT | RCH | TNMSC/TNHSP/2004 | 2004-03-19 | 2005-03-19 | 33200 | working
87 | Pulse Oximeter | B | OHMEDA | 972 |  | 1996-04-03 | DOC INDIA LTD | DOC INDIA LTD | MOT | IPPV | IPPV/1996 | 1996-04-03 | 1997-04-03 | 45000 | working
88 | Laproscope Double Puncture | C | KARL STOZ | 38220 |  | 2007-07-10 | VISHAL | Vishal Surgical Equ | FPOT(TRANSPER THANJAUR) | TNHSP | TNMSC/TNHSP/2007 | 2007-07-10 | 2008-07-10 | 226161 | working
89 | Cardiac Monitor with defibrillator | C | DF23892 | PPH1294 |  | 1999-10-14 | BPL LTD | BPL LTD | ICCU | DMS | 21971/DMRHS/1999 | 1999-10-14 | 2000-10-14 | 77906 | working
90 | Infusion pump | C | SCHILLER | TF00379 |  | 2011-10-07 | SCHILLER HEALERCARE | SCHILLER HEALTH CARE | ICCU | TNHSP | TNMSC/TNHSP/16/2010 | 2011-10-07 | 2012-10-07 | 0 | working
91 | Operation Table Hydraulic Major | B2 | HYDROLIC | 545487 |  | 2004-02-16 | ASSOCIATED | ASSOCIATED SURGICAL | ACOT | RCH | 5772/RCHP/2004 | 2004-02-16 | 2005-02-16 | 26500 | working
92 | Operation Table Hydraulic Major | B2 |  | 325461 |  | 2004-02-16 | ASSOCIATED SURGICAL | ASSOCIATED SURGICAL | MOT | RCH | 5772/S/RCHP/2004 | 2004-02-16 | 2005-02-16 | 26500 | working
93 | Radiant Warmer | C | PHOENIX | 454741 |  | 1996-03-24 | PHOENIX MEDICAL SYSTEMS | PHOENIX MEDICAL SYSTEMS | MOT | IPPV | IPPV DMS/1996 | 1996-03-24 | 1997-03-24 | 20500 | working
94 | Radiant Warmer | C | 2000B | 612443 |  | 2007-01-12 | MADRAS SURGICAL | MARAS SURGICAL | ACOT | TNHSP | TNHSP/TNMSC/2007 | 2007-01-12 | 2008-01-12 | 20473 | working
95 | Radiant Warmer | C | NICE 2007 | 612458 |  | 2007-12-17 | MADRAS SURGICAL | MADRAS SURGICAL | LABOUR WARD | TNHSP | TNMSC/TNHSP/2007 | 2007-12-17 | 2008-12-17 | 17680 | working
96 | Radiant Warmer | C | NICE/2007 | 612472 |  | 2007-12-17 | NEOTECH | MADRAS SURGICAL CHENNAI | PAED andamp; SNN | TNHSP | TNHSP/TNMSC/2007 | 2007-12-17 | 2008-12-17 | 17680 | working
97 | Phototherapy Unit | C | NICE 4000PT | 607268 |  | 2006-08-10 | NEOTECH | MADRAS SURGICAL | PAED andamp; SNN | TNHSP | TNHSP/TNMSC/1996 | 2006-08-10 | 2007-08-10 | 9900 | working
98 | Baby Incubators | C | NICE 301OR | 7121181 |  | 2007-12-17 | NEOTECH | MADRAS SURGICAL CHENNAI | PAED andamp; SNN | TNHSP | TNHSP/TNMSC/P2E3/11/09/2007 | 2007-12-17 | 2008-12-17 | 49795 | working
99 | CTG Monitor | B2 | FUMAN | 20060311 |  | 2006-07-17 | Landamp;T | Landamp;T | LABOUR WARD | TNHSP | TNHSP/TNMSC/2006 | 2006-07-17 | 2007-07-17 | 64822 | working
100 | CTG Monitor | B2 | CMS2000+4 | 2602272 |  | 2007-02-09 | MADRAS SURGICAL | MADRAS SURGICAL | LABOUR WARD | TNHSP | TNHSP/TNMSC/2007 | 2007-02-09 | 2008-02-09 | 83896 | working
101 | Foetal Doppler | C | CADENCE | CADA05C73C |  | 2006-08-11 | MADRAS SURGICAL CHENNAI | MADRAS SURGICAL CHENNAI | LABOUR WARD | TNHSP | TNHSP/TNMSC2006 | 2006-08-11 | 2007-08-11 | 69500 | working
102 | Foetal Doppler | C | CMSBE500+ | 23359 |  | 2007-02-09 | MADRAS SURGICAL CHENNAI | MADRAS SURGICAL CHENNAI | LABOUR WARD | TNMSC | TNHSP/TNMSC/2007 | 2007-02-09 | 2008-09-02 | 7858 | working
103 | Weighing machine adult | C | MINTA | 4541240 |  | 2002-10-22 | CLINTRON SCIENTIFIC CHENNAI | CLINTRON SCIENTIFIC CHENNAI | MOT | DMS | TNMSC/TNHSP/2002 | 2002-10-22 | 2003-10-22 | 1050 | working
104 | Foetal Doppler | C | CMS+50 | 23360 |  | 2003-08-05 | ASSOCIATED | ASSOCIATED | LABOUR | TNHSP | TNMSC/TNHSP/2006 | 2003-08-05 | 2004-08-05 | 5150 | working
105 | Foetal Doppler | C | CMS2000 | 23370 |  | 2007-09-02 | IDAL SURGICAL | IDEAL SURGICAI | LABOUR | TNMSC | TNMSC/TNHSP/2007 | 2006-03-09 | 2007-03-09 | 5150 | working
106 | Phototherapy Unit | C | NICE NEOTECH | 612445 |  | 2007-01-18 | MEDRAS SURGICAL | MEDRAS SURGICAL | PAED andamp; SNN | TNHSP | TNHSP/TNMSC/2007 | 2007-01-18 | 2008-01-18 | 12068 | working
107 | Phototherapy Unit | C | NICE NEO TECH | 612443 |  | 2007-01-12 | NEOTECH | ABET MEDICAL andamp; MADRAS SURGI | PAED andamp; SNN | TNHSP | TNHSP/TNMSC/2007 | 2007-01-12 | 2008-01-12 | 12062 | working
108 | Phototherapy Unit | C | NICE | 612480 |  | 2007-12-17 | NEOTECHMEDICAL SYSTEM | ABET MEDICAL andamp; MADRAS SURGI | PAED andamp; SNN | TNHSP | TNMSC/TNHSP/2007 | 2007-12-17 | 2008-12-17 | 10260 | working
109 | Phototherapy Unit | C | NICE | 602545 |  | 1996-03-18 | NEOTECH | ABET MEDICAL andamp; MADRAS SURGI | PAED andamp; SNN | TNHSP | TNMSC/TNHSP/1996 | 1996-03-18 | 1997-03-18 | 5600 | working
110 | Phototherapy Unit | C | NICE | 60457 |  | 1996-03-18 | NEOTECH MEDICAL SYSTEMS | ABET MEDICAL andamp; MADRAS SURGI | PAED andamp; SNN | TNHSP | TNHSP/TNMSC/1996 | 1996-03-18 | 1997-03-18 | 5600 | working
111 | Phototherapy Unit | C | NICE 4000CFL | 612446 |  | 2007-12-17 | NEOTECH MEDICAL SYSTEM | ABET MEDICAL andamp; MADRAS SURGI | PAED andamp; SNN | TNHSP | TNHSP/TNMSC/2007 | 2007-12-17 | 2008-12-17 | 10260 | working
112 | Radiant Warmer | C | SERVO | 6124778 |  | 2004-03-03 | NEOTECH | MADRAS SURGICAL CHENNAI | PAED andamp; SNN | TNHSP | 5772/RCHP/2004 | 2004-04-03 | 2005-04-03 | 18500 | working
113 | Radiant Warmer | C | nice20003 | 612468 |  | 2007-01-12 | MADRAS SURGICAL | MADRAS SURGICAL CHENNAI | PAED andamp; SNN | TNHSP | tnhsp/tnmsc/2003 | 2007-01-12 | 2008-01-12 | 0 | working
114 | Radiant Warmer | C | nice20003 | 607338 |  | 2007-01-12 | MADRAS SURGICAL | MADRAS SURGICAL CHENNAI | MOT | TNHSP | tnmsc/tnhsp/2007 | 2007-01-12 | 2008-01-12 | 81892 | working
115 | Radiant Warmer | C | nice20003 NEOTECH | 607331 |  | 2006-08-10 | NEOTECH | MADRAS SURGICAL CHENNAI | PAED andamp; SNN | TNHSP | tnmsc/tnhsp/2006 | 2006-08-10 | 2007-08-10 | 19680 | working
116 | Radiant Warmer | C | NIC2000B | 607330 |  | 2006-10-14 | NEOTECH | MADRAS SURGICAL CHENNAI | PAED andamp; SNN | TNHSP | TNHSP | 2006-10-14 | 2007-10-14 | 19680 | working
117 | Radiant Warmer | C | NICE20075 | 612477 |  | 2006-10-14 | NEOTECH | MADRAS SURGICAL CHENNAI | PAED andamp; SNN | TNHSP | 69/TNHSP | 2006-10-14 |  | 19680 | working
118 | Radiant Warmer | C | NICE2000B | 607332 |  | 2006-08-14 | NEOTECH | MADRAS SURGICAL CHENNAI | PAED andamp; SNN | TNHSP | 69/TNHSP/TNMSC/2006 | 2006-08-14 | 2007-08-14 | 19680 | working
119 | Boyles apparatus with Ventilator | B | COMPACT | 652540 |  | 2007-06-07 | L andamp; T CHENNAI | L andamp; T CHENNAI | MOT | TNMSC | TNHSP/TNMSC/2007 | 2007-06-07 | 2008-06-07 | 253327 | working
120 | Ventilators (Adult) | B | SERVO | 23564781 |  | 2003-12-22 | BIO VISION MEDICAL CHENNAI | BIO VISION MEDICAL CHENNAI | ICCU | TNMSC | TNHSP/TNMSC/2003 | 2003-12-22 | 2004-12-22 | 585604 | working
121 | Ventilators (Adult) | B | ERKADI | ADSOX71504 |  | 2007-12-24 | ERKADI SYSTEM | ERKADI SYSTEM | ICCU | TNHSP | TNHSP/TNMSC/2007 | 2007-12-24 | 2008-12-24 | 493399 | working
122 | Ventilators (Paediatrics) | B | ERKADI | ADSOX71504 |  | 2007-05-18 | ERKADI SYSTEM | ERKADI SYSTEM | PAED andamp; SNN | TNHSP | TNHSP/TNMSC/2007 | 2007-05-18 | 2008-05-18 | 493399 | Transfered out to GH, Cumbum
123 | Ultra Sonogram -MOBILE | B | LOGIQ P3 | H41752LS |  | 2009-06-24 | WIPRO GE | WIPRO GE | SCAN ROOM | TNMSC | TNMSC/TNHSP/2009 | 2009-06-24 | 2010-06-24 | 688296 | working
124 | Ultra Sonogram -MOBILE | B | LOGIGQ C2 | 11190403 |  | 2011-08-29 | WIPRO GE | WIPRO GE | LW | DMS | TNMSC/TNHSP/2011 | 2011-08-29 | 2012-08-29 | 323800 | working
126 | X-ray Machine 300 mA | B | ALLENGERS 300MA | 14562 |  | 2007-12-07 | ALLENGERS | ALLENGERS MEDICAL SYSTEMS LTD | X RAY ROOM | DMS | 101643/Sandamp;P/01/03 DT 26/10/2003 | 2008-11-24 | 2008-12-07 | 382407 | working
127 | X-ray Machine 50 mA(Mobile) | B | STALLION 50 | 254710 |  | 1984-05-10 | G E | INTERNATIONAL GENARAL | X RAY ROOM | DMS | DMS/1984 | 1984-05-10 | 1986-05-10 | 46000 | working
128 | Cardiac Monitor | C | MICROMAN | X07T0123 |  | 2008-01-08 | L andamp; T CHENNAI | L andamp; T CHENNAI | ICCU | TNHSP | TNHSP/TNMSC/2006 | 2008-01-08 | 2009-01-08 | 27000 | condemed
129 | Dental X ray machine | C | MSDICO 10D FLOOR | 54545280 |  | 2006-10-19 | MEDICO MUMBAI | MEDICO MUMBAI | X RAY ROOM | TNMSC | 69/TNMSC/TNHSP/2005 | 2006-10-19 | 2007-10-19 | 44000 | working
130 | Boyles apparatus with Circle Abosrber | B | OHMEDA | 412547 |  | 1996-03-14 | BOC INDIA LTD/~ CHENNAI | BOC INDIA LTD/~ CHENNAI | MOT | DMS | TNMSC/TNHSP/1986 | 1986-08-20 | 1987-03-14 | 73000 | working
131 | Boyles apparatus with Circle Abosrber | B | MAGS | 2145036 |  | 1980-03-05 | BOC INDIA LTD/~ CHENNAI | BOC INDIA LTD/~ CHENNAI | AEOT | DMS | TNMSC/TNHSP/1996 | 1980-03-05 | 1981-03-05 | 8572 | working
132 | Boyles apparatus with Circle Abosrber | B | BOC | 1082 |  | 1986-03-14 | BOC INDIA LTD/~ CHENNAI | BOC INDIA LTD/~ CHENNAI | MOT | IPPV | 40/SI/ICB/DT 29/12/1995 | 1998-03-14 | 1997-03-14 | 75000 | working
133 | Boyles apparatus with Circle Abosrber | B | ABSORBER | 654214 |  | 2008-05-19 | MADRAS SURGICAL MADRAS | MADRAS SURGICAL MADRAS | MOT | TNHSP | TNHSP/TNMSC/2008 | 2008-05-19 | 2009-05-19 | 135200 | working
134 | Operation Table Hydraulic Major | B2 | HYDROLIC | 635 |  | 2007-04-18 | RELIANCE INSTRU CORPORATION | RELIANCE INSTRU CORPORATION | MOT | TNMSC | TNHSP/TNMSC/2007 | 2007-04-18 | 2008-04-18 | 33262 | working
135 | Operation Table Hydraulic Major | B2 | MAJER | 1250120 |  | 2007-04-18 | RELIENCE INSTRU CORP | RELIANCE INSTRU CORP | ACOT | TNMSC | TNMSC/TNHSP/2007 | 2007-04-18 | 2008-04-18 | 33262 | working
136 | Operation Table Hydraulic Major | B2 | MAJAR | 5555410 |  | 2007-12-24 | JUPITERS CBE | JUPITERS CBE | ACOT | TNHSP | TNMSC/TNHSP.P2E6/2007 | 2007-12-24 | 2008-12-24 | 53000 | working
137 | Operation Table Hydraulic Major | B2 | MAJAR | 4541203 |  | 2007-12-24 | JUPITERS CBE | JUPITERS CBE | AEOT | TNHSP | TNMSC TNHSP/2007 | 2007-12-24 | 2008-12-24 | 53000 | working
138 | Operation Table Hydraulic Major | B2 | MAJAR | 2225410 |  | 2008-05-06 | JUBITOR CPE COIMBATORE | JUBITOR CPE COIMBATORE | MOT | TNMSC | 2394/NRHN/TNMSC/2008 | 2008-05-06 | 2009-05-06 | 53000 | working
139 | ECG machine ordinary | B | ALPHA SINGLE LEAD | 2637 |  | 2002-10-31 | TRANS HEALTH | TRANS HEALTH CARE P LTD | ICCU | DMS | 35076/TNMSC 2001 | 2002-10-31 | 2003-10-31 | 16059 | working
140 | ECG machine computerized | B | PAGE WRITER | M1772A |  | 1999-04-10 | TRANS HEALTH CARE CHENNAI | TRANS HEALTH CARE CHENNAI | ICCU | TNHSP | TNMSC/TNHSP/1999 | 1997-01-01 | 1998-03-01 | 97000 | working
141 | ECG machine computerized | B | EDAN | C2569 |  | 2008-01-29 | MADRAS SURGICAL CHENNAI | MADRAS SURGICAL CHENNAI | ICCU | TNHSP | TNHSP/TNMSC/2002 | 2008-01-29 | 2009-01-29 | 47580 | working
142 | ECG machine computerized | B | EDAN | C3901 |  | 2008-11-20 | MADRAS SURGICAL CHENNAI | MADRAS SURGICAL CHENNAI | ICCU | TNHSP | TNMSC/TNHSP/2002 | 2008-11-20 | 2009-11-20 | 45614 | working
143 | Pulse Oximeter | B | FUTRA | 6065 |  | 2007-02-06 | SILICON LAB | SILICON LAB | MOT | TNHSP | TNMSC/TNHSP/2007 | 2007-02-06 | 2008-02-06 | 18500 | working
144 | Pulse Oximeter | B | FUTRA | 6062 |  | 2007-02-06 | SILICON | SILICON LAB | ACOT | TNHSP | TNHSP/TNMSC/2008 | 2007-02-06 | 2008-02-06 | 18500 | working
145 | Pulse Oximeter | B | STELLER-P | 256693 |  | 2008-01-08 | Landamp;T | Landamp;T | AEOT | TNHSP | TNMSC/TNHSP/207 | 2008-01-08 | 2009-01-08 | 33750 | working
146 | Pulse Oximeter | B | STELLER-P | 25456 |  | 2008-03-27 | Landamp;T | Landamp;T | ACOT | TNHSP | TNHSP/TNMSC/2008 | 2008-03-27 | 2009-03-27 | 33750 | working
147 | Multi Para Monitor | B | XLMON | 6025 |  | 2007-02-06 | SILICON LAB | SILICON LAB | MOT | TNHSP | TNHSP/TNMSC/2007 | 2007-02-06 | 2008-02-06 | 70000 | working
148 | Multi Para Monitor | B | BIOSYS BPM 300 | 60350 |  | 2004-04-10 | MITI ELECTRONICS | MITI ELECTRONICS | MOT | TNMSC | TNMSC/TNHSP/2004 | 2004-04-10 | 2005-04-10 | 86190 | working
149 | Infusion pump | C | INFU505 | 9030823 |  | 2004-01-31 | AKAS MEDICAL | AKAS MEDICAL | ICCU | TNMSC | TNHSP/TNMSC/2004 | 2004-01-31 | 2005-01-31 | 34900 | working
150 | Infusion pump | C | INFU505 | 9030803 |  | 2004-01-31 | AKAS MEDICAL | AKAS MEDICAL | PEDIandamp;SNN | TNMSC | TNMSC/TNHSP/2004 | 2004-01-31 | 2005-01-31 | 28700 | working
151 | Infusion pump | C | TROVIT | CTF00381 |  | 2007-03-02 | TRIVITRAN | TRIVITRAN | ICCU | TNHSP | TNHSP/TNMSC/2007 | 2007-03-02 | 2008-03-02 | 21000 | working
152 | Infusion pump | C | TRIVIT | TF00373 |  | 2007-03-02 | TRIVITRAN MEDICAL | TRIVITRAN MEDICAL | PAED andamp; SNN | TNMSC | TNMSC/TNHSP/2007 | 2007-03-02 | 2008-03-02 | 21000 | working
153 | Syringe Pump | B | AKAS | H09061328 |  | 2007-04-12 | AKAS FORMA CHENNAI | AKAS FORMA CHENNAI | ICCU | TNHSP | TNHSP/TNMSC/2007 | 2007-04-12 | 2008-04-12 | 28700 | working
154 | Colposcope | C | COLPOS | 33250 |  | 2003-03-26 | ASSOCIATED SURGICAL CHENNAI | ASSOCIATED SURGICAL CHENNAI | LABOUR(VIA/VILI) | TNHSP | TNHSP/TNMSC/2003 | 2003-03-26 | 2004-03-26 | 61999 | working
155 | Semi auto analyser | B2 | ERBACHEM | 4512780 |  | 1997-12-29 | TRANSASIA | TRANSASIA DAMAN | LABORATORY | DMS | DMandamp;RHS/10/12/1997 | 1997-12-29 | 1998-11-29 | 140000 | working
156 | Semi auto analyser | B2 | PRITEST | AT0600807 |  | 2007-10-23 | ROBINIK ? MUMBAI | ROBINIK ? MUMBAI | LABORATORY | TNHSP | TNHSP/TNMSC/2007 | 2007-10-23 | 2008-10-23 | 67400 | working
157 | Diathermy Machine (Electric Cautery) | B | AESCULAP | 457810 |  | 2003-10-22 | SOUTH INDIA SURGICAL | SOUTH INDIA SURGICAL | AEOT | DMS | TNHSP/2003 | 2003-10-22 | 2004-10-22 | 292021 | working
158 | Diathermy Machine (Electric Cautery) | B | ELECTRICE | 2222454DSF |  | 2003-09-11 | ASSOCIATED SURGICAL CHENNAI | ASSOCIATED SURGICAL CHENNAI | ACOT | DMS | DMS/2003 | 2003-09-11 | 2004-09-11 | 26500 | working
159 | Diathermy Machine (Electric Cautery) | B | EC01 | SSUB 250 |  | 2007-07-10 | JUPITERS MANU CBE | JUPITERS MANU CBE | MOT | TNHSP | TNHSP/TNMSC/2007 | 2007-07-10 | 2008-07-10 | 18000 | working
160 | Diathermy Machine (Electric Cautery) | B | HEPLOTOM | SS/UP/250 |  | 2007-07-10 | JUPITERS MANU CBE | JUPITERS MANU CBE | ACOT | TNHSP | TNHSP/2007 | 2007-07-10 | 2008-07-10 | 18000 | working
161 | Yag Laser | C | YAG | 214587 |  | 2001-05-31 | TOFHIWAL BROTHERS CHENNAI | TOFHIWAL BROTHERS CHENNAI | TRANSFER TO THENI GH(EYE) | DMS | DMS/2004 | 2001-05-31 | 2002-05-31 | 763560 | working
162 | Elisa Reader cum washer | B | ELISA | 12470 |  | 2000-09-26 | BIO MEDICAL LTD/~ CHENNAI | BIO MEDICAL LTD/~ CHENNAI | B LOOD BANK | DMS | 112925/CPII/98 DT13/07/2000/DMSandamp;RH CNNNEI | 2000-09-26 | 2001-09-26 | 190000 | working
163 | Dental Unit with motor for dental OP | B2 | STENTERED | 56444489D |  | 1981-07-22 | ASSOCIATED SURGICAL CHENNAI | ASSOCIATED SURGICAL CHENNAI | DENTAL OP | DMS | DMS/1981 | 1981-07-22 | 1982-07-22 | 10399 | working
164 | Auto Clave HP Vertical (2 bin) | C | VERTICAL | 111478 |  | 2003-09-15 | VISAL | VISAL STEEL | MOT | DMS | DMS/2003 | 2003-09-15 | 2004-09-15 | 17520 | working
165 | Auto Clave HP Vertical (2 bin) | C | VERTICAL | 74587 |  | 1997-10-05 | ASSOCIATED SURGICAL CHENNAI | ASSOCIATED SURGICAL CHENNAI | MOT | DMS | RCH11/TNMSC | 2009-07-28 | 1998-10-05 | 31200 | working
166 | Auto Clave HP Vertical (2 bin) | C | VERTICAL | 4547 |  | 1999-10-09 | ASSOCIATED SURGICAL CHENNAI | ASSOCIATED SURGICAL CHENNAI | ACOT | DMS | RCH11/TNMSC | 1999-10-09 | 2010-10-09 | 31300 | working
167 | Auto Clave HP Vertical (2 bin) | C | VERTICAL | 45457 |  | 2008-05-12 | VISAL | VISAL | EYE OT | TNHSP | TNHSP/2008 | 2008-05-12 | 2009-05-12 | 16300 | working
168 | Autoclave vertical single bin | C | 2 BIN | 54578 |  | 2007-10-23 | ALAN SURGICAL | ALAN SURGICAL | EYE OT | TNHSP | TNHSP/TNMSC/2007 | 2006-10-23 | 2008-10-23 | 26800 | working
169 | Auto Clave HP Vertical (2 bin) | C | VERTICAL | 47471 |  | 2006-08-28 | VISHAL STEEL CHENNAI | VISHAL STEEL CHENNAI | MOT | TNHSP | TNHSP/2006 | 2006-08-28 | 2007-08-28 | 16985 | working
170 | Auto Clave HP Vertical (2 bin) | C | VERTICAL | 44457 |  | 2009-07-28 | SOLOKRAFT | SOLOKRAFT | ACOT | TNHSP | TNHSP/2009 | 2009-07-28 | 2010-07-28 | 31300 | working
171 | Auto Clave HP Vertical (2 bin) | C | VERTICAL | 54547 |  | 2009-07-28 | SOLOKRAFT CHENNAI | SOLOKRAFT CHENNAI | MOT | TNHSP | TNHSP/RCH11 | 2009-07-28 | 2010-07-28 | 16300 | working
172 | Opthalmoscope - Direct | C | GERMAN MAKE | 454520 |  | 2003-02-10 | ASSOCIATED SURGICAL | ASSOICATED SURGICAL | ICCU | DMS | DMS/2003 | 2003-02-10 | 2004-02-10 | 7954 | working
173 | Opthalmoscope - Direct | C | DIRECT | AC1840 |  | 2001-01-18 | ASSOCIATED | ASSOCIATED SOUTH INDIA | EYE OT | DMS | 101473/CP2/2001/MRHS | 2001-01-18 | 2002-01-18 | 6250 | working
174 | Opthalmoscope Indirect | C | NEIDZ HALOGEN BINOCULER | HO5147 |  | 1997-02-15 | TOWA | TOWA SALES CORPORATION | EYE OT | DMS | NBCPW/1997 | 1997-02-15 | 1998-02-15 | 35000 | working
175 | Opthalmoscope Indirect | C | AA107 | B020 |  | 2000-11-30 | APPASAMY | APPASAMY CHANNEI | EYE OT | DMS | CGS/2000 | 2000-11-30 | 2001-11-30 | 35000 | working
176 | Keratometer | B | Kandamp;L TYPE | 54545410 |  | 1999-02-23 | APPASAMY CHENNAI | APPASAMY CHENNAI | EYE OT | DMS | DMS/1999 | 1999-02-23 | 2000-02-23 | 13000 | working
177 | Keratometer | B | Bandamp;L | KMS6 |  | 1999-04-05 | APPASAMY CHENNAI | APPASAMY CHENNAI | EYE OT | DMS | DMS/1999 | 1999-04-05 | 2000-04-05 | 13000 | working
178 | Keratometer | B | B+L TYPE | 542140 |  | 2000-11-30 | APPASAMY CHENNAI | APPASAMY CHENNAI | EYE OT | DMS | DMS/2000/CGS | 2000-11-30 | 2001-11-30 | 13000 | working
179 | Keratometer | B | JEW | 15*16 |  | 2000-11-30 | APPASAMY CHENNAI | APPASAMY CHENNAI | EYE OT | DMS | DMS/2000/CGS | 2000-11-30 | 2001-11-30 | 13000 | working
180 | Keratometer | B | KMS06 | 110279 |  | 2004-02-10 | APPASAMY CHENNAI | APPASAMY CHENNAI | TRANSFER TO GH OP CHANNEI | DMS | DMS/2005/857/S1 DT 28/4/2004 | 2004-02-10 | 2005-02-10 | 18000 | working
181 | Slit Lamp | C | FOCUS | 254810C |  | 2000-11-30 | APPASAMY CHENNAI | APPASAMY CHENNAI | EYE OT | DMS | DMS/2000 | 2000-11-30 | 2001-11-30 | 25000 | working
182 | Slit Lamp | C | FOCOUS | 214561HRD |  | 2004-02-10 | APPASAMY CHENNAI | APPASAMY CHENNAI | EYE OT | DMS | DMS/2001 | 2004-02-10 | 2005-02-10 | 27000 | working
183 | Dielectric Tube Sealer | C | TUBULAR | 451240 |  | 2002-10-28 | CLINTRON SCIENTIFIC CHENNAI | CLINTRON SCIENTIFIC CHENNAI | BLOOD BANK | DMS | DMS/2002 | 2002-10-28 | 2003-10-28 | 58143 | working
184 | Lab Incubator | C | ELPHA/12X12X12 | 12450 |  | 2002-11-28 | ASSOCIATED SURGICAL CHENNAI | ASSOCIATED SURGICAL CHENNAI | B BANK | DMS | DMS/2002 | 2002-11-28 | 2003-11-28 | 5200 | working
185 | A-Scan Biometer | B | SM400P | J25038 |  | 1999-09-25 | DGHS NEW DELHI | DGHS NEW DELHI | EYE OT | DMS | MSM/CBCP/2001 | 1999-09-25 | 2000-09-25 | 85000 | Condemed
186 | A-Scan Biometer | B | SM400P | 134085 |  | 2001-02-14 | DGHS NEW DELHI | DGHS NEW DELHI | EYE OT | DMS | 47355 | 2001-02-14 | 2002-02-14 | 85000 | condemed
187 | Nebuliser Adult | C | ADULT | 122368 |  | 1996-04-01 | PNOCENIX MEDICAL SYS/ CHENNAI | PNOCENIX MEDICAL SYS/ CHENNAI | PAEDI/SNN | IPPV | DMS/1997IPPV | 1996-04-01 | 1997-04-01 | 4010 | working
188 | Nebuliser Adult | C | ADULT | 12368 |  | 2003-08-05 | ASSOCIATED SURGICAL | ASSCIATED SURGICAL | MM WARD | TNHSP | TNHSP/TNMSC/2003 | 2003-08-05 | 2004-08-05 | 2200 | working
189 | Nebuliser Adult | C | ADULT | 12369 |  | 2003-08-05 | ASSOCIATED SURGICAL | ASSOCIATED SURGICAL | ICCU | DMS | 45036/SPS/1DMS/2003 | 2003-08-05 | 2004-08-05 | 2200 | working
190 | Nebuliser Adult | C | ADULT | 122450 |  | 2008-10-01 | JUPITERS MANU | JUPITERS MANU | FM WARD | TNHSP | TNMSC/TNHSP/2008 | 2008-10-01 | 2009-10-01 | 1250 | working
191 | Nebuliser Adult | C | ADULT | 122852 |  | 2008-10-01 | JUPITERS MANU CBE | JUPITERS MANU CBE | MM | TNHSP | TNHSP/TNMSC/2008 | 2008-10-01 | 2009-10-01 | 1250 | working
192 | Operating Microscope (ENT) | B | AAOM10E/EYE | 545127 |  | 1999-01-09 | APPASAMY CHENNAI | APPASAMY CHENNAI | EYE OT | DMS | DMS/1999 | 1999-01-09 | 2000-01-09 | 85000 | working
193 | Operating Microscope (ENT) | B | TAKAGI OM-5 | 507407 |  | 2007-07-26 | ASCON MEDICAL | ASCON MEDICAL | EYE OT | TNMSC | 24698/TNMSC/2007 | 2007-07-26 | 2008-07-26 | 258544 | working
194 | Operating Microscope (ENT) | B | EYE / M690/LEICA | 40776002 |  | 1996-11-01 | SCIENTIFIC INSTRUMENTS | SCIENTIFIC INSTRUMENTS | EYE OT | DMS | DMS/1996 | 1996-11-01 | 1997-11-01 | 85000 | working
195 | Multi Para Monitor | B | PLANET 50 | 6028 |  | 2003-10-14 | Landamp;T | Landamp;T | ICCU | TNMSC | TNMSC/TNHSP/2003 | 2003-10-14 | 2004-10-14 | 143548 | working
196 | Electrolyte Analyser | C | EASYLYTE | 31849BNK |  | 2008-07-14 | TRANSASIA BIOMEDICAL MUMBAI | TRANSASIA BIOMEDICAL MUMBAI | LABORATORY | TNMSC | TNMSC/TNHSP/2008 | 2008-07-14 | 2009-07-14 | 140000 | working
197 | Cryo Surgery Unit | B2 | CRYO | 54712650 |  | 2009-03-11 | JUBITOR CPE COIMBATORE | JUBITOR CPE COIMBATORE | LABOUR(VIA/VILI) | TNHSP | TNHSP/TNMSC/2009 | 2009-03-11 | 2010-03-11 | 10800 | working
198 | Wax Bath / Wax Tub | C | ELECTRIC | 654231 |  | 2009-03-18 | SCIENTIFIC MEDICAL SYSTEM | SCIENTIFIC MEDICAL SYSTEM | PHYSIOTHERAPHY | TNHSP | TNHSP/TNMSC/2009 | 2009-03-18 | 2010-03-18 | 5200 | working
199 | Suction Apparatus - Electrical | C | ELETRICAL | 54120 |  | 2003-03-03 | MCDALALandamp;CO | MC DALALandamp;CO | ACOT | DMS | DMS/2003 | 2003-03-03 | 2004-03-03 | 5001 | working
200 | Suction Apparatus - Electrical | C | ELETRIC | 325480 |  | 2005-02-03 | JUBITOR CPE COIMBATORE | JUBITOR CPE COIMBATORE | PEDI/SNN | TNHSP | TNMSC /2005 | 2005-02-03 | 2006-02-03 | 5001 | working
201 | Suction Apparatus - Electrical | C | ELETRIC | 214560 |  | 2005-02-03 | MC DALAL | MC DALALandamp;CO | MOT | TNHSP | TNHSP/TNMSC/2005 | 2005-02-03 | 2006-02-03 | 5001 | working
202 | Suction Apparatus - Electrical | C | ELECTRIC | 458728 |  | 2005-06-20 | MC DALAL | MC DALALandamp;CO | LABOUR WARD | TNMSC | TNMSC/TNHSP/2005 | 2005-06-20 | 2006-06-20 | 5002 | working
203 | Suction Apparatus - Electrical | C | ELECTRIC | 4544145 |  | 2006-10-06 | JUBITOR CPE COIMBATORE | JUBITOR CPE COIMBATORE | ICCU | TNHSP | TNHSP/TNMSC/2006 | 2006-10-06 | 2007-10-06 | 4930 | working
204 | Suction Apparatus - Electrical | C | YUYUE7A23D | 230450 |  | 2006-10-06 | JUBITERS | JUBITERS MANU | ACC WARD | TNHSP | TNMSC/TNHSP/2006 | 2006-10-06 | 2001-03-06 | 4930 | working
205 | Multi Para Monitor | B | PLANET-50 | T08W60185 |  | 2008-03-27 | Landamp;T | Landamp;T | TRANSFER TO GH BODI | TNHSP | 2394/NRHM/TNMSC/2008 | 2008-03-27 | 2009-03-27 | 100000 | working
206 | Cardiac Monitor with defibrillator | C | TRIOVIT | 254689 |  | 2007-02-06 | TRIVITRON CHENNAI | TRIVITRON CHENNAI | ICCU | TNHSP | TNHSP/TNMSC/2007 | 2007-02-06 | 2008-02-06 | 145880 | working
207 | Cardiac Monitor with defibrillator | C | BPL | P9H1303 |  | 2004-02-03 | BPL | BPL | ICCU | OTHERS | 1038/STORE/04 DT 04/02/2004 | 2004-02-10 | 2005-02-10 | 97000 | working
208 | Cardiac Monitor | C | ORBIT | S05040236 |  | 1996-07-19 | L andamp; T CHENNAI | L andamp; T CHENNAI | MOT | TNHSP | TNHSP/TNMSC/2006 | 1996-07-19 | 1997-07-19 | 32426 | working
209 | Cardiac Monitor | C | ORBIT | S06040249 |  | 2006-07-17 | Landamp;T | Landamp;T | LOBOUR WARD | TNHSP | TNHSP/TNMSC/2008 | 2007-07-17 | 2007-07-17 | 32426 | working
210 | Cardiac Monitor | C | ORBIT | S05040234 |  | 2006-07-17 | Landamp;T | Landamp;T | ICCU | TNHSP | TNHSP/TNMSC/2006 | 2006-07-17 | 2007-07-17 | 32426 | working
211 | Cardiac Monitor | C | INTEGRA | CI0812AM34 |  | 2009-01-06 | CONCEPT andamp; INDIGRA CHENNAI | CONCEPT andamp; INDIGRA CHENNAI | ICCU | TNHSP | TNMSC/TNHSP/2009 | 2009-01-06 | 2010-01-06 | 24500 | working
212 | Autoclave vertical single bin | C | 1BIN | 25478 |  | 2007-03-29 | MC DALALandamp;CO | MC DALALandamp;CO | LABORATERY | TNMSC | RNS008/TANSAC/TNMSC/2007 | 2007-03-29 | 2008-03-29 | 3624 | working
213 | Focus lamp Ordinary | C | STANDERED | 44410KL |  | 2006-03-27 | VIBASH CBE | VIBASH CBE | MOT | TNMSC | 587/SRM/TNMSC/2006 | 2007-03-27 | 2007-03-27 | 900 | working
214 | Focus lamp Ordinary | C | STANDERED | 41412TR |  | 2006-03-27 | VIBASH CBE | VIBASH CBE | LOBOUR WARD | TNMSC | TNHSP/TNMSC/2007 | 2006-03-27 | 2007-03-27 | 900 | working
215 | Dental Autoclave | C | CONFIDENT | 102850 |  | 2003-11-18 | M/S CONFIDENT DENTAL EQUIPMENT CHENNAI | M/S CONFIDENT DENTAL EQUIPMENT CHENNAI | DENTAL | TNMSC | TNHSP/TNMSC/2003 | 2003-11-18 | 2004-11-18 | 27378 | working
216 | Refrigerator | C | 180LR | 1410501001822 |  | 2006-02-03 | VIDEOCON CHENNAI | VIDEOCON CHENNAI | STD DEPARTMENT | TNHSP | 1021/TNMSC/ENGG/2005 | 2006-02-03 | 2012-02-03 | 7875 | working
217 | Refrigerator | C | 360 HORIZANTAL | 204546GR |  | 2009-08-14 | EAKCON SYSTEMS | EAKCON SYSTEMS | LABORATERY | TNHSP | TNMSC/TASACS/2009 | 2009-08-14 | 2010-08-14 | 35360 | working
218 | Dental Unit with motor for dental OP | B2 | ELECTRIC | 554214070 |  | 2003-12-19 | ASSOCIATED SURGICAL | ASSOCIATED SURGICAL | DENTAL OP | DMS | 3090/Sandamp;PDT 31/12/2002/DMS | 2003-12-19 | 2004-11-19 | 195271 | working
219 | Refrigerator | C | 170LITERS | 18132003375 |  | 1992-03-19 | EXPO MACHIARY | KELVINATER | MEDICAL STORE | DMS | DMS/1992 | 2007-10-11 | 1993-03-19 | 6040 | working
220 | Retino scope | C | RETINA | 13153 |  | 1997-10-05 | APPASAMY CHENNAI | APPASAMY CHENNAI | EYE OT | DMS | DMS/1997 | 1997-10-05 | 1998-10-05 | 0 | working
221 | Mono cular Microscope | C | BLS118 | 4267 |  | 1997-11-17 | APPASAMY CHENNAI | APPASAMY CHENNAI | B BANK | DMS | DMS/1997 | 1997-11-17 | 1998-11-17 | 0 | working
222 | Dielectric Tube Sealer | C | DUBULAR | 4141450 |  | 1998-05-17 | APPASAMY CHENNAI | APPASAMY CHENNAI | B LOOD BANK | DMS | TNMSC/TNHSP/1998 | 1998-05-17 | 1999-05-17 | 0 | working
223 | Water bath | C | ELECTRIC | 254523 |  | 2001-03-09 | MC DALAL | MC DALAL | B BANK | DMS | TNMSC/TNHSP/2001 | 1991-03-09 | 2002-03-09 | 3564 | working
224 | Electric Calorimeter | C | CALORIC | 5654120 |  | 2007-01-12 | DALAL | DALAL | B LOOD BANK | TNMSC | TNMSC/TNHSP/1988 | 2007-01-12 | 2008-01-12 | 7500 | working
225 | Bowl Steriliser - big | C | ELECTRIC | 545742 |  | 2007-11-11 | VISAL | VISAL HOSPITAL | EYE OT | TNMSC | TNHSP/TNMSC/2002 | 2007-07-11 | 2008-07-11 | 6400 | working
226 | Semi auto analyser | B2 | RH50 | 213584 |  | 2011-11-16 | MICRO | MICRO INSTRU AHMEDABAD | LABOUR | TNMSC | RCH11/TNMSC/2011 | 2011-11-16 | 2012-11-16 | 45288 | working
227 | Refrigerator | C | 170LITERS | 18132003933 |  | 1992-03-19 | EXPO MACHINARY | KELVINATER | DTC DEPARTMENT | DMS | DMS/1992 | 1992-03-19 | 1993-03-19 | 6040 | working
228 | Alpha Bed with motor | C | ALPHA | 666547 |  | 2007-10-07 | JUBITOR CPE COIMBATORE | JUPITER MFG/~ COIMBATORE | ICCU | TNHSP | TNHSP | 2007-10-07 | 2008-10-07 | 6600 | working
229 | Shadowless lamp ceiling type major | B | CS3005 | 32145412 |  | 2009-05-15 | MC DALAL andamp; CO~ CHENNAI | MC DALAL andamp; CO~ CHENNAI | MOT | TNHSP | TNMSC/TNHSP/2009 | 2009-05-15 | 2010-05-15 | 113900 | working
230 | Shadowless lamp ceiling type major | B | GESKA | 254524FDS |  | 1991-09-16 | GENRAL SURGICAL | GENARAL SURGICAL | MOT | DMS | TNMSC/TNHSP/1991 | 1991-09-16 | 1992-09-16 | 5375 | working
231 | Boyles apparatus with Circle Abosrber | B | MK III AA | 4145120 |  | 1988-04-12 | INDIAN OXYGEN LTD | INDIAN OXYGEN LTD | MOT | DMS | DMS/1988 | 1988-04-12 | 1989-04-12 | 7425 | working
232 | Boyles apparatus with Circle Abosrber | B | MK III | 5241360 |  | 1986-08-20 | INDIAN OXYGEN LTD | INDIAN OXYGEN LTD | AE OT | DMS | DMS/1986 | 1986-08-20 | 1987-08-20 | 10235 | working
233 | Operation Table Hydraulic Major | B2 | MAJER | 414120 |  | 2004-02-14 | ASSOCIATED CHANNEI | ASSOCIATED CHANNEI | MOT | RCH | RCH/2004 | 2004-02-14 | 2005-02-14 | 26500 | working
234 | Operation Table Hydraulic Major | B2 | MAJAR | 222540 |  | 2004-02-16 | ASSOCIATED SURGICAL | ASSOCIATED SURGICAL | ACOT | TNHSP | RCH/2004 | 2004-02-16 | 2005-02-16 | 26500 | working
235 | Pulse Oximeter | B | TOP 800 | 10812051/1 |  | 2009-01-19 | SATHERN MEDICAL SYSTEMS | SATHERN MEDICAL SYSTEMS | ICCU | TNHSP | TNHSP/TNMSC/2009 | 2009-01-19 | 2010-01-19 | 18450 | working
236 | Pulse Oximeter | B | TOP 800 | 10812052 |  | 2009-01-19 | SOTHARN MEDICAL SYSTEMS | SOTHARN MEDICAL SYSTEMS | ICCU | TNHSP | TNMSC/TNHSP/2009 | 2009-01-19 | 2010-01-19 | 18450 | working
237 | Multi Para Monitor | B | BPL | 1060185 |  | 1999-10-14 | BPL INDIA CHENNAI | BPL INDIA CHENNAI | ICCU | TNHSP | TNHSP/TNMSC/ | 1999-10-14 | 2010-10-14 | 0 | working
238 | Multi Para Monitor | B | MICRIMON | 6026 |  | 2003-10-14 | L andamp; T CHENNAI | L andamp; T CHENNAI | MOT | TNHSP | TNHSP/TNMSC/2003 | 2003-10-14 | 2004-10-14 | 0 | working
239 | Infusion pump | C | AKAS | E03070389 |  | 2007-03-21 | AKAS MEDICAL | AKAS MEDICAL | MOT | TNMSC | TNMSC/TNHSP/2007 | 2007-03-21 | 2008-03-21 | 24400 | working
240 | Infusion pump | C | ST6000 | E03070393 |  | 2007-03-21 | AKAS MEDICAL | AKAS MEDICAL | LOBOUR WARD | TNHSP | TNHSP/TNMSC/2007 | 2007-03-21 | 2008-03-21 | 24400 | working
241 | Syringe Pump | B | AKAS | C9030823 |  | 2007-04-12 | AKAS MEDICAL | AKAS MEDICAL | ICCU | TNHSP | TNHSP/TNMSC/2007 | 2007-04-12 | 2008-04-12 | 28700 | working
242 | Diathermy Machine (Electric Cautery) | B | ACC01 | 271090716 |  | 2007-03-22 | APPASAMY | APPASAMY | EYE | TNMSC | TNHSP/TNMSC/DBCS/2007 | 2007-03-22 | 2008-03-22 | 18000 | working
243 | Diathermy Machine (Electric Cautery) | B | MEDICARE MHS | 600316 |  | 2007-10-10 | JUPITERS MANU | JUPITER | ACOT | TNMSC | TNMSC/TNHSP/2007 | 2007-10-10 | 2008-07-10 | 0 | working
244 | Auto Clave HP Vertical (2 bin) | C | VERTICAL | 65478 |  | 2006-10-06 | TUPITERS CBE | JUPITER MANU CBE | MOT | TNHSP | TNHSP/DMS | 2006-10-06 | 2007-10-06 | 28400 | working
245 | Auto Clave HP Vertical (2 bin) | C | VERTICAL | 47542 |  | 2008-04-09 | JUBITOR CPE COIMBATORE | JUBITOR CPE COIMBATORE | ACOT | TNHSP | RCH11 | 2008-04-09 | 2009-04-09 | 32000 | working
246 | Auto Clave HP Vertical (2 bin) | C | VERTICAL | 1 |  | 2009-07-28 | SOLOKRAFT CHENNAI | SOLOKRAFT CHENNAI | MOT | TNHSP | RCH11/TNMSC | 2009-07-28 | 2010-07-28 | 31300 | working
247 | Slit Lamp | C | FOCUS | 41414REW |  | 1996-12-03 | APPASAMY CHENNAI | APPASAMY CHENNAI | EYE OT | DMS | DMS/1996 | 1996-12-03 | 1997-12-03 | 15000 | working
248 | Slit Lamp | C | FOCUS | 41414RDS |  | 1996-10-22 | APPASAMY CHENNAI | APPASAMY CHENNAI | EYE OT | DMS | DMS1996 | 1996-10-22 | 1997-10-22 | 16500 | working
249 | Nebuliser Adult | C | ADULT | 45784520 |  | 2009-06-16 | SOUTH INDIA SURGICAL | SOUTH INDIA SURGICAL | POP | TNHSP | TNMSC/TNHSP/2009 | 2009-06-16 | 2010-06-16 | 1832 | working
250 | Nebuliser Adult | C | ADULT | 122546 |  | 2009-06-16 | SOUTH INDIA SURGICAL CHENNAI | SOUTH INDIA SURGICAL CHENNAI | PAEDI/SNN | TNHSP | TNHSP/TNMSC/2009 | 2009-06-16 | 2010-06-16 | 1832 | working
251 | Nebuliser Adult | C | ADULT | 1223654 |  | 2011-08-16 | JUPITERS MANU CBE | JUPITERS MANU CBE | FM | TNHSP | TNHSP/TNMSC/2011 | 2011-08-16 | 2012-08-16 | 2744 | working
252 | Suction Apparatus - Electrical | C | ELECTRIC | 44512654 |  | 2006-11-16 | JUBITERS | JUPITERS MANU | CASVALITY | TNHSP | TNHSP/TNMSC/2005 | 2006-11-16 | 2007-11-16 | 4400 | working
253 | Suction Apparatus - Electrical | C | ELECTRIC | 4514142 |  | 2006-11-16 | JUBITOR CPE COIMBATORE | JUBITOR CPE COIMBATORE | LOBOUR WARD | TNHSP | TNMSC/TNHSP/2000 | 2006-11-16 | 2007-11-16 | 4400 | working
254 | Cardiac Monitor | C | INDIGRA | 10812AM35 |  | 2009-01-06 | CONCEP+INDEGRA | CONCEP+INDEGRA | ICCU | TNHSP | TNMSC/TNHSP/2009 | 2009-01-06 | 2010-01-06 | 32426 | working
255 | Cardiac Monitor | C | ORBIT | 305040235 |  | 2006-07-17 | ORBIT CHENNAI | Landamp;T CHANNEI | LABOUR | TNHSP | TNMSC/TNHSP/2006 | 2006-07-17 | 2007-07-17 | 0 | working
256 | Mono cular Microscope | C | BLS118 | 4268 |  | 1997-11-17 | APPASAMY CHENNAI | APPASAMY CHENNAI | B BANK | DMS | DMS/1998 | 1997-11-17 | 1998-11-17 | 0 | working
257 | Electric Calorimeter | C | CALORIC | 1452410 |  | 2011-03-30 | JUBITOR CPE COIMBATORE | JUBITOR CPE COIMBATORE | B LOOD BANK(lab) | TNMSC | TNMSC/TNHSP/2011 | 2011-03-30 | 2012-03-30 | 5300 | working
258 | Bowl Steriliser - big | C | ELECTRIC | 4141654 |  | 1980-12-28 | SCIENTIFIC | SCIENTIFIC | MOT | DMS | TNHSP/TNMSC/2002 | 1980-12-28 | 1981-12-22 | 3009 | working
259 | Pulse Oximeter | B | STELLER-P | 25568 |  | 2008-04-10 | Landamp;T | Landamp;T | MOT | TNHSP | TNMSC/TNHSP/2008 | 2008-04-10 | 2009-04-10 | 33750 | working
260 | Suction Apparatus - Electrical | C | ELECTRIC | 455516 |  | 2006-11-16 | JUBITOR CPE COIMBATORE | JUBITOR CPE COIMBATORE | FM | TNHSP | TNMSC/TNHSP/2006 | 2006-11-16 | 2007-11-16 | 4400 | working
261 | Alpha Bed with motor | C | ALPHA | 25417 |  | 2007-10-07 | JUBITOR CPE COIMBATORE | JUPITER MFG/~ COIMBATORE | ICCU | TNHSP | TNHSP | 2007-10-07 | 2008-07-10 | 6600 | working
262 | Pulse Oximeter | B | STELLER-P | 25496 |  | 2008-04-10 | Landamp;T | Landamp;T | MOT | TNHSP | TNHSP/TNMSC/2008 | 2008-04-10 | 2009-04-10 | 33750 | working
263 | Suction Apparatus - Electrical | C | ELETRIC | 45126 |  | 2006-11-16 | JUBITOR CPE COIMBATORE | JUBITOR CPE COIMBATORE | PERDI/SNN | TNHSP | TNMSC/TNHSP/2006 | 2006-11-16 | 2007-11-16 | 4400 | working
264 | Alpha Bed with motor | C | ALPHA | 32456 |  | 2007-10-07 | JUBITOR CPE COIMBATORE | JUPITER MFG/~ COIMBATORE | ICCU | TNHSP | TNHSP | 2007-10-07 | 2008-07-10 | 6600 | working
265 | Operation Table Hydraulic Major | B2 | MINER | 541250 |  | 2006-07-25 | VIBASH CBE | VIBASH CBE | AEOT | TNMSC | E11/TNMSC/2006 | 2006-07-25 | 2007-07-25 | 32000 | working
266 | Operation Table Hydraulic Major | B2 | MAJER | 414140 |  | 1991-08-16 | GENARAL SURGICAL | GENERAL SURGICAL | FPOT | DMS | 1065A/DMS/1991 | 1991-08-16 | 1992-08-16 | 12150 | working
267 | Pulse Oximeter | B | STELLER P | S06P23857 |  | 2006-08-12 | L andamp; T CHENNAI | L andamp; T CHENNAI | MOT | TNHSP | TNHSP/TNMSC/2006 | 2006-08-12 | 2007-08-12 | 20250 | working
268 | Nebuliser Adult | C | ADULT | 1222654 |  | 2011-08-16 | JUPITERS MANU CBE | JUPITERS MANU CBE | ACC WD | TNHSP | TNMSC/TNHSP/2011 | 2011-08-16 | 2012-08-16 | 2744 | working
269 | Semi auto analyser | B2 | ELECROLYTE | EASYLITE31849 |  | 1999-07-13 | TRONCHISYA andamp;CO | TRONCHISYA | LABORATRY | DMS | DMS/1999 | 1999-07-13 | 2000-07-13 | 0 | working
270 | Operation Table Hydraulic Major | B2 |  | 124 |  | 1987-01-08 | GENERAL SURGERY CHENNAI | GENERAL SURGERY CHENNAI | MOT | DMS | 67990/1996/DMS | 1997-01-08 | 1998-01-08 | 22250 | working
271 | Operation Table Hydraulic Major | B2 | MAJAR | 21450 |  | 1991-04-01 | ASSOCIATRD SURGICAL | ASSOICATED SURGICAL | MOT | DMS | DMS/1991 | 1991-04-01 | 1992-04-01 | 12000 | working
272 | Pulse Oximeter | B | STELLER P | S06P23905 |  | 2006-08-12 | L andamp; T CHENNAI | L andamp; T CHENNAI | AEOT | TNHSP | TNMSC/TNHSP/2006 | 2006-08-12 | 2007-08-12 | 20250 | working
273 | Nebuliser Adult | C | ADULT | 1254810 |  | 2011-06-16 | JUPITERS MANU CBE | JUPITERS MANU CBE | POISION WARD | TNHSP | TNHSP/TNMSC/2011 | 2011-06-16 | 2012-06-16 | 2744 | working
274 | Nebuliser Adult | C | PAEDIATRIC | 3254560 |  | 2004-02-16 | ASSIOCIATED SURGICAL | ASSIOCIATED SURGICAL | PAED andamp; SNN | RCH | 5772/RCHP/2004 | 2004-02-16 | 2005-02-16 | 2200 | working
275 | Semi auto analyser | B2 | PRITEST | 854545DER |  | 2007-10-23 | ROBNIK SURGICAL | ROBNIK SURGICAL | LABORATRY | TNMSC | TNHSP/TNMSC/2007 | 2007-10-23 | 2008-10-23 | 0 | working
276 | Autoclave vertical single bin | C | 1BIN | 21450 |  | 1996-10-11 | YORK | YORK SCIENTIPIC | BLOOD BANK | TNHSP | DMS/AIDS/1996 | 1996-10-11 | 1997-10-11 | 2400 | working
277 | Suction Apparatus - Electrical | C | ELECTIC | 451287 |  | 2007-07-11 | VISHAL STEEL CHENNAI | VISHAL STEEL CHENNAI | LW | TNHSP | TNMSC/TNHSP | 2007-07-11 | 2008-07-11 | 4410 | working
278 | Suction Apparatus - Electrical | C | 7A-23D | 4512124 |  | 2008-02-15 | VIN BIO TECH | VIN BIO TECH | OPD | TNMSC | TNHSP/TNMSC/2008 | 2008-02-15 | 2009-02-15 | 4148 | working
279 | Suction Apparatus - Electrical | C | 7A-23D | 45128745 |  | 2008-02-15 | VIN BIO TECH | VIN BIO TECH | MOT | TNMSC | TNMSC/TNHSP | 2008-02-15 | 2009-02-15 | 4148 | working
280 | Suction Apparatus - Electrical | C | 7A-23D | 4512873 |  | 2008-02-15 | VIN BIO TECH | VIN BIO TECH | LABOUR WARD | TNMSC | TNHSP/TNMSC/2008 | 2008-02-15 | 2009-02-15 | 4145 | working
281 | Suction Apparatus - Electrical | C | 7A-23D | 4455662 |  | 2008-02-15 | VIN BIO TECH | VIN BIO TECH | PAEDI/SNN | TNMSC | TNMSC/TNHSP/2008 | 2008-02-15 | 2009-02-15 | 4148 | working
282 | Focus lamp Ordinary | C | STANDERED | 254141TR |  | 2007-01-25 | JUBITOR CPE COIMBATORE | JUBITOR CPE COIMBATORE | BLOOD BANK | TNMSC | RNS009/TNSACS.TNMSC/2006 | 2007-01-25 | 2009-01-24 | 1490 | working
283 | Focus lamp Ordinary | C |  | 4142541TR |  | 2007-02-12 | SOUTH INDIA SURGICAL | SOUTH INDIA SURGICAL | MOT | TNMSC | TNHSP/TNMSC/2007 | 2007-02-12 | 2008-02-12 | 1826 | working
284 | Focus lamp Ordinary | C | STENDERED | 254780 |  | 2007-02-12 | SOUTH INDIA SURGICAL | SOUTH INDIA SURGICAL | MOT | TNMSC | TNHSP/TNMSC/2007 | 2007-02-12 | 2008-02-12 | 1826 | working
285 | Focus lamp Ordinary | C | STANDERED | 444471KL |  | 2011-02-07 | JUBITOR CPE COIMBATORE | JUBITOR CPE COIMBATORE | AEOT | TNMSC | TNMSC/TNHSP/2011 | 2007-10-03 | 2012-02-07 | 0 | working
286 | Focus lamp Ordinary | C | STENTERED | 5454654KL |  | 2007-02-12 | JUBITOR CPE COIMBATORE | JUBITOR CPE COIMBATORE | MOT | TNMSC | TNMSC/TNHSP/2007 | 2007-02-12 | 2008-02-12 | 1826 | working
287 | Focus lamp Ordinary | C | STANTERED | 2121546RT |  | 2011-02-07 | GENARAL SURGICAL | GENARAL SURGICAL | MOT | TNHSP | TNHSP/TNMSC/2011 RCH | 2011-02-07 | 2012-02-07 | 4750 | working
288 | Autoclave vertical single bin | C |  | 124780 |  | 2007-03-28 | MC DALAL | MC DALAL | LABORATRY | TNMSC | TNHSP/TNMSC/2007 | 2007-03-29 | 2008-03-29 | 3674 | working
289 | Autoclave vertical single bin | C | ELETRIC | 454520 |  | 1996-04-23 | MUTHU MEEAN SURGICAL | MUTHU MEENA SURGICAL MADRAS | OPD | DMS | 40/52/15/12/1992 | 1996-04-23 | 1997-04-23 | 19900 | working
290 | Autoclave vertical single bin | C |  | 124507 |  | 2004-03-18 | MADRAS SURGICAL | MADRAS SURGICAL | ACOT | RCH | 5772/RCH/2004 | 2004-03-18 | 2005-03-18 | 2100 | working
291 | Autoclave vertical single bin | C |  | 54216 |  | 2004-04-19 | MADRAS SURGICAL | MADRAS SURGICAL | LOBOUR WARD | RCH | 5772/2004 | 2004-03-19 | 2005-03-19 | 2100 | working
292 | Autoclave vertical single bin | C | ELECTRIC | 546230 |  | 2004-02-16 | ASSOCIATED | ASSOCIATED | OP | RCH | RCH/2004 | 2004-02-16 | 2005-02-16 | 2100 | working
293 | Autoclave vertical single bin | C | PORTABLE | 41260 |  | 2004-02-16 | ASSOCIATED SURGICAL | ASSOCIATED SURGICAL | OP | RCH | 5772/S/RCH DT22/01/2004 | 2004-02-16 | 2005-02-16 | 0 | working
294 | Autoclave vertical single bin | C | 2BIN | 45471 |  | 2008-05-12 | JUBITOR CPE COIMBATORE | JUBITOR CPE COIMBATORE | OPD | DMS | 2394/TNMSC/TNHSP/2008 | 2008-05-12 | 2009-05-12 | 16300 | working
295 | Refrigerator | C | 170LITERS | 18132003864 |  | 1992-02-19 | EXPO MACHINARY | KELVINATER | ICCU | DMS | DMS/1992 | 1992-02-19 | 1993-03-19 | 6040 | working
296 | Refrigerator | C | 308/2009/290LTS | 908NLVE000709 |  | 2011-02-17 | LG | LG ELETROINICS | MEDICAL STORE | OTHERS | Pandamp;D./2011/1086 | 2011-02-17 | 2011-02-17 | 22300 | working
297 | Refrigerator | C | ML150(MEDICAL) | 5855520 |  | 2000-10-21 | ELECTROLAX | NATIONAL AIDS CONTROL NEW DELHI | BLOODBANK | OTHERS | NATIONAL AIDS CONTROL/2000 | 2000-10-21 | 2001-10-21 | 6000 | working
298 | Refrigerator | C | ML150(MEDICAL) | 1115042 |  | 2001-08-20 | NATIONAL AIDS CONTROL | ELETROLAX | BLOOD BANK | DMS | DMS/2001/AIDS | 2001-08-20 | 2002-08-20 | 43000 | working
299 | Refrigerator | C | ZOVIT | 1115045 |  | 1995-10-18 | ELECTROLAX | ELECTROLAX | BLOOD BANK | DMS | 11011/NACO NACS/1995 | 1995-10-18 | 1996-10-18 | 56000 | working
300 | Refrigerator | C | 180LR | 8048352 |  | 2007-11-02 | SAMSUNG TRADERS | SAMSUNG | CASVALITY | TNHSP | 113408/Pandamp;D/2007 | 2007-11-02 | 2008-11-02 | 9250 | working
301 | Refrigerator | C | 180LR | 100756F |  | 2007-11-02 | SAMSUNG TRADERS | SAMSUNG | MOT | TNHSP | 113408/Pandamp;D/2007 | 2007-11-02 | 2008-11-02 | 9250 | working
302 | Refrigerator | C | 180LT | B707724K |  | 2007-11-02 | SAMSUNG TREADERS | SAMSUNG | BLOOD BANK | TNHSP | 113408Pandamp;DDT 12/09/2007 | 2007-11-02 | 2008-11-02 | 9250 | working
303 | Refrigerator | C | 250LITERS | 73717529 |  | 2007-11-02 | WHIRPHOOL AGENCS | WHIRPHOOL | MEDICAL STORES | TNHSP | Pandamp;D SEC /2007/113408 | 2007-11-02 | 2008-11-02 | 15700 | working
304 | Refrigerator | C | 250LITERS | 72312128 |  | 2007-11-02 | WHIRPHOOL AGENCE | WHIRPHOOL | LABORATERY | TNHSP | Pandamp;D SEC/2007/113408 | 2007-11-02 | 2008-11-02 | 15700 | working
305 | Refrigerator | C | 170LITERS(CHAMPION) | 129311675 |  | 2003-08-02 | GODRAJ LTD | GODRAJ LTD | ICTC(PPTCT) | TNHSP | 5712//S5/A4/2003 | 2003-08-02 | 2004-08-02 | 6415 | working
306 | Refrigerator | C | 165 LITERS | 129311672 |  | 1992-02-05 | GODRAJ LTD | GODRAJ LTD | LABORATRY | TNHSP | DMS/1992 | 1992-02-05 | 1993-02-05 | 5206 | working
307 | Refrigerator | C | RAMI BR300(BLOOD BANK REFRIGRATER | 129311693 |  | 2010-09-29 | RAMI ELEKCTRO | RAMI ELEKCTRO VALLUR | BLOOD BANK | DRHM | DMNACO/NRHM/2010 | 2010-09-29 | 2011-08-29 | 290000 | working
308 | Refrigerator | C | BR300(BLOOD BANK REFRIGERATER) | 18132003863 |  | 2010-09-29 | REMI ELEKRTRO THANA | REMI ELEKETRO THANE | BLOOD BANK | TNMSC | NACO/MRHK/2010 | 2010-09-29 | 2011-10-29 | 290000 | working
309 | Autoclave vertical single bin | C | 1 BIN | 44414 |  | 1996-09-05 | ASSOCIATED | ASSOCIATED | OPD | DMS | DMS/1996 | 1996-09-05 | 1997-09-05 | 2017 | working
310 | Autoclave vertical single bin | C | 2BIN | 45210 |  | 1999-09-10 | ALAN SURGICAL | ALAN SURGICAL | EYE OT | TNHSP | DMS/1999 | 1999-09-10 | 2000-09-10 | 21490 | working
311 | Autoclave vertical single bin | C | 1BIN | 25456 |  | 2004-04-30 | ALAN SURGICAL | ALAN SURGICAL | EYE OT | TNHSP | RCHP/2004 | 2004-04-30 | 2005-04-30 | 2450 | working
312 | Suction Apparatus - Electrical | C | ELECTRIC | 45451782 |  | 2010-08-02 | JUPITERS MANU CBE | JUPITERS MANU CBE | FPOT | TNHSP | TNMSC/TNHSP/2010 | 2010-08-02 | 2011-08-02 | 5210 | working
313 | Suction Apparatus - Electrical | C | ELECTRIC | 451254523 |  | 2010-08-02 | JUPITERS MANU CBE | JUPITERS MANU CBE | PAEDI/SNN | TNHSP | TNMSC/TNHSP/2010 | 2010-08-02 | 2011-08-02 | 5004 | working
314 | Suction Apparatus - Electrical | C | ELTRIC | 14563 |  | 2003-03-30 | VISHAL STEEL CHENNAI | VISHAL STEEL CHENNAI | MOT | TNHSP | TNHSP/TNMSC/2004 | 2003-03-30 | 2004-03-30 | 0 | working
315 | Suction Apparatus - Electrical | C | CABINET | 4545437 |  | 2004-03-09 | MADRAS SURGICAL | MADRAS SURGICAL | MOT | RCH | TNMSC/TNHSP/2004 | 2004-03-09 | 2005-03-09 | 6480 | working
316 | Suction Apparatus - Electrical | C | CABINET | 45121236 |  | 2004-03-09 | MADRAS SURGICAL | MADRAS SURGICAL | AEOT | RCH | TNMSC/TNHSP/2004 | 2004-03-09 | 2005-03-09 | 6480 | working
317 | Suction Apparatus - Electrical | C | CABINET | 45454825 |  | 2004-03-09 | MADRA SURGICAL | MADRAS SURGICAL | ACOT | RCH | TNMSC/TNHSP/2004 | 2004-03-09 | 2005-03-09 | 6480 | working
318 | Suction Apparatus - Electrical | C | ELECTRIC | 4545524 |  | 2003-03-30 | VISHAL STEEL CHENNAI | VISHAL STEEL CHENNAI | MOT | TNHSP | TNHSP/TNMSC/2003 | 2003-03-30 | 2004-03-30 | 3900 | working
319 | Suction Apparatus - Electrical | C | SURGI CRAFT | 4525254 |  | 2003-03-30 | VISHAL STEEL CHENNAI | VISHAL STEEL CHENNAI | PEDI/SNN | TNHSP | TNMSC/TNHSP/2003 | 2003-03-30 | 2004-03-30 | 3900 | working
320 | Suction Apparatus - Electrical | C | ELECTRIC | 45451542 |  | 2003-03-30 | VISHAL STEEL CHENNAI | VISHAL STEEL CHENNAI | MOT | TNHSP | TNMSC/TNHSP/2003 | 2003-03-30 | 2004-03-30 | 3900 | working
321 | Suction Apparatus - Electrical | C | ELECTRIC | 4545654 |  | 2003-03-30 | VISHAL STEEL CHENNAI | VISHAL STEEL CHENNAI | MOT | TNHSP | TNHSP/TNMSC/2003 | 2003-03-30 | 2004-03-23 | 3900 | working
322 | Suction Apparatus - Electrical | C | ELECTRIC | 45451278 |  | 2003-03-30 | VISHAL STEEL CHENNAI | VISHAL STEEL CHENNAI | MOT | TNHSP | TNMSC/TNHSP | 2003-03-30 | 2004-03-30 | 3900 | working
323 | Suction Apparatus - Electrical | C | ELECTRIAL | 45452514 |  | 2003-03-30 | VISHAL STEEL CHENNAI | VISHAL STEEL CHENNAI | MOT | TNHSP | TNMSC/TNHSP/2003 | 2003-03-30 | 2004-03-30 | 5002 | working
324 | Suction Apparatus - Electrical | C | ELECTRIC | 45451732 |  | 2003-03-30 | VISHAL STEEL CHENNAI | VISHAL STEEL CHENNAI | MOT | TNHSP | TNHSP/TNMSC/2003 | 2003-03-30 | 2004-03-30 | 5001 | working
325 | Suction Apparatus - Electrical | C | ELECTRI | 45251451 |  | 2003-03-30 | VISHAL STEEL CHENNAI | VISHAL STEEL CHENNAI | MOT | TNHSP | TNMSC/TNHSP/2003 | 2003-03-30 | 2004-03-30 | 5002 | working
326 | Echocardiogram Color | B1 | MINDRAY DC-T6 | NDN18001680 |  | 2012-01-21 | MADE IN CHINA | MINDRAY MEDICAL SYSTEM | ICCU WARD | TNHSP | TNHSP/TNMSC/ENGG/AG10andamp;AG22/2011 | 2012-01-31 | 2013-01-30 | 14494 | working
327 | Binocular Mircroscope | B2 | BLS178 | 118131 |  | 2011-03-30 | JUPITORS | Jupitor MANUFACTURE | LABORATORY | RCH | TNHSP/TNMSC/2010 | 2011-03-30 | 2012-03-30 | 12500 | working
328 | Ultra Sonogram -POTABLE | B | SONATA | 377-390-0023-57 |  | 2003-10-14 | Landamp;T | Landamp;T | LOBOUR WARD | DMS | DMS/2003 | 2003-10-14 | 2004-10-14 | 277366 | Transfered out to GH, Cumbum
329 | Operating Microscope (ENT) | B2 | crisp 1(ENT) | 2221450 |  | 2012-03-06 | SANMA | sanma medineers channei~ Ph.no 9444444624~ 044 26545943 | MOT | TNHSP | TNHSP/TNMSC/2012 | 2012-03-06 | 2015-03-05 | 160000 | working
330 | Auto analyser | B | RX 50 | 318494 |  | 2010-11-16 | MICRO LAB | MICRO INSTRUMENTS | ICTC LAB | TNMSC | TNHSP/TNMSC/2010 | 2010-11-16 | 2011-11-16 | 44400 | working
331 | Elisa Reader cum washer | B2 | ELISA | 5421450 |  | 2011-01-05 | ROBINIK | ROBINIK(INDIA) | BLOOD BANK LAB | RCH | TNMSC/TNHSP/2011 | 2011-01-05 | 2012-01-05 | 177769 | working
332 | Magnavision Lamp | C | MAGNA | 4587 |  | 2011-03-30 | JUPITER | Jupitor pharma | VIA/VILI (LW) | TNMSC | TNHSP/TNMSC/2011 | 2011-03-30 | 2012-03-30 | 4400 | working
333 | Magnavision Lamp | C | MAGNA | 454514 |  | 2012-03-17 | SOLOKRAFT | solokrafts industris chennai | LW VIA/VILI | TNHSP | TNHSP/TNMSC/2011 | 2012-03-17 | 2013-03-17 | 6987 | working
334 | Audiometer | C | OAE ANALYZER-GSI AUDIOSCREENER | G344381 |  | 2012-03-21 | ALLIANCE | ALLIANCE-BIOMEDICA-PLD-CHENNAI | ENT | TNMSC | 4748/TNMSC/ | 2012-03-21 | 2015-03-20 | 273000 | working
335 | Audiometer | C | INDIGENOUS-DIGITAL-AUDIO-METER | 74745 |  | 2012-03-21 | ALPS | ALPS-INTERNATIONAL-DELHI | ENT | TNMSC | 4748/TNMSC | 2012-03-21 | 2015-03-21 | 45390 | working
336 | Audiometer | C | IMPEDANCE-AUDIO-METER0-AD2000 | 17175 |  | 2012-03-21 | ALPS | ALPS-INTERNATIONPVT-DELHI | ENT | TNMSC | 4748/TNMSC | 2012-03-21 | 2015-03-13 | 218250 | working
337 | Ultra Sonogram -MOBILE | B | CHISON 6004 | 1112013 |  | 2012-03-30 | SURYA SURGICAL INDU CHENNAI | MINDRAY TRADERS | SCAN(LW)-FP | TNMSC | TNHSP/TNMSC/2012 | 2012-04-10 | 2015-03-30 | 272950 | working
338 | X-ray Machine 300 mA | B2 | PLEOPHOS-D | 01917S24 |  | 1994-01-24 | SIEMENTS | SIEMENTS INDIA LTD | X RAY DEPART | DMS | DMS/1994 | 1994-01-24 | 1995-01-24 | 447876 | working
339 | Blood Collection Monitor / Mechanical Agitator | C | CDCM393 | 312450 |  | 2010-04-01 | REMI ELEKTRO TECHNIK LTD | REMI | BLOOD BANK | TNMSC | 18R/NRHM/HSP/TNMSC/2010 | 2010-04-01 | 2010-04-01 | 31377 | working
340 | Syringe Pump | B | AKAS | 235689 |  | 2007-04-12 | AKAS | AKASMEDICAL SYSTEMS | PEDI/SNN | TNMSC | 103928/Sandamp;P/2006 DT 06/03/2007 | 2008-04-12 | 2008-04-12 | 28700 | working
341 | Auto Refrectometer | C | ACCORET K9001 | 454210 |  | 2009-08-25 | PROJECT | PROJECT DIRECTERS | EYE WARD | TNMSC | TNCBCS/ACC131/2008 DT 14/03/2008 | 2009-08-25 | 2010-08-25 | 97000 | working
342 | Diagnostic Audiometer | B2 | ARPHI | 59 |  | 1995-11-17 | ARPHI ELECTRICAL | ARPHI ELECTRICAL | X RAY DEPART | DMS | 95100/DMS/1995 | 1995-11-17 | 1996-11-17 | 44044 | working
343 | Syringe Pump | B | AKAS | 5245120 |  | 2007-04-12 | AKAS | AKAS MEDICAL SYSTEMS | PEDI/SNN | TNMSC | 10328/Sandamp;P/2007 | 2007-04-12 | 2008-04-12 | 28700 | working
344 | Syringe Pump | B | ST670 | 6352410 |  | 2010-11-18 | TRANS HEALTH | TRANS HEALTH | PEDI/SNN | TNMSC | TNMSC TNHSP/2010 | 2010-11-18 | 2011-11-18 | 21600 | working
345 | Syringe Pump | B | ST670 | 652536 |  | 2010-11-18 | TRANS HEALTH | TRANS HEALTH | PEDI/SNN | TNMSC | TNMSC/ TNHSP/2010 | 2010-11-18 | 2010-11-18 | 44928 | working
346 | Syringe Pump | B | ST6000 | 315427 |  | 2011-08-11 | TRANS HEALTH | TRANS HEALTH | ICCU | TNMSC | TNMSC/2011 | 2011-08-11 | 2012-08-11 | 25200 | working
347 | Syringe Pump | B | ST6000 | 320457 |  | 2011-08-11 | TRANS HEALTH | TRANS HEALTH | PEDI/SNN | TNMSC | TNMSC/TNHSP/2011 | 2011-08-11 | 2012-08-11 | 25200 | working
348 | Syringe Pump | B | ST6000 | 31547 |  | 2011-08-11 | TRANS HEALTH | TRANS HEALTH | ICCU | TNMSC | TNMSC/TNHSP/2011 | 2011-08-11 | 2012-08-11 | 25200 | working
349 | Blood Collection Monitor / Mechanical Agitator | C | CLINITRON | 141402 |  | 2002-10-28 | SCINTIFIC | SCINTIFICandamp;GENERAL TRADERS | BLOOD BANK | DMS | 7856/DMS/12/08/2002 | 2002-09-28 | 2002-10-28 | 49703 | working
350 | ECT Machine | B2 | BPE691 | 658740 |  | 2003-03-19 | MEDICAL SYSTEMS | MEDICAL SYSTEMS CHANDIGARH | PSY WARD | DMS | 71507/Sandamp;P DT 03/03/2003/DMS | 2003-03-19 | 2004-04-19 | 68000 | working
351 | Auto Clave HP Horizontal | C | RETANGULER | 235640 |  | 2011-07-12 | SOLOKRFTS | SOLOKRAFTRS | ACOT | TNMSC | 139/2011 | 2011-07-12 | 2012-07-12 | 145000 | working
352 | Auto Clave HP Horizontal | C | RETANGULER | 21403 |  | 2009-12-10 | SOLOKRAFTS | SOLOKRAFTS | MOT | RCH | RCH ENGG/E-18 2009 | 2009-12-10 | 2010-12-10 | 132000 | working
353 | Micro Drill | C | MICRI DRILL | 54210 |  | 2012-02-29 | VANSARRY | VANSARRY MARKETING | MOT | TNMSC | 4748/TNHSP/2012 | 2012-02-29 | 2013-02-28 | 87400 | working
354 | Automated Cell Counter | B2 | POCH-100 | F-2802 |  | 2013-01-16 | M/S-SYSMEXCORP-JAPAN | TRANSASIA-BIO-MEDICAL-LTD-MUMBAI | LAB | TNMSC | REF-NO-2630/TNMSC/ENG/2012 | 2013-01-18 | 2015-01-17 | 285120 | working
20122782

## Uthamapalayam
DIRECTORATE OF MEDICAL AND RURAL HEALTH SERVICES
GOVERNMENT OF TAMIL NADU
REPORT : EQUIPMENT RECEIPT DETAILS REPORT-INSTITUTION WISE
PERIOD : 01/01/2005-27/02/2015
District : THENI
Institution : UTHAMAPALAYAM
S.No. | Equipment Name | Equipment Category | Equipment Model No | Equipment Serial No | CPC Code | Date of Receipt | Manufacturer Name | Supplier Name | Location of Equipment | Source of Supply | Purchase Order No | Date of Installation | Warranty Valid Upto | Cost of the item | Working Status
1 | Pulse Oximeter with NIB.P | B2 | PAD 8 | M71699andamp;M71797 |  | 2014-04-10 | Masimo Corporation | GRACE MFGandamp; TRADING CO(DELHI) | casuality | TNMSC | RCH-II/TNMSC/ENGG/E67/2014Dt05.03.14 | 2014-04-19 | 2019-04-18 | 68968 | working
2 | X-ray Machine 100 mA | B |  |  |  |  | Stallion | Stallion | X-ray | DMS |  | 2009-08-02 | 2011-07-31 | 276124 | working
3 | X-ray Machine 50 mA(Mobile) | B |  |  |  | 1984-03-18 | Elbro | Elbro | X-ray | DMS |  | 1984-03-18 | 1985-04-30 | 41560 | working
4 | Boyles apparatus with Circle Abosrber | B |  |  |  | 2007-09-02 | Madras Surgicals~chennai | Madras Surgicals~chennai | Labour ward | DMS |  | 2007-09-02 | 2008-09-02 | 0 | working
7 | Shadowless Lamp stand model | B |  |  |  | 2008-01-24 | Jupiter mfg/~works | Jupiter Mfg/~works | OT | TNHSP |  | 2008-01-24 | 2009-01-24 | 0 | working
9 | Diathermy Machine (Electric Cautery) | B |  |  |  | 2004-10-01 | Associated Surgicals | Associated surgicals | OT | DMS |  | 2004-10-01 | 2005-10-01 | 0 | working
12 | Glucometer | C |  |  |  | 2007-01-23 | Appasamy~chennai | Appasamy~chennai | Lab | DMS |  | 2007-01-23 | 2008-01-23 | 0 | working
13 | Mono cular Microscope | C |  |  |  | 1997-11-17 | Appasamy~chennai | Appasamy~chennai | Lab | DMS |  | 1997-11-17 |  | 0 | condemed
14 | Needle destroyer / Syringe Destroyer | C |  |  |  | 2003-06-27 | Linco Scientific | Linco Scientific | Ward | DMS |  | 2003-06-27 |  | 0 | working
15 | ECG machine ordinary | B |  |  |  | 1997-01-03 | BPL~Chennai | BPL~Chennai | ECG | DMS |  | 1997-01-03 |  | 0 | condemed
16 | Boyles apparatus with Circle Abosrber | B |  |  |  | 1996-03-14 | BOC India Ltd/~ | BOC India Ltd/~ | OT | DMS |  | 1996-03-14 |  | 0 | condemed
17 | Shadowless Lamp stand model | B |  |  |  |  | M/C/Dalal and Co/~ | M/C/Dalal and Co/~ | OT | DMS |  |  |  | 0 | working
18 | Infusion pump | C | Akas |  |  | 2007-03-15 | Akas medical systems | Akas Medical Systems | Ward | TNHSP |  | 2007-03-15 |  | 0 | working
19 | Auto Clave HP Vertical (2 bin) | C |  |  |  | 2007-04-27 | Jupiter mfg/~works | Jupiter Mfg/~works | OT | TNHSP |  | 2007-04-27 |  | 0 | working
24 | B.P.apparatus table model | C | DIAMOND |  |  | 2007-11-27 |  | South india surgicaals | Ward | DMS | Tnhsp/Tnmsc/07 | 2007-11-27 | 2003-01-19 | 1102 | working
25 | Needle destroyer / Syringe Destroyer | C |  |  |  | 2007-05-14 | Glo Lifecare | Glo Lifecare |  | TNHSP | TNHSP/TNMSC/BMWM/08 | 2007-05-14 |  | 4711 | working
26 | B.P.apparatus table model | C | Box Type |  |  | 2007-11-27 |  | MADRAS SURGICALS CHENNAI | Ward | DMS | TNHSP/TNMSC/P2E22/07/Dt.03/09/2007 | 2007-11-27 |  | 1102 | working
27 | Foetal Doppler | C |  |  |  | 2012-09-04 | BPL | ANAND PHARMA |  | OTHERS |  |  | 2013-09-04 | 11130 | working
28 | Radiant Warmer | C | 2000 B |  |  | 2007-02-10 | Madras Surgicals | Madras Surgicals | Labour ward | TNHSP |  | 2007-02-10 |  | 0 | working
29 | Generator | C | EXK 2800 S |  |  | 2008-05-05 | Fermier | Fermier | Generator room | TNHSP |  | 2008-05-05 |  | 0 | working
30 | Operation table Hydraulic Minor | B2 | 210 | 00214/TAMI/1 |  | 2006-07-25 | Vibash Surgicals | Vibash Surgicals | OT | TNHSP | TNHSP/TNMSC/06 | 2008-06-05 | 2007-07-25 | 33344 | working
31 | Opthalmoscope - Direct | C | Welch Alyn Make |  |  | 2008-06-09 | Vibash Surgicals | Vibash Surgicals |  |  |  | 2008-06-09 |  | 0 | working
33 | Baby Incubators | C | Neotech | 00214/BINC/1 |  | 2006-10-08 | Neotech | Madras Surgicals~chennai | Labour ward | TNHSP | TNHSP/TNMSC/E7/ENGG/2005 Dt.21-11-2005 | 2006-10-08 | 2007-10-08 | 69900 | working
34 | Baby Incubators | C | Neotech | 00214/BINC/2 |  | 2007-12-18 | Neotech | Madras Surgicals~chennai | Labour ward | TNHSP | TNHSP/TNMSC/P2E3/07/11.9.2007 | 2007-12-18 | 2008-12-18 | 69900 | working
35 | Phototherapy Unit | C | 4000CPL | 711899 |  | 2007-12-17 | Neotech | Madras Surgicals~chennai | Labour ward | TNHSP | TNHSP/TNMSC/07 | 2007-12-17 | 2011-11-19 | 10260 | working
36 | Radiant Warmer | C | Neotech | 00214/RAWR/1 |  | 2006-08-10 | Neotech | Madras Surgicals~chennai | Labour ward | TNHSP | TNHSP////TNMSC/P2E3/07 | 2006-08-23 | 2008-08-31 | 69900 | working
37 | Radiant Warmer | C | Neotech | 7121264 |  | 2007-12-18 | Neotech | Madras Surgicals~chennai | Labour ward | TNHSP | TNHSP/Tnmsc/P2E10/07 | 2007-12-18 | 2009-01-01 | 17680 | working
38 | Pulse Oximeter | B | Stellar - P |  |  | 2007-02-21 | Landamp;T | Landamp;T | OT |  |  | 2007-02-21 |  | 0 | working
39 | Operation Table Hydraulic Major | B2 | 121 | Equipment Code(Institution) 00214/TAMA/1 |  | 2007-12-25 | Jupiter mfg/~works | Jupiter Mfg/~works | OT | TNHSP | TNHSP/TNMSC/07 | 2008-01-21 | 2008-12-31 | 55120 | working
40 | Operation Table Hydraulic Major | B2 | 2 |  |  | 1997-12-19 | General Surgery | Tr.From GH Chinnamanur | OT | DMS |  | 1997-12-19 |  | 0 | working
41 | Pulse Oximeter | B | Stellar | 00214/SPO2/1 |  | 2006-08-10 | Landamp;T | Landamp;T | OT | TNHSP | TNHSP/TNMSC/06P2/E9/ | 2006-08-26 | 2007-08-10 | 40514 | working
42 | Pulse Oximeter | B | Stellar | 90131436 |  | 2008-08-07 | Landamp;T | Landamp;T | OT | TNHSP | TNHSSP/TNMSC/P2E9/07 | 2008-01-21 | 2009-01-07 | 34763 | working
43 | Cardiac Monitor | C | Micromon-NXT | 90131931 |  | 2008-01-07 | Landamp;T | Landamp;T | OPERATION THEATRE | TNHSP | TNHSP/TNMSC/P2E5/07/11.9.07 | 2008-01-21 | 2009-01-07 | 27810 | working
44 | ECG machine computerized | B | Edan SE300 | SA745070095 |  | 2008-01-31 | Philips | Madras Surgicals | OUT PATIENT DEPT. | TNHSP | TNHSP/TNMSC/PLE12/28-11-2007 | 2008-01-31 | 2009-01-31 | 47520 | working
45 | Auto Clave HP Vertical (2 bin) | C |  |  |  | 2007-04-27 | Jupiter mfg/~works | Jupiter Mfg/~works | OT | TNHSP |  | 2007-04-27 |  | 0 | working
46 | Dental Chair | B2 | 30901 | 383 |  | 2003-06-06 | ASSOCIATED SURGICALS | ASSOCIATED SURGICALS | Dental OP | DMS | 30901/S$Ps/1/02/31/12/02 | 2003-12-20 | 2005-06-06 | 0 | working
47 | Infusion pump | C | Akas | 00214/INPM/1 |  | 2007-03-15 | Akas medical systems | Akas Medical Systems | FEMALE WARD | TNHSP | TNHSP/TNMSC | 2007-03-15 | 2008-08-15 | 6500 | working
48 | Semi auto analyser | B2 | POINTE 180 | 00214/SEAA/1 |  | 1997-12-29 | Transasia Ringarward~ Daman | Transasia Ringarward~ Daman | Lab | DMS | DMS SUPPLY | 1997-12-29 | 1998-01-31 | 0 | condemed
49 | Electric Calorimeter | C |  |  |  | 1997-11-17 | Appasamy~chennai | Appasamy~chennai | Lab | DMS |  | 1997-11-17 |  | 0 | condemed
50 | B.P.apparatus table model | C | 110 | 112 |  | 2007-11-27 |  | MADRAS SURGICALS | Ward-FEMALE WARD | DMS | TNHSP/TNMSC/P2E22/07 | 2007-11-27 | 2008-11-22 | 1102 | working
51 | B.P.apparatus stand model | C | 112 | 40 |  | 2002-08-31 |  | Dms | MMW | DMS | DMS supply | 2002-08-31 | 2003-08-31 | 752 | working
52 | Nebuliser Adult | C | philips/300306 | 112102 |  | 2008-10-14 | South India surgical | South India surgical | MALE WARD | TNHSP | TNHSP/TNMSC | 2008-10-14 | 2009-10-31 | 2200 | working
53 | Needle destroyer / Syringe Destroyer | C | 8815 | 8815 |  | 2007-05-14 | Glo Lifecare | Glo Lifecare | OPD | TNHSP | TNHSP/TNMSC/ENG8/BMWM/08 | 2007-05-14 | 2008-06-30 | 4711 | working
54 | Operation Table Hydraulic Major | B2 |  |  |  | 1997-12-19 | General Surgery | General Surgery~chennai | OT | DMS |  | 1997-12-19 |  | 0 | working
55 | Nebuliser Adult | C | 112102 | 112102/ |  | 2008-10-14 | South India surgical | South India surgical | FEMALE WARD | TNHSP | TNHSP/TNMSC | 2008-10-14 | 2009-08-14 | 2200 | working
56 | Auto Clave HP Vertical (2 bin) | C |  |  |  | 2008-04-09 | Jupiter mfg/~works | Jupiter Mfg/~works | OT | TNHSP | Tnhsp/TNMSC/P2E11 | 2008-04-09 |  | 33280 | working
57 | B.P.apparatus stand model | C | sTAND MODEL | 41 |  | 2002-08-31 |  | DMS-CHENNAI | OPD | DMS | DMS_SUPPLY | 2002-08-31 | 2003-08-31 | 752 | working
58 | B.P.apparatus stand model | C | stand model | 42 |  | 2002-08-31 |  | DMS supply | Ward-Labour Ward | DMS | Dms-supply | 2002-08-31 | 2003-08-31 | 954 | working
59 | Needle destroyer / Syringe Destroyer | C | 8816 | 8887 |  | 2007-05-14 | Glo Lifecare | Glo Lifecare | opd | TNHSP | tnhsp/tnmsc/en8/08 | 2007-05-14 | 2009-08-19 | 785 | working
60 | Needle destroyer / Syringe Destroyer | C | 8887 | Equipment Code(Institution) 00214/NEED/4 |  | 2007-05-14 | Glo Lifecare | Glo Lifecare | MALEWARD | TNHSP | TNHSP/TNMSC/ENG8/08 | 2007-05-14 | 2009-08-19 | 785 | working
61 | Needle destroyer / Syringe Destroyer | C | 8818 | 8818 |  | 2007-05-14 | Glo Lifecare | Glo Lifecare | ward | TNHSP | TNHSP/TNMSC/BMWM/08 | 2008-08-19 | 2008-08-20 | 785 | working
62 | Semiauto Analyser | B2 | 219 | 29241571 |  | 2011-10-19 | ROPONIK | Robonik | Lab | TNHSP | Tr. Ref.No.219/s/ dt08/10/2011 | 2011-10-19 | 2012-12-31 | 59000 | working
65 | Needle destroyer / Syringe Destroyer | C | 8814 | 8814- |  | 2008-08-19 |  | GIO LIFE CARE | OPD | TNHSP | Tnhsp/TNMSC/ENG/BMWM/08 | 2008-09-16 | 2008-08-19 | 785 | working
66 | Generator | C | EXK2800S | ECNo.l0 602053 |  | 2006-08-23 |  | FermierENGR/PVT Ltd. | OT |  | Tnhsp/Tnmsc | 2006-08-23 | 2008-08-23 | 0 | working
67 | Histeroscopy System | B2 |  |  |  | 2002-03-16 |  | MSD | OT |  |  | 2002-03-16 |  | 0 | working
68 | X-ray Machine 100 mA | B2 | 100R/FO/HORISON |  |  | 2009-07-10 | Horison | AllengersMedi Systems |  | TNHSP | Tnhsp/Tnmsc/ICB/P3andamp;1/2009 | 2009-07-10 | 2010-07-10 | 0 | working
72 | Weighing machine adult | C |  |  |  | 2006-07-07 | Madras Surgicals |  | F.w. | TNHSP | 69/TNmsc/tnhsp | 2006-07-07 | 2006-07-07 | 0 | working
73 | Weighing machine adult | C |  |  |  | 2007-11-27 | Madras Surgicals | Madras Surgicals | Labour Ward | TNHSP | Tnhsp/P2E28//07 | 2007-11-27 | 2007-11-27 | 0 | working
74 | Weighing machine paed | C |  |  |  | 2006-07-07 | Madras Surgicals |  | Female Ward | TNHSP | 69/Tnhsp/Tnmsc/PE7/ | 2007-11-27 | 2008-07-07 | 0 | working
75 | Foetal Monitor | B | [5 empty] | Associated Surgicals | Female ward |  |  | 2008-08-22 | 2005-09-01 | 0 | working
76 | Silastic vacuum extractor | C |  |  |  | 2006-11-21 |  | Ideal Surgical | Female Ward | TNHSP |  | 2006-11-21 | 2006-11-21 | 0 | working
77 | Magnavision Lamp | C | 8008 | 8008 |  | 2011-03-31 | HARDEC MEDITECH | Jupiter | LABOUR WARD | TNHSP | TNHSP/TNMSC/ | 2012-08-22 | 2012-03-31 | 0 | working
78 | Magnavision Lamp | C | 8007 | 3501 |  | 2012-03-18 |  | SOLOGRAFTS | vIA vILLI | TNHSP | TNHSP/TNMSC/ICB/AG31/2011 | 2012-03-18 | 2013-03-18 | 0 | working
79 | Bed Side Monitor/Cardiac Monitor/ECG Monitor | B2 |  |  |  | 2009-05-30 |  |  |  | JDHS |  |  |  | 0 | working
80 | Ultra Sound Scanner - Portable | B2 | SELECTRA LX |  |  | 2009-02-24 |  | LARSON ANDTOUBRO | SCAN ROOM | TNMSC | TNMSC/ENGR/2008/07 | 2009-03-03 | 2011-02-24 | 0 | working
81 | Emergency Lamp | C |  |  |  | 2009-03-28 | UNIPHARMA |  | LABOUR WARD | TNMSC | 587/SRM/TNMSC/05 | 2009-07-23 | 2010-03-28 | 0 | working
82 | Emergency Lamp | C |  |  |  | 2009-03-28 | UNIPHARMA |  | LABOUR WARD | TNMSC | 587/SRM/TNMSC/05 | 2009-07-23 | 2010-03-28 | 0 | working
83 | Emergency Lamp | C |  |  |  | 2009-03-28 |  | UNIPHARMA | MALE WARD | TNMSC | 587/SRM/TNMSC | 2009-07-24 | 2010-03-28 | 0 | working
86 | Weighing machine adult | C |  |  |  | 2012-06-08 | ALAN MEDICAL | ALAN MEDICAL | LABOUR WARD |  | TNHSP/TNMSC/ENGG/AG24/2011 | 2012-06-08 | 2013-01-28 | 0 | working
87 | Needle destroyer / Syringe Destroyer | C | 3 | 00214/NEED/3 |  | 2012-08-01 | NULIFE | ANAND PHARMA | OPD | OTHERS | 51/12 | 2008-08-01 | 2013-09-04 | 785 | working
88 | B.P.apparatus dial model | C | Box type | 74 |  | 2012-08-17 | M/S MADHUSUDHANAN CHENNAI | BOX TYPE | OPD | TNHSP | TNHSP/TNMSC/AG26/2011 | 2012-06-16 | 2013-08-10 | 1252 | working
89 | Needle destroyer / Syringe Destroyer | C | 2 | 00214/NEED/2 |  | 2012-08-16 | NULIFE | ANAND PHARMA | OPD | OTHERS | 51/12/CMO/GH/UTHAMAPALAYAM | 2012-08-16 | 2013-09-09 | 1890 | working
90 | Operation table Hydraulic Minor | B2 |  |  |  | 2006-07-25 | Vibash surgicals | Vibash Surgicals | Operation Theatre | TNHSP |  | 2006-07-28 | 2007-07-25 | 0 | working
91 | Opthalmoscope Indirect | C | 1799 |  |  | 2006-09-15 | vibash surgicals madras | Vibash surgicals madras | LABOUR WARD | TNHSP | 69/tnhsp/tnmsc/eng/De8/1/7/2006 | 2006-06-12 | 2007-09-15 | 4584 | working
92 | ECG machine computerized | B | EDEN SE3 | 309035-m11801710159 |  | 2011-10-11 | MADRAS SURGICALS | MADRAS SURGICALS | OPD | TNHSP | TNHSP/TNMSC/AG 27/2011/14.12.2011 | 2011-10-24 | 2012-10-11 | 38470 | working
1042980