## PHC PIPALIYAMANDI
Name of Consultant :- | [6 empty] | Date:- |  | 2015-09-16
Name of Dist./Type of Facility/Name of the Facility :- |  |  |  |  | PHC PIPALIYAMANDI
Equipment ID | Department | Equipment Description | Manufacturer | Model No. | Serial No. | Functional Status |  | Qty. | Approx Cost of Each Equipment | Total Cost of Equipment
[6 empty] | W | NW
# | # | BP APPARATUS | NAMATT | CM/L 8325472 | 87516 | 1 |  | 1 | 650 | 650
# | LABOUR ROOM | REFRIGERATOR | PANASONIC | * | * | 1 |  | 1 | 15000 | 15000
# |  | LABOUR TABLE | INDIAN | * | * | 1 |  | 1 | 14000 | 14000
# |  | STERLIZER | INDIAN | * | * | 1 |  | 1 | 6500 | 6500
# |  | SUCTION MACHINE | INDIAN | * | * | 1 |  | 1 | 6500 | 6500
# |  | FETAL DOPPLER | * | * | * | 1 |  | 1 | 80000 | 80000
# |  | BP APPARATUS | GOLD SUPREME | * | * | 1 |  | 1 | 650 | 650
# |  | BABY WEIGHING MACHINE | CROWN | * | * | 1 |  | 1 | 3500 | 3500
# |  | LABOUR TABLE | INDIAN | * | * | 1 |  | 1 | 14000 | 14000
# |  | RADIANT WARMER | SWASTI MEDITECH | * | * | 1 |  | 1 | 38000 | 38000
# |  | AMBU BAG | INDIAN | * | * | 1 |  | 1 | 1100 | 1100
# |  | AMBU BAG | INDIAN | * | * | 1 |  | 1 | 1100 | 1100
# |  | NEEDLE CUTTER | MEDI WAVES | * | * | 1 |  | 1 | 1200 | 1200
# |  | AUTO CLAVE(VERTICAL) | INDIAN | * | * | 1 |  | 1 | 65000 | 65000
# |  | FUMIGATION MACHINE | * | * | * | 1 |  | 1 | 6500 | 6500
# | OT | OT TABLE | INDIAN | * | * | 1 |  | 1 | 45000 | 45000
# |  | OT TABLE | INDIAN | * | * | 1 |  | 1 | 45000 | 45000
# |  | OT TABLE | INDIAN | * | * | 1 |  | 1 | 45000 | 45000
# |  | SUCTION MACHINE | INDIAN | * | * | 1 |  | 1 | 6500 | 6500
# |  | NEEDLE CUTTER | MEDI WAVES | * | * | 1 |  | 1 | 1200 | 1200
# |  | SPOT LIGHT | INDIAN | * | * |  | 1 | 1 | 6500 | 6500
# |  | SPOT LIGHT | INDIAN | * | * |  | 1 | 1 | 6500 | 6500
# |  | LARYNGOSCOPE | * | * | * | 1 |  | 1 | 1100 | 1100
# | VACCINE ROOM | DEEP FREEZER | UNICEF | * | * | 1 |  | 1 | 250000 | 250000
# |  | ILR | HAIER | HBD-116 | * | 1 |  | 1 | 250000 | 250000
# |  | ILR | VESTFROST | MK-144 | * | 1 |  | 1 | 250000 | 250000
# | DRESSING ROOM | NEEDLE CUTTER | MEDI WAVES | * | * | 1 |  | 1 | 1200 | 1200
# | LAB | REFRIGERATOR | PANASONIC | NR-A-190R | * | 1 |  | 1 | 15000 | 15000
# |  | CENTRIFUGE | * | * | * | 1 |  | 1 | 6500 | 6500
# |  | BIO CHEM ANALYSER | KAYTO | * | * | 1 |  | 1 | 200000 | 200000
# |  | DIGITAL PHOTO COLORIMETER | SCIENTEX | * | * | 1 |  | 1 | 1400 | 1400
# |  | NEEDLE CUTTER | DIAMOND | * | * | 1 |  | 1 | 1200 | 1200
# |  | MICROSCOPE | SUSWOX | SK-77156 | * | 1 |  | 1 | 30000 | 30000
# |  | HOT AIR OVEN | * | * | * | 1 |  | 1 | 4500 | 4500
# |  | GLUCOMETER | ARIETTE | * | * | 1 |  | 1 | 1500 | 1500
NOTE
[6 empty] | Total No.of Equipment |  |  |  | 35
# | Not Created / Not Found |  |  |  |  | Total Equipment Cost |  |  |  | 1421800
* | Not Available |  |  |  |  | Total CMC Value |  |  |  | 99526

## PHC SANJEET
Name of Consultant :- | [5 empty] | Date:- |  | 2015-09-16
Name of Dist./Type of Facility/Name of the Facility :- |  |  |  |  | PHC SANJEET
Equipment ID | Department | Equipment Description | Manufacturer | Model No./Serial no | Functional Status |  | Qty. | Approx Cost of Each Equipment | Total Cost of Equipment
[5 empty] | W | NW
# | LABOUR ROOM | Labour Table | Indian | * | 1 |  | 1 | 14000 | 14000
# |  | Radiant Warmer | Meditrin | * | 1 |  | 1 | 38000 | 38000
# |  | Suction Machine | Indian | * | 1 |  | 1 | 6500 | 6500
# |  | Foetal Doppler | * | * | 1 |  | 1 | 80000 | 80000
# |  | Weighing Machine | Victoria | * | 1 |  | 1 | 2500 | 2500
# |  | Baby Weighing Machine | Crown | * | 1 |  | 1 | 3500 | 3500
# |  | Suction Machine | * | * | 1 |  | 1 | 6500 | 6500
# |  | Ambu Bag | Indian | * | 1 |  | 1 | 1100 | 1100
# |  | Digital Weighing Machine | Venus | * |  | 1 | 1 | 2500 | 2500
# |  | B. P. Apparatus | Gold Supreme | * | 1 |  | 1 | 650 | 650
# |  | Needle Cutter | Micro Care | * | 1 |  | 1 | 1200 | 1200
# |  | Sterilizer | Indian | * | 1 |  | 1 | 6500 | 6500
# | LAB | Domestic Refrigerator | Godrej | GDP-193 | 1 |  | 1 | 1500 | 1500
# |  | Centrifuge | * | * | 1 |  | 1 | 6500 | 6500
# |  | Biochemistry Analyzer | ERBA | * | 1 |  | 1 | 200000 | 200000
# |  | Microscope | * | * | 1 |  | 1 | 30000 | 30000
# |  | Glucometer | Arietle | * |  | 1 | 1 | 1500 | 1500
# |  | Glucometer | Accu Check | GS 02210929 | 1 |  | 1 | 1500 | 1500
# | VACCINE ROOM | Deep Freezer | Unicef | SB-142/15000270 | 1 |  | 1 | 250000 | 250000
# |  | ILR | Vest Frost | MK-144/90408082 | 1 |  | 1 | 250000 | 250000
# |  | B. P. Apparatus | * | * |  | 1 | 1 | 650 | 650
# |  | Weighing Machine | * | * | 1 |  | 1 | 2500 | 2500
NOTE
[5 empty] | Total No.of Equipment |  |  |  | 22
# | Not Created / Not Found |  |  |  | Total Equipment Cost |  |  |  | 907100
* | Not Available |  |  |  | Total CMC Value |  |  |  | 63497

## PHC NAHARGARH
Name of Consultant :- | [5 empty] | Date:- |  | 2015-09-16
Name of Dist./Type of Facility/Name of the Facility :- |  |  |  |  | PHC NAHARGARH
Equipment ID | Department | Equipment Description | Manufacturer | Model No./Serial no | Functional Status |  | Qty. | Approx Cost of Each Equipment | Total Cost of Equipment
[5 empty] | W | NW
# | LABOUR ROOM | ILR | Unicef | MK-142/44623093 | 1 |  | 1 | 250000 | 250000
# |  | Sterilizer | Indian | * | 1 |  | 1 | 6500 | 6500
# |  | Labour Table | * | * | 1 |  | 1 | 14000 | 14000
# |  | Labour Table | Indian | * | 1 |  | 1 | 14000 | 14000
# |  | Radiant Warmer | Swastic Meditech | * | 1 |  | 1 | 38000 | 38000
# |  | Baby Weighing Machine | Braun | * | 1 |  | 1 | 3500 | 3500
# |  | Suction Machine | * | * | 1 |  | 1 | 6500 | 6500
# |  | Suction Machine | * | * | 1 |  | 1 | 6500 | 6500
# |  | Needle Cutter | Amkay | * | 1 |  | 1 | 1200 | 1200
# |  | Ambu Bag | Indian | * | 1 |  | 1 | 1100 | 1100
# |  | Foetal Doppler | * | * | 1 |  | 1 | 80000 | 80000
# | LAB | Domestic Refrigerator | Panasonic | * | 1 |  | 1 | 15000 | 15000
# |  | B. P. Apparatus | * | * | 1 |  | 1 | 650 | 650
# |  | Centrifuge | * | * | 1 |  | 1 | 6500 | 6500
# |  | Needle Cutter | * | * | 1 |  | 1 | 1200 | 1200
# |  | Microscope | * | * | 1 |  | 1 | 30000 | 30000
# |  | Analyzer | * | * | 1 |  | 1 | 200000 | 200000
# |  | Glucometer | * | * | 1 |  | 1 | 1500 | 1500
# |  | OT Table | Indian | * | 1 |  | 1 | 45000 | 45000
# |  | OT Table | * | * | 1 |  | 1 | 45000 | 45000
# |  | Vertical Autoclave | Indian | * | 1 |  | 1 | 65000 | 65000
# |  | Vertical Autoclave | * | * | 1 |  | 1 | 65000 | 65000
# |  | Spot Light | Indian | * | 1 |  | 1 | 6500 | 6500
# |  | B. P. Apparatus | * | * | 1 |  | 1 | 650 | 650
# |  | Digital Baby Weighing Machine | SECA | * | 1 |  | 1 | 3500 | 3500
NOTE
[5 empty] | Total No.of Equipment |  |  |  | 25
# | Not Created / Not Found |  |  |  | Total Equipment Cost |  |  |  | 906800
* | Not Available |  |  |  | Total CMC Value |  |  |  | 63476

## PHC KAYAMPUR
Name of Consultant :- | [5 empty] | Date:- |  | 2015-09-16
Name of Dist./Type of Facility/Name of the Facility :- |  |  |  |  | PHC KAYAMPUR
Equipment ID | Department | Equipment Description | Manufacturer | Model No./Serial no | Functional Status |  | Qty. | Approx Cost of Each Equipment | Total Cost of Equipment
[5 empty] | W | NW
# | LABOUR ROOM | Domestic Refrigerator | Panasonic | NR-A-190R | 1 |  | 1 | 15000 | 15000
# |  | Labour Table | Indian | * | 1 |  | 1 | 14000 | 14000
# |  | Labour Table | Indian | * | 1 |  | 1 | 14000 | 14000
# |  | Sterilizer | Indian | * | 1 |  | 1 | 6500 | 6500
# |  | Baby Weighing Machine | Crown | * | 1 |  | 1 | 3500 | 3500
# |  | Needle Cutter | Amkay | * | 1 |  | 1 | 1200 | 1200
# |  | Radiant Warmer | Swastic Meditech | * | 1 |  | 1 | 38000 | 38000
# |  | Foetal Doppler | Comin | PD-200D/FD2D1304 05987 | 1 |  | 1 | 80000 | 80000
# |  | Suction Machine | * | * | 1 |  | 1 | 6500 | 6500
# |  | B. P. Apparatus | Deluxe | * | 1 |  | 1 | 650 | 650
# |  | B. P. Apparatus | Deluxe | * | 1 |  | 1 | 650 | 650
# |  | Ambu Bag | Indian | * | 1 |  | 1 | 1100 | 1100
# | LAB | Centrifuge | * | * | 1 |  | 1 | 6500 | 6500
# |  | Microscope | Quasmo | * | 1 |  | 1 | 30000 | 30000
# |  | Glucometer | * | * | 1 |  | 1 | 1500 | 1500
# | OPD | Deep Freezer | Unicef | MF-144/85000823 | 1 |  | 1 | 250000 | 250000
# |  | ILR | Vest Frost | MK-144/20032001001 | 1 |  | 1 | 250000 | 250000
# |  | Weighing Machine | Venus | * | 1 |  | 1 | 2500 | 2500
# |  | Weighing Machine | Venus | * |  | 1 | 1 | 2500 | 2500
# |  | Automatic B. P. Apparatus | Agreema | * | 1 |  | 1 | 1100 | 1100
NOTE
[5 empty] | Total No.of Equipment |  |  |  | 20
# | Not Created / Not Found |  |  |  | Total Equipment Cost |  |  |  | 725200
* | Not Available |  |  |  | Total CMC Value |  |  |  | 50764

## CHC SITAMAU
Name of Consultant :- | [5 empty] | Date:- |  | 2015-09-16
Name of Dist./Type of Facility/Name of the Facility :- |  |  |  |  | CHC SITAMAU
Equipment ID | Department | Equipment Description | Manufacturer | Model No./Serial no | Functional Status |  | Qty. | Approx Cost of Each Equipment | Total Cost of Equipment
[5 empty] | W | NW
# | INJECTION ROOM | Needle Cutter | * | * | 1 |  | 1 | 1200 | 1200
# | X-RAY ROOM | X-Ray Machine | * | * | 1 |  | 1 | 450000 | 450000
# | NRC | Domestic Refrigerator | Godrej | * | 1 |  | 1 | 15000 | 15000
# |  | Digital Baby Weighing Machine | SECA | * | 1 |  | 1 | 3500 | 3500
# | LABOUR ROOM | Labour Table | Indian | * | 1 |  | 1 | 14000 | 14000
# |  | Labour Table | Indian | * | 1 |  | 1 | 14000 | 14000
# |  | Foetal Doppler | LCP | * | 1 |  | 1 | 80000 | 80000
# |  | Foetal Doppler | * | * |  | 1 | 1 | 80000 | 80000
# |  | Foetal Doppler | * | * |  | 1 | 1 | 80000 | 80000
# |  | Vertical Autoclave | Indian | * | 1 |  | 1 | 65000 | 65000
# |  | B. P. Apparatus | Deluxe | * | 1 |  | 1 | 650 | 650
# |  | Radiant Warmer | Bird Meditech | * | 1 |  | 1 | 38000 | 38000
# |  | Suction Machine | Indian | * | 1 |  | 1 | 6500 | 6500
# |  | Digital Baby Weighing Machine | Venus | * | 1 |  | 1 | 3500 | 3500
# |  | Domestic Refrigerator | Panasonic | NR-A-190R | 1 |  | 1 | 15000 | 15000
# |  | Suction Machine | * | * | 1 |  | 1 | 6500 | 6500
# |  | Suction Machine | Indian | * | 1 |  | 1 | 6500 | 6500
# |  | Ambu Bag | Indian | * | 1 |  | 1 | 1100 | 1100
# |  | Needle Cutter | Haemosafe | * | 1 |  | 1 | 1200 | 1200
# | O.T | OT Table | Indian | * | 1 |  | 1 | 45000 | 45000
# |  | OT Table | Indian | * | 1 |  | 1 | 45000 | 45000
# |  | Spot Light | Indian | * | 1 |  | 1 | 6500 | 6500
# |  | Spot Light | Indian | * | 1 |  | 1 | 6500 | 6500
# |  | Cooker Type Autoclave | Indian | * | 1 |  | 1 | 65000 | 65000
# |  | B. P. Apparatus | * | * | 1 |  | 1 | 650 | 650
# |  | Nebulizer | Aerospace | * | 1 |  | 1 | 6500 | 6500
# |  | Suction Machine | * | * |  | 1 | 1 | 6500 | 6500
# | LAB | Centrifuge | * | * | 1 |  | 1 | 6500 | 6500
# |  | Domestic Refrigerator | LG | GL-285 | 1 |  | 1 | 15000 | 15000
# |  | Biochemistry Analyzer | ERBA | * | 1 |  | 1 | 200000 | 200000
# |  | Microscope | Magnus | 13G482 | 1 |  | 1 | 30000 | 30000
# |  | Glucometer | SD Code free | MO31304 FAA6072 | 1 |  | 1 | 1500 | 1500
NOTE
[5 empty] | Total No.of Equipment |  |  |  | 32
# | Not Created / Not Found |  |  |  | Total Equipment Cost |  |  |  | 1316300
* | Not Available |  |  |  | Total CMC Value |  |  |  | 92141

## PHC LADUNA
Name of Consultant :- | [5 empty] | Date:- |  | 2015-09-16
Name of Dist./Type of Facility/Name of the Facility :- |  |  |  |  | PHC LADUNA
Equipment ID | Department | Equipment Description | Manufacturer | Model No./Serial no | Functional Status |  | Qty. | Approx Cost of Each Equipment | Total Cost of Equipment
[5 empty] | W | NW
# | # | Domestic Refrigerator | Panasonic | NR-A-190R | 1 |  | 1 | 15000 | 15000
# | # | Baby Weighing Machine | Venus | * | 1 |  | 1 | 3500 | 3500
# | # | Vertical Autoclave | Indian | * | 1 |  | 1 | 65000 | 65000
# | # | Labour Table | Indian | * | 1 |  | 1 | 14000 | 14000
# | # | Weighing Machine | * | * | 1 |  | 1 | 2500 | 2500
# | # | B. P. Apparatus | * | * | 1 |  | 1 | 650 | 650
NOTE
[5 empty] | Total No.of Equipment |  |  |  | 6
# | Not Created / Not Found |  |  |  | Total Equipment Cost |  |  |  | 100650
* | Not Available |  |  |  | Total CMC Value |  |  |  | 7045.5

## PHC DEEPAKHEDA
Name of Consultant :- | [5 empty] | Date:- |  | 2015-09-16
Name of Dist./Type of Facility/Name of the Facility :- |  |  |  |  | PHC DEEPAKHEDA
Equipment ID | Department | Equipment Description | Manufacturer | Model No./Serial no | Functional Status |  | Qty. | Approx Cost of Each Equipment | Total Cost of Equipment
[5 empty] | W | NW
# | # | Domestic Refrigerator | Panasonic | NR-A- 190R | 1 |  | 1 | 15000 | 15000
# | # | Cooker Type Autoclave | Indian | * |  | 1 | 1 | 65000 | 65000
# | # | Sterilizer | Indian | * |  | 1 | 1 | 6500 | 6500
# | # | B. P.Apparatus | * | * | 1 |  | 1 | 650 | 650
NOTE
[5 empty] | Total No.of Equipment |  |  |  | 4
# | Not Created / Not Found |  |  |  | Total Equipment Cost |  |  |  | 87150
* | Not Available |  |  |  | Total CMC Value |  |  |  | 6100.5

## PHC SABAKHEDA
Name of Consultant :- | [5 empty] | Date:- |  | 2015-09-15
Name of Dist./Type of Facility/Name of the Facility :- |  |  |  |  | PHC SABAKHEDA
Equipment ID | Department | Equipment Description | Manufacturer | Model No./Serial no | Functional Status |  | Qty. | Approx Cost of Each Equipment | Total Cost of Equipment
[5 empty] | W | NW
# | # | B. P. Apparatus | Namatt | * | 1 |  | 1 | 650 | 650
# | # | Weighing Machine | Dr. Diaz | * | 1 |  | 1 | 2500 | 2500
# | # | Weighing Machine | Prestige | * | 1 |  | 1 | 2500 | 2500
# | # | B. P. Apparatus | Life Care | * | 1 |  | 1 | 650 | 650
# | # | Needle Cutter | Mediwaves | * | 1 |  | 1 | 1200 | 1200
# | LABOUR ROOM | Labour Table | Indian | * | 1 |  | 1 | 14000 | 14000
# |  | Baby Weighing Machine | Crown | * | 1 |  | 1 | 3500 | 3500
# |  | Radiant Warmer | Zeal Medical | * | 1 |  | 1 | 38000 | 38000
# |  | Sterilizer | Indian | * | 1 |  | 1 | 6500 | 6500
# |  | Ambu Bag | Indian | * | 1 |  | 1 | 1100 | 1100
# |  | Nebulizer | * | * | 1 |  | 1 | 6500 | 6500
# |  | Foetal Doppler | Comin | FD-200A/FD2012-0909145 | 1 |  | 1 | 80000 | 80000
# |  | Foetal Doppler | Comin | * | 1 |  | 1 | 80000 | 80000
# | LAB | Incubator | * | * | 1 |  | 1 | 375000 | 375000
# |  | Needle Cutter | * | * | 1 |  | 1 | 1200 | 1200
# |  | Domestic Refrigerator | Samsung | * | 1 |  | 1 | 15000 | 15000
# |  | Centrifuge | * | * | 1 |  | 1 | 6500 | 6500
# |  | Foetal Doppler | * | * |  | 1 | 1 | 80000 | 80000
# |  | Glucometer | SD Code Free | * | 1 |  | 1 | 1500 | 1500
# |  | Microscope | Magnus | * | 1 |  | 1 | 30000 | 30000
# |  | Microscope | Quasmo | M03B04 EAA1107 | 1 |  | 1 | 30000 | 30000
# |  | Deep Freezer | Haier | HBD-116/BE07MNE09008 2K890112 | 1 |  | 1 | 250000 | 250000
# |  | ILR | Haier | HBC-70/BE40GE2600A 2A8A | 1 |  | 1 | 250000 | 250000
# |  | Needle Cutter | HL/Haemosafe | * | 1 |  | 1 | 1200 | 1200
NOTE
[5 empty] | Total No.of Equipment |  |  |  | 24
# | Not Created / Not Found |  |  |  | Total Equipment Cost |  |  |  | 1277500
* | Not Available |  |  |  | Total CMC Value |  |  |  | 89425

## CHC SUWASRA
Name of Consultant :- | [5 empty] | Date:- |  | 2015-09-17
Name of Dist./Type of Facility/Name of the Facility :- |  |  |  |  | CHC SUWASRA
Equipment ID | Department | Equipment Description | Manufacturer | Model No./Serial no | Functional Status |  | Qty. | Approx Cost of Each Equipment | Total Cost of Equipment
[5 empty] | W | NW
# | DRESSING ROOM | Sterilizer | Indian | * | 1 |  | 1 | 6500 | 6500
# | INJECTION ROOM | Needle Cutter | AIDSP | * | 1 |  | 1 | 1200 | 1200
# |  | B. P. Apparatus | Namatt | CM/L-8325472/081053 | 1 |  | 1 | 650 | 650
# |  | B. P. Apparatus | Namatt | CM/L-8325472 | 1 |  | 1 | 650 | 650
# |  | Sterilizer | Indian | * | 1 |  | 1 | 6500 | 6500
# |  | Domestic Refrigerator | Panasonic | * | 1 |  | 1 | 15000 | 15000
# | LAB | Microscope | Focus | CM/L-2197459 BPM-3 | 1 |  | 1 | 30000 | 30000
# |  | Microscope | Suswax | 5J9680 | 1 |  | 1 | 30000 | 30000
# |  | Centrifuge | * | * | 1 |  | 1 | 6500 | 6500
# |  | Biochemistry Analyzer | Kayto | * | 1 |  | 1 | 200000 | 200000
# |  | Domestic Refrigerator | Samsung | * | 1 |  | 1 | 15000 | 15000
# |  | Glucometer | SD Code Free | * | 1 |  | 1 | 1500 | 1500
# |  | Needle Cutter | * | * |  | 1 | 1 | 1200 | 1200
# | VACCINE ROOM | Deep Freezer | Unicef | * | 1 |  | 1 | 250000 | 250000
# |  | Deep Freezer | Unicef | * | 1 |  | 1 | 250000 | 250000
# |  | ILR | Vest Frost | * | 1 |  | 1 | 250000 | 250000
# | LABOUR ROOM | Domestic Refrigerator | LG | * | 1 |  | 1 | 15000 | 15000
# |  | Suction Machine | * | * | 1 |  | 1 | 6500 | 6500
# |  | Suction Machine | * | * | 1 |  | 1 | 6500 | 6500
# |  | Radiant Warmer | * | * | 1 |  | 1 | 38000 | 38000
# |  | Labour Table | Indian | * | 1 |  | 1 | 14000 | 14000
# |  | Labour Table | Indian | * | 1 |  | 1 | 14000 | 14000
# |  | Sterilizer | Indian | * | 1 |  | 1 | 6500 | 6500
# |  | Baby Weighing Machine | Crown | * | 1 |  | 1 | 3500 | 3500
# |  | B. P. Apparatus | Infi | * | 1 |  | 1 | 650 | 650
# |  | Foetal Doppler | BPL | AZTA9B 6488 | 1 |  | 1 | 80000 | 80000
# |  | Foetal Doppler | BPL | * | 1 |  | 1 | 80000 | 80000
# |  | Ambu Bag | Indian | * | 1 |  | 1 | 1100 | 1100
# |  | Ambu Bag | Indian | * | 1 |  | 1 | 1100 | 1100
# |  | Ambu Bag | Indian | * | 1 |  | 1 | 1100 | 1100
# | O.T | OT Table | Indian | * | 1 |  | 1 | 45000 | 45000
# |  | OT Table | Indian | * | 1 |  | 1 | 45000 | 45000
# |  | Spot Light | Indian | * | 1 |  | 1 | 6500 | 6500
# |  | Fumigator | SS Technomed | * | 1 |  | 1 | 6500 | 6500
# |  | Sterilizer | * | * | 1 |  | 1 | 6500 | 6500
NOTE
[5 empty] | Total No.of Equipment |  |  |  | 35
# | Not Created / Not Found |  |  |  | Total Equipment Cost |  |  |  | 1442150
* | Not Available |  |  |  | Total CMC Value |  |  |  | 100950.5

## CHC SHAMGARH
Name of Consultant :- | [5 empty] | Date:- |  | 2015-09-17
Name of Dist./Type of Facility/Name of the Facility :- |  |  |  |  | CHC SHAMGARH
Equipment ID | Department | Equipment Description | Manufacturer | Model No./Serial no | Functional Status |  | Qty. | Approx Cost of Each Equipment | Total Cost of Equipment
[5 empty] | W | NW
# | DRESSING ROOM | Sterilizer | Indian | * | 1 |  | 1 | 6500 | 6500
# | INJECTION ROOM | Needle Cutter | Mediwaves | OT-006 | 1 |  | 1 | 1200 | 1200
# | LABOUR ROOM | Labour Table | Indian | * | 1 |  | 1 | 14000 | 14000
# |  | Labour Table | Indian | * | 1 |  | 1 | 14000 | 14000
# |  | Labour Table | Indian | * | 1 |  | 1 | 14000 | 14000
# |  | Sterilizer | Indian | * | 1 |  | 1 | 6500 | 6500
# |  | Needle Cutter | AIDSP | * | 1 |  | 1 | 1200 | 1200
# |  | Baby Weighing Machine | Braun | * | 1 |  | 1 | 3500 | 3500
# |  | Digital Baby Weighing Machine | Laica | * | 1 |  | 1 | 3500 | 3500
# |  | Ambu Bag | Indian | * | 1 |  | 1 | 1100 | 1100
# |  | Ambu Bag | Indian | * | 1 |  | 1 | 1100 | 1100
# |  | Foetal Doppler | Comin | FD-200D/FD2D120 908898 | 1 |  | 1 | 80000 | 80000
# |  | Radiant Warmer | * | * | 1 |  | 1 | 38000 | 38000
# |  | Suction Machine | * | * | 1 |  | 1 | 6500 | 6500
# |  | B. P. Apparatus | Namatt | CM/L-8325472 | 1 |  | 1 | 650 | 650
# |  | Domestic Refrigerator | Panasonic | NR-A-190R | 1 |  | 1 | 15000 | 15000
# | VACCINE ROOM | ILR | Vest Frost | MK-144/20032001060 | 1 |  | 1 | 250000 | 250000
# |  | Deep Freezer | Premier | * | 1 |  | 1 | 250000 | 250000
# |  | Deep Freezer | Unicef | MF-144/85001538 | 1 |  | 1 | 250000 | 250000
# | MINOR O.T | OT Table | Indian | * | 1 |  | 1 | 45000 | 45000
# |  | OT Table | Indian | * | 1 |  | 1 | 45000 | 45000
# |  | Spot Light | Indian | * | 1 |  | 1 | 6500 | 6500
# |  | Suction Machine | * | * | 1 |  | 1 | 6500 | 6500
# | MAJOR O.T | Ceiling Light | Indian | * | 1 |  | 1 | 150000 | 150000
# |  | OT Table | Indian | * | 1 |  | 1 | 45000 | 45000
# |  | OT Table | Indian | * | 1 |  | 1 | 45000 | 45000
# |  | OT Table | Indian | * | 1 |  | 1 | 45000 | 45000
# |  | Boyle's Apparatus | Allied | * | 1 |  | 1 | 65000 | 65000
# | STERILIZATION ROOM | Horizontal Autoclave | Indian | * | 1 |  | 1 | 55000 | 55000
# | SONOGRAPHY ROOM | Ultrasound Machine | Mind Ray | DP-2200/ML0710 9119 | 1 |  | 1 | 450000 | 450000
# |  | Ultrasound Machine | Mind Ray | DP-1100 |  | 1 | 1 | 450000 | 450000
# | X-RAY ROOM | X-Ray Machine | Allengers | 325FC/2K120730361X | 1 |  | 1 | 450000 | 450000
# | DR ROOM | B. P. Apparatus | Namatt | CM/L-8325472/081060 | 1 |  | 1 | 650 | 650
# |  | B. P. Apparatus | Namatt | * | 1 |  | 1 | 650 | 650
# |  | Weighing Machine | Venus | * | 1 |  | 1 | 2500 | 2500
# |  | Weighing Machine | Venus | * | 1 |  | 1 | 2500 | 2500
# | LAB | Domestic Refrigerator | LG | GL-185 | 1 |  | 1 | 15000 | 15000
# |  | Glucometer | * | * |  | 1 | 1 | 1500 | 1500
# |  | Biochemistry Analyzer | Erba | Chem-5 Plus | 1 |  | 1 | 200000 | 200000
# |  | Centrifuge | EBA | EBA-8 | 1 |  | 1 | 6500 | 6500
# |  | Microscope | Olympus | 518639 | 1 |  | 1 | 30000 | 30000
# |  | Microscope | Labo Vision | * | 1 |  | 1 | 30000 | 30000
# |  | Hot Air Oven | Indian | * |  | 1 | 1 | 4500 | 4500
# |  | Microscope | Falcon | * |  | 1 | 1 | 30000 | 30000
# |  | Needle Cutter | * | * | 1 |  | 1 | 1200 | 1200
NOTE
[5 empty] | Total No.of Equipment |  |  |  | 45
# | Not Created / Not Found |  |  |  | Total Equipment Cost |  |  |  | 3139750
* | Not Available |  |  |  | Total CMC Value |  |  |  | 219782.5

## PHC MELKHEDA
Name of Consultant :- | [5 empty] | Date:- |  | 2015-09-17
Name of Dist./Type of Facility/Name of the Facility :- |  |  |  |  | PHC MELKHEDA
Equipment ID | Department | Equipment Description | Manufacturer | Model No./Serial no | Functional Status |  | Qty. | Approx Cost of Each Equipment | Total Cost of Equipment
[5 empty] | W | NW
# | OPD | Needle Cutter | Micro Care | * | 1 |  | 1 | 1200 | 1200
# | LAB | Centrifuge | * | * | 1 |  | 1 | 6500 | 6500
# |  | Needle Cutter | Micro Care | * | 1 |  | 1 | 1200 | 1200
# |  | Biochemistry Analyzer | Kayto | * | 1 |  | 1 | 200000 | 200000
# |  | Microscope | Magnus | * | 1 |  | 1 | 30000 | 30000
# |  | Microscope | Magnus | * | 1 |  | 1 | 30000 | 30000
# |  | Domestic Refrigerator | Godrej | GDN-185 | 1 |  | 1 | 15000 | 15000
# |  | Weighing Machine | Venus | * | 1 |  | 1 | 2500 | 2500
# | VACCINE ROOM | Deep Freezer | Haier | * | 1 |  | 1 | 250000 | 250000
# |  | Deep Freezer | Vest Frost | MF-144/2001370 3050 | 1 |  | 1 | 250000 | 250000
# |  | ILR | Vest Frost | MK-144/90405971 | 1 |  | 1 | 250000 | 250000
# | LABOUR ROOM | Labour Table | Indian | * | 1 |  | 1 | 14000 | 14000
# |  | Baby Weighing Machine | Crown | * | 1 |  | 1 | 3500 | 3500
# |  | Needle Cutter | HL/Haemo Safe | * | 1 |  | 1 | 1200 | 1200
# |  | Radiant Warmer | * | * | 1 |  | 1 | 38000 | 38000
# |  | Suction Machine | Zeals | * | 1 |  | 1 | 6500 | 6500
# |  | Ambu Bag | Indian | * | 1 |  | 1 | 1100 | 1100
# |  | Sterilizer | Indian | * |  | 1 | 1 | 6500 | 6500
# |  | Domestic Refrigerator | Panasonic | NR-A-190R | 1 |  | 1 | 15000 | 15000
# |  | Weighing Machine | Venus | * | 1 |  | 1 | 2500 | 2500
# |  | Glucometer | * | * | 1 |  | 1 | 1500 | 1500
# |  | Autoclave | Indian | * |  | 1 | 1 | 65000 | 65000
# |  | X-Ray Machine | Siemens | * |  | 1 | 1 | 450000 | 450000
# |  | Spot Light | Indian | * |  | 1 | 1 | 6500 | 6500
NOTE
[5 empty] | Total No.of Equipment |  |  |  | 24
# | Not Created / Not Found |  |  |  | Total Equipment Cost |  |  |  | 1647700
* | Not Available |  |  |  | Total CMC Value |  |  |  | 115339

## PHC SATHKHEDA
Name of Consultant :- | [5 empty] | Date:- |  | 2015-09-17
Name of Dist./Type of Facility/Name of the Facility :- |  |  |  |  | PHC SATHKHEDA
Equipment ID | Department | Equipment Description | Manufacturer | Model No./Serial no | Functional Status |  | Qty. | Approx Cost of Each Equipment | Total Cost of Equipment
[5 empty] | W | NW
# | LAB | Centrifuge | * | * | 1 |  | 1 | 6500 | 6500
# |  | Water Bath | * | * | 1 |  | 1 | 4500 | 4500
# |  | Digital Photo Calorimeter | Oxford | * | 1 |  | 1 | 1400 | 1400
# |  | Microscope | Quasmo | * | 1 |  | 1 | 30000 | 30000
# | DR ROOM | B. P. Apparatus | Deluxe | * | 1 |  | 1 | 650 | 650
# | DRESSING ROOM | Sterilizer | Indian | * | 1 |  | 1 | 6500 | 6500
# | LABOUR ROOM | Radiant Warmer | Meditrin | * | 1 |  | 1 | 38000 | 38000
# |  | Needle Cutter | MWI | * | 1 |  | 1 | 1200 | 1200
# |  | Labour Table | Indian | * | 1 |  | 1 | 14000 | 14000
# |  | Ambu Bag | Indian | * | 1 |  | 1 | 1100 | 1100
# |  | Baby Weighing Machine | Crown | * | 1 |  | 1 | 3500 | 3500
# |  | Foetal Doppler | * | * | 1 |  | 1 | 80000 | 80000
NOTE
[5 empty] | Total No.of Equipment |  |  |  | 12
# | Not Created / Not Found |  |  |  | Total Equipment Cost |  |  |  | 187350
* | Not Available |  |  |  | Total CMC Value |  |  |  | 13114.5

## PHC BARDIYAMRA
Name of Consultant :- | [5 empty] | Date:- |  | 2015-09-17
Name of Dist./Type of Facility/Name of the Facility :- |  |  |  |  | PHC BARDIYAMRA
Equipment ID | Department | Equipment Description | Manufacturer | Model No./Serial no | Functional Status |  | Qty. | Approx Cost of Each Equipment | Total Cost of Equipment
[5 empty] | W | NW
PHC has been Closed Between 5:00 PM to 6:00 PM
NOTE
[5 empty] | Total No.of Equipment |  |  |  | #REF!
# | Not Created / Not Found |  |  |  | Total Equipment Cost |  |  |  | #REF!
* | Not Available |  |  |  | Total CMC Value |  |  |  | #REF!

## CIVIL HOSPITAL GAROTH
Name of Consultant :- | [5 empty] | Date:- |  | 2015-09-17
Name of Dist./Type of Facility/Name of the Facility :- |  |  |  |  | CIVIL HOSPITAL GAROTH
Equipment ID | Department | Equipment Description | Manufacturer | Model No./Serial no | Functional Status |  | Qty. | Approx Cost of Each Equipment | Total Cost of Equipment
[5 empty] | W | NW
# | DENTAL OPD | Dental Chair | Suzdent | Suz-E1 | 1 |  | 1 | 150000 | 150000
# |  | Air Compressor | Eludn | JYK35 | 1 |  | 1 | 10000 | 10000
# |  | B. P. Apparatus | * | * | 1 |  | 1 | 650 | 650
# | LAB | Hot Air Oven | * | * | 1 |  | 1 | 4500 | 4500
# |  | Incubator | * | * | 1 |  | 1 | 375000 | 375000
# |  | Weighing Machine | * | * | 1 |  | 1 | 2500 | 2500
# |  | Centrifuge | Hitech | * | 1 |  | 1 | 6500 | 6500
# |  | Needle Cutter | Labomed | * | 1 |  | 1 | 1200 | 1200
# |  | Biochemistry Analyzer | Quali System | AR-601 | 1 |  | 1 | 200000 | 200000
# |  | Water Bath | * | * | 1 |  | 1 | 4500 | 4500
# |  | Domestic Refrigerator | Electro Lux | * | 1 |  | 1 | 15000 | 15000
# |  | Microscope | Magnus | * | 1 |  | 1 | 30000 | 30000
# |  | Glucometer | One-Touch | 06694501A | 1 |  | 1 | 1500 | 1500
# |  | Biochemistry Analyzer | Erba | Chem5 |  | 1 | 1 | 200000 | 200000
# | BLOOD BANK | BBR | LAB-TOP | * | 1 |  | 1 | 250000 | 250000
# |  | Incubator | Cos Lab | * | 1 |  | 1 | 375000 | 375000
# |  | Centrifuge | Smith Klan | * | 1 |  | 1 | 6500 | 6500
# |  | Electronic Weighing Machine | Expert | * | 1 |  | 1 | 2500 | 2500
# |  | BBR | Hicare | * |  | 1 | 1 | 250000 | 250000
# | NRC | Digital Baby Weighing Machine | Venus | * | 1 |  | 1 | 3500 | 3500
# | O.T | OT Table | Indian | * | 1 |  | 1 | 45000 | 45000
# |  | OT Table | Indian | * | 1 |  | 1 | 45000 | 45000
# |  | OT Table | Indian | * | 1 |  | 1 | 45000 | 45000
# |  | Spot Light | Indian | * | 1 |  | 1 | 6500 | 6500
# |  | Spot Light | Indian | * | 1 |  | 1 | 6500 | 6500
# |  | Spot Light | Indian | * | 1 |  | 1 | 6500 | 6500
# |  | Multi Para Monitor |  | * | 1 |  | 1 | 80000 | 80000
# |  | Sterilizer | Indian | * | 1 |  | 1 | 6500 | 6500
# |  | Sterilizer | Indian | * | 1 |  | 1 | 6500 | 6500
# |  | Sterilizer | Indian | * | 1 |  | 1 | 6500 | 6500
# |  | Sterilizer | Indian | * | 1 |  | 1 | 6500 | 6500
# |  | Vertical Autoclave | Indian | * | 1 |  | 1 | 65000 | 65000
# |  | Vertical Autoclave | Indian | * | 1 |  | 1 | 65000 | 65000
# |  | Needle Cutter |  | * | 1 |  | 1 | 1200 | 1200
# |  | Radiant Warmer |  | * | 1 |  | 1 | 38000 | 38000
# |  | Suction Machine |  | * | 1 |  | 1 | 6500 | 6500
# |  | Pulse Oximeter |  | * | 1 |  | 1 | 55000 | 55000
# |  | Cotrage Machine | Johnson & Johnson | * | 1 |  | 1 | 160000 | 160000
# |  | Automatic B. P. Apparatus |  | * | 1 |  | 1 | 1100 | 1100
# |  | B. P. Apparatus |  | * | 1 |  | 1 | 650 | 650
# | LABOUR ROOM | Baby Weighing Machine | Braun | * | 1 |  | 1 | 3500 | 3500
# |  | Weighing Machine | Venus | * | 1 |  | 1 | 2500 | 2500
# |  | Radiant Warmer |  | * | 1 |  | 1 | 38000 | 38000
# |  | Weighing Machine |  | * | 1 |  | 1 | 2500 | 2500
# |  | Needle Cutter |  | * | 1 |  | 1 | 1200 | 1200
# |  | Domestic Refrigerator | Panasonic | NR-A-190A | 1 |  | 1 | 15000 | 15000
# |  | Labour Table | Indian |  | 1 |  | 1 | 14000 | 14000
# |  | Labour Table | Indian |  | 1 |  | 1 | 14000 | 14000
# |  | Labour Table | Indian |  | 1 |  | 1 | 14000 | 14000
# |  | Labour Table | Indian |  | 1 |  | 1 | 14000 | 14000
# |  | Suction Machine | Dynamic | M-9 | 1 |  | 1 | 6500 | 6500
# |  | Spot Light | Indian |  |  | 1 | 1 | 6500 | 6500
# | NBSU | Radiant Warmer | Meditrin |  | 1 |  | 1 | 38000 | 38000
# |  | Baby Weighing Machine | Crown |  | 1 |  | 1 | 3500 | 3500
# |  | Oxygen Concentrator | BPL | OG-4203 | 1 |  | 1 | 45000 | 45000
# |  | Radiant Warmer |  |  | 1 |  | 1 | 38000 | 38000
# |  | Suction Machine |  |  | 1 |  | 1 | 6500 | 6500
# |  | Oxygen Concentrator | BPL | OG-4203 |  | 1 | 1 | 45000 | 45000
# | INJECTION ROOM | Needle Cutter | MWI |  | 1 |  | 1 | 1200 | 1200
# |  | Domestic Refrigerator | Videocon |  |  | 1 | 1 | 15000 | 15000
NOTE
[5 empty] | Total No.of Equipment |  |  |  | 60
# | Not Created / Not Found |  |  |  | Total Equipment Cost |  |  |  | 2865700
* | Not Available |  |  |  | Total CMC Value |  |  |  | 200599

## PHC BHESODA
Name of Consultant :- | [5 empty] | Date:- |  | 2015-09-19
Name of Dist./Type of Facility/Name of the Facility :- |  |  |  |  | PHC BHESODA
Equipment ID | Department | Equipment Description | Manufacturer | Model No./Serial no | Functional Status |  | Qty. | Approx Cost of Each Equipment | Total Cost of Equipment
[5 empty] | W | NW
# | LABOUR ROOM | Labour Table | Indian | * | 1 |  | 1 | 14000 | 14000
# |  | Needle Cutter | Microcare | * | 1 |  | 1 | 1200 | 1200
# |  | Ambu Bag | Indian | * | 1 |  | 1 | 1100 | 1100
# |  | Laryngoscope | Bioplus | * | 1 |  | 1 | 1100 | 1100
# |  | Suction Machine | Shiva | * | 1 |  | 1 | 6500 | 6500
# |  | Digital Baby Weighing Machine | Laica | * | 1 |  | 1 | 3500 | 3500
# |  | B. P. Apparatus | R-Smart Plus | * | 1 |  | 1 | 650 | 650
# | LAB | Microscope | * | * | 1 |  | 1 | 30000 | 30000
# |  | Needle Cutter | * | * | 1 |  | 1 | 1200 | 1200
# |  | Glucometer | * | * | 1 |  | 1 | 1500 | 1500
# |  | Weighing Machine | Suvarna | * | 1 |  | 1 | 2500 | 2500
# | DR ROOM | B. P. Apparatus | Life Line | * | 1 |  | 1 | 650 | 650
# |  | Domestic Refrigerator | Kelvinator | KGE-193 | 1 |  | 1 | 15000 | 15000
# | STORE | B. P. Apparatus | * | * |  | 1 | 1 | 650 | 650
NOTE
[5 empty] | Total No.of Equipment |  |  |  | 14
# | Not Created / Not Found |  |  |  | Total Equipment Cost |  |  |  | 79550
* | Not Available |  |  |  | Total CMC Value |  |  |  | 5568.5

## PHC OSARA
Name of Consultant :- | [5 empty] | Date:- |  | 2015-09-19
Name of Dist./Type of Facility/Name of the Facility :- |  |  |  |  | PHC OSARA
Equipment ID | Department | Equipment Description | Manufacturer | Model No./Serial no | Functional Status |  | Qty. | Approx Cost of Each Equipment | Total Cost of Equipment
[5 empty] | W | NW
# | OPD | Needle Cutter | * | * | 1 |  | 1 | 1200 | 1200
# |  | Domestic Refrigerator | LG | * | 1 |  | 1 | 15000 | 15000
# |  | Weighing Machine | Health Care | * | 1 |  | 1 | 2500 | 2500
# | LABOUR ROOM | Labour Table | Indian | * | 1 |  | 1 | 14000 | 14000
# | LAB | Microscope | Quasmo | P2B-22 | 1 |  | 1 | 30000 | 30000
# |  | Domestic Refrigerator | Panasonic | NR-A-190R | 1 |  | 1 | 15000 | 15000
NOTE
[5 empty] | Total No.of Equipment |  |  |  | 6
# | Not Created / Not Found |  |  |  | Total Equipment Cost |  |  |  | 77700
* | Not Available |  |  |  | Total CMC Value |  |  |  | 5439

## PHC DIGAONMALI
Name of Consultant :- | [6 empty] | Date:- |  | 2015-09-15
Name of Dist./Type of Facility/Name of the Facility :- |  |  |  |  | PHC DIGAONMALI
Equipment ID | Department | Equipment Description | Manufacturer | Model No. | Serial No. | Functional Status |  | Qty. | Approx Cost of Each Equipment | Total Cost of Equipment
[6 empty] | W | NW
# | DR. ROOM | STANDING BP APPARATUS | DIAMOND | CM/L 0196043 | * |  | 1 | 1 | 1100 | 1100
# |  | REFRIGERATOR | PANASONIC | * | * | 1 |  | 1 | 15000 | 15000
# |  | WEIGHING MACHINE | SUVARNA | * | * | 1 |  | 1 | 2500 | 2500
# |  | WEIGHING MACHINE | VENUS | * | * | 1 |  | 1 | 2500 | 2500
# | LAB | CENTRIFUGE | * | * | * | 1 |  | 1 | 6500 | 6500
# |  | MICROSCOPE | MAGNUS | * | * | 1 |  | 1 | 30000 | 30000
# |  | INCUBATOR | * | * | * | 1 |  | 1 | 375000 | 375000
# |  | PHOTO COLORIMETER | * | * | * | 1 |  | 1 | 1400 | 1400
# |  | NEEDLE CUTTER | AMKAY | * | * | 1 |  | 1 | 1200 | 1200
# | VECCIENE ROOM | DEEP FREEZER | HAIER | HBD-116 | * | 1 |  | 1 | 250000 | 250000
# |  | ILR | HAIER | HBC-70 | * | 1 |  | 1 | 250000 | 250000
# |  | CENTRIFUGE | * | * | * |  | 1 | 1 | 6500 | 6500
# | LABOUR ROOM | LABOUR TABLE | INDIAN | * | * | 1 |  | 1 | 14000 | 14000
# |  | NEEDLE CUTTER | MEDI WAVES | * | * | 1 |  | 1 | 1200 | 1200
# |  | STERLIZER | INDIAN | * | * | 1 |  | 1 | 6500 | 6500
# |  | BABY WEIGHING MACHINE | CROWN | * | * | 1 |  | 1 | 3500 | 3500
# |  | LABOUR TABLE | INDIAN | * | * | 1 |  | 1 | 14000 | 14000
# |  | ELECTRIC BABY WEIGHING MACHINE | LAICA | * | * | 1 |  | 1 | 3500 | 3500
# |  | AMBU BAG | INDIAN | * | * | 1 |  | 1 | 1100 | 1100
# |  | NEBULIZER | MINI NEB | NGM 14523 | * | 1 |  | 1 | 6500 | 6500
# |  | FETAL DOPPLER | COMIN | FD-200D | FD2D120807785 | 1 |  | 1 | 80000 | 80000
# |  | AUTOMATIC BP APPARATUS | SUMO PLUS | SBP-01 | * | 1 |  | 1 | 1100 | 1100
# |  | RADIANT WARMER | MEDITRIN | * | * |  | 1 | 1 | 38000 | 38000
# |  | STERLIZER | INDIAN | * | * | 1 |  | 1 | 6500 | 6500
# |  | BP APPARATUS | NAMATT | * | * | 1 |  | 1 | 650 | 650
# |  | STERLIZER | INDIAN | * | * | 1 |  | 1 | 6500 | 6500
NOTE
[6 empty] | Total No.of Equipment |  |  |  | 26
# | Not Created / Not Found |  |  |  |  | Total Equipment Cost |  |  |  | 1124750
* | Not Available |  |  |  |  | Total CMC Value |  |  |  | 78732.5

## PHC DHUNDHARKA
Name of Consultant :- | [6 empty] | Date:- |  | 2015-09-15
Name of Dist./Type of Facility/Name of the Facility :- |  |  |  |  | PHC DHUNDHARKA
Equipment ID | Department | Equipment Description | Manufacturer | Model No. | Serial No. | Functional Status |  | Qty. | Approx Cost of Each Equipment | Total Cost of Equipment
[6 empty] | W | NW
# | # | AUTO CLAVE(VERTICAL) | INDIAN | * | * | 1 |  | 1 | 65000 | 65000
# | OPD | WEIGHING MACHINE | VENUS | * | * | 1 |  | 1 | 2500 | 2500
# |  | BP APPARATUS | * | * | * | 1 |  | 1 | 650 | 650
# | LAB | REFRIGERATOR | VIDEOCON | * | * | 1 |  | 1 | 15000 | 15000
# |  | NEEDLE CUTTER | MEDI WAVES | * | * | 1 |  | 1 | 1200 | 1200
# |  | INCUBATOR | * | * | * | 1 |  | 1 | 375000 | 375000
# |  | CENTRIFUGE | * | * | * | 1 |  | 1 | 6500 | 6500
# |  | BIO CHEM ANALYSER | ERBA | * | * | 1 |  | 1 | 200000 | 200000
# |  | MICROSCOPE | * | * | * | 1 |  | 1 | 30000 | 30000
# |  | GLUCOMETER | * | * | * | 1 |  | 1 | 1500 | 1500
# | LABOUR ROOM | REFRIGERATOR | PANASONIC | NR-A-190R | * | 1 |  | 1 | 15000 | 15000
# |  | FETAL DOPPLER | * | FD-200D | FD2D121111149 | 1 |  | 1 | 80000 | 80000
# |  | BP APPARATUS | * | * | * | 1 |  | 1 | 650 | 650
# |  | RADIANT WARMER | * | * | * | 1 |  | 1 | 38000 | 38000
# |  | STERLIZER | INDIAN | * | * | 1 |  | 1 | 6500 | 6500
# |  | SUCTION MACHINE | * | * | * | 1 |  | 1 | 6500 | 6500
# |  | BABY WEIGHING MACHINE | * | * | * | 1 |  | 1 | 3500 | 3500
# |  | NEBULIZER | * | * | * | 1 |  | 1 | 6500 | 6500
# |  | BABY WEIGHING MACHINE | CROWN | * | * | 1 |  | 1 | 3500 | 3500
# | VECCIENE ROOM | ILR | VESRFROST | MK-144 | 90406081 | 1 |  | 1 | 250000 | 250000
# |  | DEEP FREEZER | VESRFROST | * | * | 1 |  | 1 | 250000 | 250000
NOTE
[6 empty] | Total No.of Equipment |  |  |  | 21
# | Not Created / Not Found |  |  |  |  | Total Equipment Cost |  |  |  | 1357500
* | Not Available |  |  |  |  | Total CMC Value |  |  |  | 95025

## CHC NAGRI
Name of Consultant :- | [6 empty] | Date:- |  | 2015-09-15
Name of Dist./Type of Facility/Name of the Facility :- |  |  |  |  | CHC NAGRI
Equipment ID | Department | Equipment Description | Manufacturer | Model No. | Serial No. | Functional Status |  | Qty. | Approx Cost of Each Equipment | Total Cost of Equipment
[6 empty] | W | NW
| DRESSING ROOM | STERLIZER | INDIAN | * | * | 1 |  | 1 | 6500 | 6500
|  | NEEDLE CUTTER | MEDI WAVES | HBD-116 | * | 1 |  | 1 | 1200 | 1200
| VACCINE ROOM | DEEP FREEZER | HAIER | HBC-70 | * | 1 |  | 1 | 250000 | 250000
|  | ILR | HAIER | CM/L 8325472 | 87457 | 1 |  | 1 | 250000 | 250000
| DR. ROOM | BP APPARATUS | NAMATT | * | * | 1 |  | 1 | 650 | 650
|  | BABY WEIGHING MACHINE | CROWN | * | * | 1 |  | 1 | 3500 | 3500
| INJECTION ROOM | NEEDLE CUTTER | MEDI WAVES | * | * | 1 |  | 1 | 1200 | 1200
|  | WEIGHING MACHINE | VENUS | * | * | 1 |  | 1 | 2500 | 2500
|  | WEIGHING MACHINE | VENUS | * | * | 1 |  | 1 | 2500 | 2500
|  | WEIGHING MACHINE | VENUS | * | * |  | 1 | 1 | 2500 | 2500
|  | WEIGHING MACHINE | VENUS | * | * |  | 1 | 1 | 2500 | 2500
|  | WEIGHING MACHINE | VENUS | * | * |  | 1 | 1 | 2500 | 2500
|  | WEIGHING MACHINE | VENUS | * | * |  | 1 | 1 | 2500 | 2500
|  | NEEDLE CUTTER | DIAMOND | * | * | 1 |  | 1 | 1200 | 1200
| LABOUR ROOM | LABOUR TABLE | INDIAN | * | * | 1 |  | 1 | 14000 | 14000
|  | BP APPARATUS | DELUX | * | * | 1 |  | 1 | 650 | 650
|  | NEEDLE CUTTER | MEDI KAIM | * | * | 1 |  | 1 | 1200 | 1200
|  | SUCTION MACHINE | * | * | * | 1 |  | 1 | 6500 | 6500
|  | RADIANT WARMER | MEDITRIN | * | * | 1 |  | 1 | 38000 | 38000
|  | NEEDLE CUTTER | MEDI WAVES | * | * | 1 |  | 1 | 1200 | 1200
|  | BABY WEIGHING MACHINE | BRAUN | * | * | 1 |  | 1 | 3500 | 3500
|  | ELECTRONIC BABY WEIGHING MACHINE |  | * | * | 1 |  | 1 | 3500 | 3500
|  | RERFIGERATOR | PANASONIC | NR-A-190R | * | 1 |  | 1 | 15000 | 15000
|  | STERLIZER | INDIAN | * | * | 1 |  | 1 | 6500 | 6500
|  | SPOT LIGHT | INDIAN | * | * | 1 |  | 1 | 6500 | 6500
|  | FETAL DOPPLER | * | * | * |  | 1 | 1 | 80000 | 80000
|  | AMBU BAG | INDIAN | * | * | 1 |  | 1 | 1100 | 1100
|  | AMBU BAG | INDIAN | * | * | 1 |  | 1 | 1100 | 1100
|  | FETAL DOPPLER | * | * | * |  | 1 | 1 | 80000 | 80000
| LAB | MICROSCOPE | SUSWOX | * | * | 1 |  | 1 | 30000 | 30000
|  | GLUCOMETER | SD-CODE FREE | M03B03EAA5206 | * | 1 |  | 1 | 1500 | 1500
|  | INCUBATOR | * | * | * | 1 |  | 1 | 375000 | 375000
|  | CENTRIFUGE | * | * | * | 1 |  | 1 | 6500 | 6500
|  | DIGITAL PHOTO COLORIMETER | SCIENTEX | * | * | 1 |  | 1 | 1400 | 1400
|  | BIO CHEM ANALYSER | ERBA | CHEM 5X | * | 1 |  | 1 | 200000 | 200000
|  | NEEDLE CUTTER | LAB MED | * | * | 1 |  | 1 | 1200 | 1200
|  | RERFIGERATOR | PANASONIC | NR-A-190R | * | 1 |  | 1 | 15000 | 15000
|  | STERLIZER | INDIAN | * | * | 1 |  | 1 | 6500 | 6500
|  | BP APPARATUS | * | * | * |  | 1 | 1 | 650 | 650
|  | BP APPARATUS | * | * | * |  | 1 | 1 | 650 | 650
|  | BP APPARATUS | * | * | * |  | 1 | 1 | 650 | 650
|  | BP APPARATUS | * | * | * |  | 1 | 1 | 650 | 650
NOTE
[6 empty] | Total No.of Equipment |  |  |  | 42
# | Not Created / Not Found |  |  |  |  | Total Equipment Cost |  |  |  | 915850
* | Not Available |  |  |  |  | Total CMC Value |  |  |  | 64109.5

## PHC NIMBOD
Name of Consultant :- | [6 empty] | Date:- |  | 2015-09-15
Name of Dist./Type of Facility/Name of the Facility :- |  |  |  |  | PHC NIMBOD
Equipment ID | Department | Equipment Description | Manufacturer | Model No. | Serial No. | Functional Status |  | Qty. | Approx Cost of Each Equipment | Total Cost of Equipment
[6 empty] | W | NW
# | # | BP APPARATUS | NAMATT | * | * | 1 |  | 1 | 650 | 650
# | # | NEEDLE CUTTER | MEDI WAVES | * | * | 1 |  | 1 | 1200 | 1200
# | # | NEBULIZER | MINI NEB | * | * | 1 |  | 1 | 6500 | 6500
# | LAB | REFRIGERATOR | PANASONIC | NR-A-190R | * | 1 |  | 1 | 15000 | 15000
# |  | CENTRIFUGE | * | * | * | 1 |  | 1 | 6500 | 6500
# |  | MICROSCOPE | MAGNUS | * | * |  | 1 | 1 | 30000 | 30000
# |  | WEIGHING MACHINE | KRUPS | * | * | 1 |  | 1 | 2500 | 2500
# |  | GLUCOMETER | SD-CARE FREE | M03B04EAA6068 | * | 1 |  | 1 | 1500 | 1500
# |  | MICROSCOPE | MAGNUS | * | * |  | 1 | 1 | 30000 | 30000
# |  | DIGITAL COLORIMETER | * | * | * | 1 |  | 1 | 1400 | 1400
# | DUTY ROOM | DEEP FREEZER | VESTFROST | MF-144 | 20013702663 | 1 |  | 1 | 250000 | 250000
# |  | DEEP FREEZER | UNICEF | * | * | 1 |  | 1 | 250000 | 250000
# |  | ILR | UNICEF | MK-144 | 90409387 | 1 |  | 1 | 250000 | 250000
# |  | BABY WEIGHING MACHINE | CROWN | * | * | 1 |  | 1 | 3500 | 3500
# | LABOUR ROOM | LABOUR TABLE | INDIAN | * | * | 1 |  | 1 | 14000 | 14000
# |  | BABY WEIGHING MACHINE | MISAKI | * | * | 1 |  | 1 | 3500 | 3500
# |  | SUCTION MACHINE | * | * | * | 1 |  | 1 | 6500 | 6500
# |  | RADIANT WARMER | BIRD MEDITECH | * | * | 1 |  | 1 | 38000 | 38000
# |  | FETAL DOPPLER | COMIN | * | * | 1 |  | 1 | 80000 | 80000
# |  | AMBU BAG | INDIAN | * | * | 1 |  | 1 | 1100 | 1100
NOTE
[6 empty] | Total No.of Equipment |  |  |  | 20
# | Not Created / Not Found |  |  |  |  | Total Equipment Cost |  |  |  | 991850
* | Not Available |  |  |  |  | Total CMC Value |  |  |  | 69429.5

## PHC AMLAWAD
Name of Consultant :- | [6 empty] | Date:- |  | 2015-09-15
Name of Dist./Type of Facility/Name of the Facility :- |  |  |  |  | PHC AMLAWAD
Equipment ID | Department | Equipment Description | Manufacturer | Model No. | Serial No. | Functional Status |  | Qty. | Approx Cost of Each Equipment | Total Cost of Equipment
[6 empty] | W | NW
# | DR. ROOM | BP APPARATUS | NAMATT | CM/L 8325472 | 87477 | 1 |  | 1 | 650 | 650
# |  | REFRIGERATOR | PANASONIC | NR-A-190R | * | 1 |  | 1 | 15000 | 15000
# |  | DEEP FREEZER | HAIER | HBD-116 | * | 1 |  | 1 | 250000 | 250000
# |  | ILR | HAIER | HBC-70 | * | 1 |  | 1 | 250000 | 250000
# | WARD | STERLIZER | INDIAN | * | * |  | 1 | 1 | 6500 | 6500
# |  | AUTO CLAVE(VERTICAL) | INDIAN | * | * | 1 |  | 1 | 65000 | 65000
# | LAB | CENTRIFUGE | * | * | * | 1 |  | 1 | 6500 | 6500
# |  | WATER BATH | * | * | * | 1 |  | 1 | 4500 | 4500
# |  | STERLIZER | INDIAN | * | * | 1 |  | 1 | 6500 | 6500
# |  | SUCTION MACHINE | * | * | * | 1 |  | 1 | 6500 | 6500
# |  | DIGITAL PHOTO COLORIMETER | SCIENTEX | * | * | 1 |  | 1 | 1400 | 1400
# |  | MICROSCOPE | * | * | * | 1 |  | 1 | 30000 | 30000
# | LABOUR ROOM | LABOUR TABLE | INDIAN | * | * | 1 |  | 1 | 14000 | 14000
# |  | REFRIGERATOR | VIDEOCON | * | * | 1 |  | 1 | 15000 | 15000
# |  | BABY WEIGHING MACHINE | CROWN | * | * | 1 |  | 1 | 3500 | 3500
# |  | RADIANT WARMER | BIRD MEDITECH | * | * | 1 |  | 1 | 38000 | 38000
# |  | LABOUR TABLE | * | * | * | 1 |  | 1 | 14000 | 14000
# |  | SUCTION MACHINE(MANNUAL) | * | * | * | 1 |  | 1 | 6500 | 6500
# |  | AMBU BAG | INDIAN | * | * | 1 |  | 1 | 1100 | 1100
# |  | BP APPARATUS | DELUX | * | * | 1 |  | 1 | 650 | 650
# |  | FETAL DOPPLER | * | FD-200D | FD2D121111157 | 1 |  | 1 | 80000 | 80000
# |  | WEIGHING MACHINE | VENUS | * | * | 1 |  | 1 | 2500 | 2500
# |  | NEBULIZER | * | * | * | 1 |  | 1 | 6500 | 6500
# |  | AMBU BAG | INDIAN | * | * | 1 |  | 1 | 1100 | 1100
# |  | BP APPARATUS | DELUX | * | * | 1 |  | 1 | 650 | 650
# | STORE | BABY WEIGHING MACHINE | * | * | * | 1 |  | 1 | 3500 | 3500
# |  | BABY WEIGHING MACHINE(ELECTRICAL) | * | * | * | 1 |  | 1 | 3500 | 3500
NOTE
[6 empty] | Total No.of Equipment |  |  |  | 27
# | Not Created / Not Found |  |  |  |  | Total Equipment Cost |  |  |  | 833050
* | Not Available |  |  |  |  | Total CMC Value |  |  |  | 58313.5

## CHC MALHARGARH
Name of Consultant :- | [6 empty] | Date:- |  | 2015-09-16
Name of Dist./Type of Facility/Name of the Facility :- |  |  |  |  | CHC MALHARGARH
Equipment ID | Department | Equipment Description | Manufacturer | Model No. | Serial No. | Functional Status |  | Qty. | Approx Cost of Each Equipment | Total Cost of Equipment
[6 empty] | W | NW
# | LAB | REFRIGERATOR | * | * | * | 1 |  | 1 | 15000 | 15000
# |  | HOT AIR OVEN | * | * | * | 1 |  | 1 | 4500 | 4500
# |  | CENTRIFUGE | * | * | * | 1 |  | 1 | 6500 | 6500
# |  | NEEDLE CUTTER | MICRO CARE | * | * | 1 |  | 1 | 1200 | 1200
# |  | CENTRIFUGE | * | * | * | 1 |  | 1 | 6500 | 6500
# |  | INCUBATOR | * | * | * | 1 |  | 1 | 375000 | 375000
# |  | BIO CHEM ANALYSER | ERBA | * | * | 1 |  | 1 | 200000 | 200000
# |  | WEIGHING MACHINE | DELUX | * | * | 1 |  | 1 | 2500 | 2500
# | LABOUR ROOM | REFRIGERATOR | GODREJ | * | * | 1 |  | 1 | 15000 | 15000
# |  | LABOUR TABLE | INDIAN | * | * | 1 |  | 1 | 14000 | 14000
# |  | WEIGHING MACHINE | * | * | * | 1 |  | 1 | 2500 | 2500
# |  | NEEDLE CUTTER | AIDSP | * | * | 1 |  | 1 | 1200 | 1200
# |  | DIGITAL BABY WEIGHING MACHINE |  | * | * | 1 |  | 1 | 3500 | 3500
# |  | RADIANT WARMER | SWASTI MEDITECH | * | * | 1 |  | 1 | 38000 | 38000
# |  | AMBU BAG | INDIAN | * | * | 1 |  | 1 | 1100 | 1100
# |  | FETAL DOPPLER | * | * | * | 1 |  | 1 | 80000 | 80000
# |  | BP APPARATUS | NAMATT | * | * |  | 1 | 1 | 650 | 650
# |  | LABOUR TABLE | INDIAN | * | * | 1 |  | 1 | 14000 | 14000
# |  | AUTO CLAVE(VERTICAL) | INDIAN | * | * | 1 |  | 1 | 65000 | 65000
# |  | FETAL DOPPLER | * | * | * |  | 1 | 1 | 80000 | 80000
# | NBSU | RADIANT WARMER | MEDITRIN | * | * | 1 |  | 1 | 38000 | 38000
# |  | NEEDLE CUTTER | MAC | * | * | 1 |  | 1 | 1200 | 1200
# |  | DIGITAL BABY WEIGHING MACHINE | KIDLEE | * | * | 1 |  | 1 | 3500 | 3500
# |  | SUCTION MACHINE |  | * | * | 1 |  | 1 | 6500 | 6500
# | OT | OT TABLE | INDIAN | * | * | 1 |  | 1 | 45000 | 45000
# |  | OT TABLE | INDIAN | * | * | 1 |  | 1 | 45000 | 45000
# |  | OT TABLE | INDIAN | * | * | 1 |  | 1 | 45000 | 45000
# |  | OT TABLE | INDIAN | * | * | 1 |  | 1 | 45000 | 45000
# |  | NEEDLE CUTTER | SAPNA | * | * | 1 |  | 1 | 1200 | 1200
# |  | SUCTION MACHINE | INDIAN | * | * | 1 |  | 1 | 6500 | 6500
# |  | FUMIGATION MACHINE | * | * | * | 1 |  | 1 | 6500 | 6500
# | STERLIZATION ROOM | AUTO CLAVE(VERTICAL) | INDIAN | * | * | 1 |  | 1 | 65000 | 65000
# |  | STERLIZER | INDIAN | * | * | 1 |  | 1 | 6500 | 6500
# | X-RAY ROOM | X-RAY MACHINE | SIEMENS | * | * | 1 |  | 1 | 450000 | 450000
# | VACCINE ROOM | ILR | UNICEF | MK-144 | * | 1 |  | 1 | 250000 | 250000
# |  | DEEP FREEZER | UNICEF | MF-144 | 85001369 | 1 |  | 1 | 250000 | 250000
# |  | DEEP FREEZER | VESTFROST | * | * | 1 |  | 1 | 250000 | 250000
# |  | AUTO CLAVE(VERTICAL) | * | * | * | 1 |  | 1 | 65000 | 65000
# |  | STERLIZER | * | * | * | 1 |  | 1 | 6500 | 6500
# |  | RADIANT WARMER | * | * | * |  | 1 | 1 | 38000 | 38000
# |  | RADIANT WARMER | * | * | * |  | 1 | 1 | 38000 | 38000
# |  | SPOT LIGHT | INDIAN | * | * |  | 1 | 1 | 6500 | 6500
# |  | SPOT LIGHT | INDIAN | * | * |  | 1 | 1 | 6500 | 6500
# |  | AUTO CLAVE | INDIAN | * | * |  | 1 | 1 | 65000 | 65000
NOTE
[6 empty] | Total No.of Equipment |  |  |  | 44
# | Not Created / Not Found |  |  |  |  | Total Equipment Cost |  |  |  | 2666550
* | Not Available |  |  |  |  | Total CMC Value |  |  |  | 186658.5

## PHC TAKRAWAD
Name of Consultant :- | [6 empty] | Date:- |  | 2015-09-16
Name of Dist./Type of Facility/Name of the Facility :- |  |  |  |  | PHC TAKRAWAD
Equipment ID | Department | Equipment Description | Manufacturer | Model No. | Serial No. | Functional Status |  | Qty. | Approx Cost of Each Equipment | Total Cost of Equipment
[6 empty] | W | NW
# | # | BP APPARATUS | GOLD SUPREME | * | * | 1 |  | 1 | 650 | 650
# | VACCINE ROOM | REFRIGERATOR | * | * | * | 1 |  | 1 | 15000 | 15000
# |  | DEEP FREEZER | UNICEF | * | * | 1 |  | 1 | 250000 | 250000
# |  | ILR | VESTFROST | MK-142 | * | 1 |  | 1 | 250000 | 250000
# | LABOUR ROOM | LABOUR TABLE | INDIAN | * | * | 1 |  | 1 | 14000 | 14000
# |  | RADIANT WARMER | MEDITRIN | * | * | 1 |  | 1 | 38000 | 38000
# |  | NEEDLE CUTTER | MICRO CARE | * | * | 1 |  | 1 | 1200 | 1200
# |  | SUCTION MACHINE | * | * | * | 1 |  | 1 | 6500 | 6500
# |  | STERLIZER | INDIAN | * | * | 1 |  | 1 | 6500 | 6500
# |  | FETAL DOPPLER | * | * | * | 1 |  | 1 | 80000 | 80000
# |  | AMBU BAG | INDIAN | * | * | 1 |  | 1 | 1100 | 1100
# |  | LARYNGOSCOPE | * | * | * |  | 1 | 1 | 1100 | 1100
# |  | SPOT LIGHT | INDIAN | * | * | 1 |  | 1 | 6500 | 6500
# | LAB | MICROSCOPE | SUSWOX | * | * | 1 |  | 1 | 30000 | 30000
# |  | AUTO CLAVE | INDIAN | * | * | 1 |  | 1 | 65000 | 65000
# |  | CENTRIFUGE | * | * | * | 1 |  | 1 | 6500 | 6500
NOTE
[6 empty] | Total No.of Equipment |  |  |  | 16
# | Not Created / Not Found |  |  |  |  | Total Equipment Cost |  |  |  | 772050
* | Not Available |  |  |  |  | Total CMC Value |  |  |  | 54043.5

## PHC KANGHATTI
Name of Consultant :- | [6 empty] | Date:- |  | 2015-09-16
Name of Dist./Type of Facility/Name of the Facility :- |  |  |  |  | PHC KANGHATTI
Equipment ID | Department | Equipment Description | Manufacturer | Model No. | Serial No. | Functional Status |  | Qty. | Approx Cost of Each Equipment | Total Cost of Equipment
[6 empty] | W | NW
# | VACCINE ROOM | DEEP FREEZER | UNICEF | MF-114 | 200710224 | 1 |  | 1 | 250000 | 250000
# |  | ILR | HAIER | HBC-70 | BE05816000B28850202 | 1 |  | 1 | 250000 | 250000
# | LAB | REFRIGERATOR | PANASONIC | NR-A-190R | * | 1 |  | 1 | 15000 | 15000
# |  | CENTRIFUGE | * | * | * | 1 |  | 1 | 6500 | 6500
# |  | DIGITAL PHOTO COLORIMETER | SCIENTEX | * | * | 1 |  | 1 | 1400 | 1400
# |  | MICROSCOPE | SUSWOX | * | * | 1 |  | 1 | 30000 | 30000
# |  | NEEDLE CUTTER | AMKAY | * | * | 1 |  | 1 | 1200 | 1200
# |  | GLUCOMETER | * | * | * | 1 |  | 1 | 1500 | 1500
# | LABOUR ROOM | LABOUR TABLE | INDIAN | * | * | 1 |  | 1 | 14000 | 14000
# |  | SUCTION MACHINE | INDIAN | * | * | 1 |  | 1 | 6500 | 6500
# |  | BABY WEIGHING MACHINE | CROWN | * | * | 1 |  | 1 | 3500 | 3500
# |  | STERLIZER | INDIAN | * | * | 1 |  | 1 | 6500 | 6500
# |  | NEEDLE CUTTER | MEDI WAVES | * | * | 1 |  | 1 | 1200 | 1200
# |  | RADIANT WARMER | * | * | * |  | 1 | 1 | 38000 | 38000
# |  | SUCTION MACHINE | * | * | * | 1 |  | 1 | 6500 | 6500
# |  | FETAL DOPPLER | * | * | * |  | 1 | 1 | 80000 | 80000
# |  | AMBU BAG | INDIAN | * | * | 1 |  | 1 | 1100 | 1100
# |  | REFRIGERATOR | LG | GL-195 | * |  | 1 | 1 | 15000 | 15000
# | OT | OT TABLE | INDIAN | * | * | 1 |  | 1 | 45000 | 45000
# |  | OT TABLE | INDIAN | * | * | 1 |  | 1 | 45000 | 45000
# |  | NEEDLE CUTTER | AMKAY | * | * | 1 |  | 1 | 1200 | 1200
# |  | AUTO CLAVE(VERTICAL) | INDIAN | * | * | 1 |  | 1 | 65000 | 65000
# |  | NEEDLE CUTTER | MEDI WAVES | * | * | 1 |  | 1 | 1200 | 1200
# |  | BP APPARATUS | * | * | * | 1 |  | 1 | 650 | 650
NOTE
[6 empty] | Total No.of Equipment |  |  |  | 24
# | Not Created / Not Found |  |  |  |  | Total Equipment Cost |  |  |  | 885950
* | Not Available |  |  |  |  | Total CMC Value |  |  |  | 62016.5

## PHC BUDHA
Name of Consultant :- | [6 empty] | Date:- |  | 2015-09-16
Name of Dist./Type of Facility/Name of the Facility :- |  |  |  |  | PHC BUDHA
Equipment ID | Department | Equipment Description | Manufacturer | Model No. | Serial No. | Functional Status |  | Qty. | Approx Cost of Each Equipment | Total Cost of Equipment
[6 empty] | W | NW
# | # | REFRIGERATOR | PANASONIC | NR-A-190R | * | 1 |  | 1 | 15000 | 15000
# | LABOUR ROOM | LABOUR TABLE | INDIAN | * | * | 1 |  | 1 | 14000 | 14000
# |  | SPOT LIGHT | INDIAN | * | * | 1 |  | 1 | 6500 | 6500
# |  | BABY WEIGHING MACHINE | CROWN | * | * | 1 |  | 1 | 3500 | 3500
# |  | BP APPARATUS | DIAMOND | * | * | 1 |  | 1 | 650 | 650
# |  | FETAL DOPPLER | * | FD-200D | FD2D12111151 | 1 |  | 1 | 80000 | 80000
# |  | SUCTION MACHINE | INDIAN | * | * | 1 |  | 1 | 6500 | 6500
# |  | RADIANT WARMER | SWASTI MEDITECH | * | * | 1 |  | 1 | 38000 | 38000
# |  | AMBU BAG | INDIAN | * | * | 1 |  | 1 | 1100 | 1100
# |  | AMBU BAG | INDIAN | * | * | 1 |  | 1 | 1100 | 1100
# |  | AMBU BAG | INDIAN | * | * | 1 |  | 1 | 1100 | 1100
# | LAB | REFRIGERATOR | GODREJ | PENTA COOL 5 | * | 1 |  | 1 | 15000 | 15000
# |  | CENTRIFUGE | * | * | * | 1 |  | 1 | 6500 | 6500
# |  | BLOOD ANALYSER | ASIND | * | * | 1 |  | 1 | 200000 | 200000
# |  | MICROSCOPE | SUSWOX | SK-77BJ | * | 1 |  | 1 | 30000 | 30000
# |  | ELECTRONICS TIMER MACHINE |  | DT-1045 | * | 1 |  | 1 |  | 0
# |  | GLUCOMETER | SD-CODE FREE | M03B04EAA6075 | * | 1 |  | 1 | 1500 | 1500
# |  | NEEDLE CUTTER | MEDI WAVES | * | * | 1 |  | 1 | 1200 | 1200
NOTE
[6 empty] | Total No.of Equipment |  |  |  | 18
# | Not Created / Not Found |  |  |  |  | Total Equipment Cost |  |  |  | 421650
* | Not Available |  |  |  |  | Total CMC Value |  |  |  | 29515.5

## PHC NARAYANGARH
Name of Consultant :- | [6 empty] | Date:- |  | 2015-09-16
Name of Dist./Type of Facility/Name of the Facility :- |  |  |  |  | PHC NARAYANGARH
Equipment ID | Department | Equipment Description | Manufacturer | Model No. | Serial No. | Functional Status |  | Qty. | Approx Cost of Each Equipment | Total Cost of Equipment
[6 empty] | W | NW
# | DR. ROOM | BP APPARATUS | DOCTORS | * | * | 1 |  | 1 | 650 | 650
# | LABOUR ROOM | LABOUR TABLE | INDIAN | * | * | 1 |  | 1 | 14000 | 14000
# |  | BABY WEIGHING MACHINE | CROWN | * | * | 1 |  | 1 | 3500 | 3500
# |  | BP APPARATUS | NAMATT | * | * | 1 |  | 1 | 650 | 650
# |  | NEEDLE CUTTER | * | * | * | 1 |  | 1 | 1200 | 1200
# |  | RADIANT WARMER | MEDITRIN | * | * | 1 |  | 1 | 38000 | 38000
# |  | AMBU BAG | PHILLIPS | * | * | 1 |  | 1 | 1100 | 1100
# |  | FETAL DOPPLER | * | FD-200D | FD2D121111154 | 1 |  | 1 | 80000 | 80000
# |  | SUCTION MACHINE | * | * | * | 1 |  | 1 | 6500 | 6500
# |  | STERLIZER | INDIAN | * | * | 1 |  | 1 | 6500 | 6500
# | LAB | CENTRIFUGE | * | * | * | 1 |  | 1 | 6500 | 6500
# |  | REFRIGERATOR | PANASONIC | NR-A-190R | * | 1 |  | 1 | 15000 | 15000
# |  | STERLIZER | INDIAN | * | * | 1 |  | 1 | 6500 | 6500
# |  | MICROSCOPE | QUASMO | * | * | 1 |  | 1 | 30000 | 30000
# |  | GLUCOMETER | SD-CODE FREE | M03B04EAA6078 | * | 1 |  | 1 | 1500 | 1500
# | VACCINE ROOM | DEEP FREEZER | UNICEF | * | * | 1 |  | 1 | 250000 | 250000
# |  | ILR | VESTFROST | * | * | 1 |  | 1 | 250000 | 250000
NOTE
[6 empty] | Total No.of Equipment |  |  |  | 17
# | Not Created / Not Found |  |  |  |  | Total Equipment Cost |  |  |  | 711600
* | Not Available |  |  |  |  | Total CMC Value |  |  |  | 49812

## PHC BHAVGARH
Name of Consultant :- | [6 empty] | Date:- |  | 2015-09-15
Name of Dist./Type of Facility/Name of the Facility :- |  |  |  |  | PHC BHAVGARH
Equipment ID | Department | Equipment Description | Manufacturer | Model No. | Serial No. | Functional Status |  | Qty. | Approx Cost of Each Equipment | Total Cost of Equipment
[6 empty] | W | NW
# | # | ILR | HAIER | HBC-70 | * | 1 |  | 1 | 250000 | 250000
# | # | DEEP FREEZER | HAIER | HBD-116 | * | 1 |  | 1 | 250000 | 250000
# | LAB | REFRIGERATOR | PANASONIC | NR-A-190R | * | 1 |  | 1 | 15000 | 15000
# |  | CENTRIFUGE | * | * | * | 1 |  | 1 | 6500 | 6500
# |  | INCUBATOR | * | * | * | 1 |  | 1 | 375000 | 375000
# |  | MICROSCOPE | OLYMPUS | * | 519700 | 1 |  | 1 | 30000 | 30000
# |  | MICROSCOPE | * | * | * |  | 1 | 1 | 30000 | 30000
# |  | GLUCOMETER | SD-CODE FREE | * | M03B04EAA1118 | 1 |  | 1 | 1500 | 1500
# |  | PHOTO COLORIMETER | * | * | * | 1 |  | 1 | 1400 | 1400
# |  | NEEDLE CUTTER | MEDI WAVES | OT-0006 | * | 1 |  | 1 | 1200 | 1200
# |  | MICROSCOPE | MAGNUS | * | * | 1 |  | 1 | 30000 | 30000
# | LABOUR ROOM | BABY WEIGHING MACHINE | CROWN | * | * | 1 |  | 1 | 3500 | 3500
# |  | STERLIZER | INDIAN | * | * | 1 |  | 1 | 6500 | 6500
# |  | NEEDLE CUTTER | * | * | * | 1 |  | 1 | 1200 | 1200
# |  | RADIANT WARMER | * | * | * | 1 |  | 1 | 38000 | 38000
# |  | WEIGHING MACHINE | * | * | * | 1 |  | 1 | 2500 | 2500
# |  | STANDING BP APPARATUS | NAMATT | * | * | 1 |  | 1 | 1100 | 1100
# |  | AMBU BAG | INDIAN | * | * | 1 |  | 1 | 1100 | 1100
# |  | NEBULIZER | * | * | * | 1 |  | 1 | 6500 | 6500
# |  | FETAL DOPPLER | * | * | * |  | 1 | 1 | 80000 | 80000
NOTE
[6 empty] | Total No.of Equipment |  |  |  | 20
# | Not Created / Not Found |  |  |  |  | Total Equipment Cost |  |  |  | 1131000
* | Not Available |  |  |  |  | Total CMC Value |  |  |  | 79170

## PHC JHARDA
Name of Consultant :- | [6 empty] | Date:- |  | 2015-09-16
Name of Dist./Type of Facility/Name of the Facility :- |  |  |  |  | PHC JHARDA
Equipment ID | Department | Equipment Description | Manufacturer | Model No. | Serial No. | Functional Status |  | Qty. | Approx Cost of Each Equipment | Total Cost of Equipment
[6 empty] | W | NW
# | DR. ROOM | BP APPARATUS | NAMATT | * | * | 1 |  | 1 | 650 | 650
# |  | REFRIGERATOR | PANASONIC | NR-A-190R | * | 1 |  | 1 | 15000 | 15000
# |  | WEIGHING MACHINE | VENUS | * | * | 1 |  | 1 | 2500 | 2500
# | DRESSING ROOM | DIGITAL BABY WEIGHING MACHINE |  | * | * | 1 |  | 1 | 3500 | 3500
# |  | NEEDLE CUTTER | MEDI WAVES | * | * | 1 |  | 1 | 1200 | 1200
# | LABOUR ROOM | RADIANT WARMER | MEDITRIN | * | * | 1 |  | 1 | 38000 | 38000
# |  | LABOUR TABLE | INDIAN | * | * | 1 |  | 1 | 14000 | 14000
# |  | SUCTION MACHINE | SHIVA | * | * | 1 |  | 1 | 6500 | 6500
# |  | BABY WEIGHING MACHINE | CROWN | * | * | 1 |  | 1 | 3500 | 3500
# |  | AMBU BAG | INDIAN | * | * | 1 |  | 1 | 1100 | 1100
# |  | AUTOMATIC BP APPARATUS | AGREEMA | * | * | 1 |  | 1 | 1100 | 1100
NOTE
[6 empty] | Total No.of Equipment |  |  |  | 11
# | Not Created / Not Found |  |  |  |  | Total Equipment Cost |  |  |  | 87050
* | Not Available |  |  |  |  | Total CMC Value |  |  |  | 6093.5

## PHC OSARNA
Name of Consultant :- | [6 empty] | Date:- |  | 2015-09-19
Name of Dist./Type of Facility/Name of the Facility :- |  |  |  |  | PHC OSARNA
Equipment ID | Department | Equipment Description | Manufacturer | Model No. | Serial No. | Functional Status |  | Qty. | Approx Cost of Each Equipment | Total Cost of Equipment
[6 empty] | W | NW
# | OPD | BP APPARATUS | * | * | * | 1 |  | 1 | 650 | 650
# | LAB | MICROSCOPE | QUASMO | * | * | 1 |  | 1 | 30000 | 30000
# |  | CENTRIFUGE | * | * | * | 1 |  | 1 | 6500 | 6500
# |  | GLUCOMETER | SD-CODE FREE | * | * | 1 |  | 1 | 1500 | 1500
# |  | REFRIGERATOR | PANASONIC | * | * | 1 |  | 1 | 15000 | 15000
# |  | REFRIGERATOR | GODREJ | * | * | 1 |  | 1 | 15000 | 15000
# |  | WEIGHING MACHINE | * | * | * | 1 |  | 1 | 2500 | 2500
# |  | NEEDLE CUTTER | * | * | * | 1 |  | 1 | 1200 | 1200
# |  | NEEDLE CUTTER | * | * | * | 1 |  | 1 | 1200 | 1200
# |  | NEEDLE CUTTER | * | * | * | 1 |  | 1 | 1200 | 1200
# |  | STERLIZER | INDIAN | * | * | 1 |  | 1 | 6500 | 6500
# |  | LABOUR TABLE | INDIAN | * | * | 1 |  | 1 | 14000 | 14000
# |  | BABY WEIGHING MACHINE | * | * | * | 1 |  | 1 | 3500 | 3500
NOTE
[6 empty] | Total No.of Equipment |  |  |  | 13
# | Not Created / Not Found |  |  |  |  | Total Equipment Cost |  |  |  | 98750
* | Not Available |  |  |  |  | Total CMC Value |  |  |  | 6912.5

## PHC SANDHARA
Name of Consultant :- | [6 empty] | Date:- |  | 2015-09-19
Name of Dist./Type of Facility/Name of the Facility :- |  |  |  |  | PHC SANDHARA
Equipment ID | Department | Equipment Description | Manufacturer | Model No. | Serial No. | Functional Status |  | Qty. | Approx Cost of Each Equipment | Total Cost of Equipment
[6 empty] | W | NW
# | INJECTION ROOM | NEEDLE CUTTER | HL/HAEMOSAFE | * | * | 1 |  | 1 | 1200 | 1200
# |  | STERLIZER | INDIAN | * | * | 1 |  | 1 | 6500 | 6500
# | LAB | REFRIGERATOR | PANASONIC | NR-A-190R | * | 1 |  | 1 | 15000 | 15000
# |  | MICROSCOPE | MAGNUS | * | * | 1 |  | 1 | 30000 | 30000
# |  | BIO CHEM ANALYSER | ERBA | CHEM 5X | * | 1 |  | 1 | 200000 | 200000
# |  | BLOOD ANALYSER | ASIND | * | 412293 | 1 |  | 1 | 200000 | 200000
# |  | CENTRIFUGE | TANCOO | * | * | 1 |  | 1 | 6500 | 6500
# |  | HOT AIR OVEN | INDIAN | * | * | 1 |  | 1 | 4500 | 4500
# |  | GLUCOMETER | SD-CODE FREE | * | M03018AA0734 | 1 |  | 1 | 1500 | 1500
# | LABOUR ROOM | LABOUR TABLE | INDIAN | * | * | 1 |  | 1 | 14000 | 14000
# |  | RADIANT WARMER | SHREE YASH | * | * | 1 |  | 1 | 38000 | 38000
# |  | INCUBATOR | SHREE YASH | * | * | 1 |  | 1 | 375000 | 375000
# |  | AMBU BAG | INDIAN | * | * | 1 |  | 1 | 1100 | 1100
# |  | BABY WEIGHING MACHINE | CROWN | * | * | 1 |  | 1 | 3500 | 3500
# |  | NEEDLE CUTTER | HL/HAEMOSAFE | * | * | 1 |  | 1 | 1200 | 1200
# |  | SUCTION MACHINE | SHIVA | * | * | 1 |  | 1 | 6500 | 6500
# |  | LABOUR TABLE | INDIAN | * | * | 1 |  | 1 | 14000 | 14000
# |  | AMBU BAG | INDIAN | * | * | 1 |  | 1 | 1100 | 1100
# |  | BP APPARATUS | NAMATT | * | * | 1 |  | 1 | 650 | 650
# | STERLIZATION ROOM | AUTO CLAVE(VERTICAL) | INDIAN | * | * | 1 |  | 1 | 65000 | 65000
# | VACCINE ROOM | DEEP FREEZER | VESTFROST | MF-142 | 44720893 | 1 |  | 1 | 250000 | 250000
# |  | ILR | UNICEF | MK-142 | 31714429 | 1 |  | 1 | 250000 | 250000
# |  | WEIGHING MACHINE | VENUS |  |  | 1 |  | 1 | 2500 | 2500
NOTE
[6 empty] | Total No.of Equipment |  |  |  | 23
# | Not Created / Not Found |  |  |  |  | Total Equipment Cost |  |  |  | 1487750
* | Not Available |  |  |  |  | Total CMC Value |  |  |  | 104142.5

## PHC SANDA
Name of Consultant :- | [6 empty] | Date:- |  | 2015-09-19
Name of Dist./Type of Facility/Name of the Facility :- |  |  |  |  | PHC SANDA
Equipment ID | Department | Equipment Description | Manufacturer | Model No. | Serial No. | Functional Status |  | Qty. | Approx Cost of Each Equipment | Total Cost of Equipment
[6 empty] | W | NW
# | INJECTION ROOM | REFRIGERATOR | PANASONIC | NR-A-190R | * | 1 |  | 1 | 15000 | 15000
# | LABOUR ROOM | LABOUR TABLE | INDIAN | * | * | 1 |  | 1 | 14000 | 14000
# |  | STERLIZER | INDIAN | * | * | 1 |  | 1 | 6500 | 6500
# |  | AUTO CLAVE(VERTICAL) | INDIAN | * | * | 1 |  | 1 | 65000 | 65000
# |  | BABY WEIGHING MACHINE | BRAUN | * | * | 1 |  | 1 | 3500 | 3500
# |  | NEEDLE CUTTER | HL/HAEMOSAFE | * | * | 1 |  | 1 | 1200 | 1200
# |  | AMBU BAG | INDIAN | * | * | 1 |  | 1 | 1100 | 1100
# |  | RADIANT WARMER | * | * | * | 1 |  | 1 | 38000 | 38000
# |  | SUCTION MACHINE | SHIVA | FD-200D | * | 1 |  | 1 | 6500 | 6500
# |  | FETAL DOPPLER | COMIN | * | * |  | 1 | 1 | 80000 | 80000
# | OPD | WEIGHING MACHINE | VENUS | * | * | 1 |  | 1 | 2500 | 2500
# |  | WEIGHING MACHINE | VENUS | * | * |  | 1 | 1 | 2500 | 2500
# |  | NEEDLE CUTTER | HL/HAEMOSAFE | * | * | 1 |  | 1 | 1200 | 1200
# |  | AUTOMATIC BP APPARATUS | AGREEMA | LD-578 | 1257800557 | 1 |  | 1 | 1100 | 1100
# |  | BP APPARATUS | DISHA |  | RF0401929 | 1 |  | 1 | 650 | 650
NOTE
[6 empty] | Total No.of Equipment |  |  |  | 15
# | Not Created / Not Found |  |  |  |  | Total Equipment Cost |  |  |  | 238750
* | Not Available |  |  |  |  | Total CMC Value |  |  |  | 16712.5

## PHC DHAWALAMADHOSINGH
Name of Consultant :- | [6 empty] | Date:- |  | 2015-09-19
Name of Dist./Type of Facility/Name of the Facility :- |  |  |  |  | PHC DHAWALAMADHOSINGH
Equipment ID | Department | Equipment Description | Manufacturer | Model No. | Serial No. | Functional Status |  | Qty. | Approx Cost of Each Equipment | Total Cost of Equipment
[6 empty] | W | NW
# | OPD | BP APPARATUS | NAMATT | CM/L 8325472 | 116683 |  | 1 | 1 | 650 | 650
# |  | REFRIGERATOR | PANASONIC | NR-A-190R | * |  | 1 | 1 | 15000 | 15000
# | LABOUR ROOM | RADIANT WARMER | TIANA | * | * | 1 |  | 1 | 38000 | 38000
# |  | STERLIZER | INDIAN | * | * |  | 1 | 1 | 6500 | 6500
# |  | AUTO CLAVE(VERTICAL) | INDIAN | * | * | 1 |  | 1 | 65000 | 65000
# |  | FETAL DOPPLER | * | * | * | 1 |  | 1 | 80000 | 80000
# |  | SUCTION MACHINE | ZEALS | * | * | 1 |  | 1 | 6500 | 6500
# |  | AMBU BAG | INDIAN | * | * | 1 |  | 1 | 1100 | 1100
# |  | BABY WEIGHING MACHINE | CROWN | * | * | 1 |  | 1 | 3500 | 3500
# | LAB | DIGITAL BABY WEIGHING MACHINE | LAICA | * | * | 1 |  | 1 | 3500 | 3500
NOTE
[6 empty] | Total No.of Equipment |  |  |  | 10
# | Not Created / Not Found |  |  |  |  | Total Equipment Cost |  |  |  | 219750
* | Not Available |  |  |  |  | Total CMC Value |  |  |  | 15382.5

## PHC ANTRALIYA
Name of Consultant :- | [6 empty] | Date:- |  | 2015-09-19
Name of Dist./Type of Facility/Name of the Facility :- |  |  |  |  | PHC ANTRALIYA
Equipment ID | Department | Equipment Description | Manufacturer | Model No. | Serial No. | Functional Status |  | Qty. | Approx Cost of Each Equipment | Total Cost of Equipment
[6 empty] | W | NW
# | OPD | AUTOMATIC BP APPARATUS | SUMO PLUS | SBP-01 | * | 1 |  | 1 | 1100 | 1100
# |  | REFRIGERATOR | PANASONIC | NR-A-190R | * | 1 |  | 1 | 15000 | 15000
# |  | NEEDLE CUTTER | HL/HAEMOSAFE | * | * | 1 |  | 1 | 1200 | 1200
# |  | WEIGHING MACHINE | TAXIM | * | * | 1 |  | 1 | 2500 | 2500
# | LABOUR ROOM | BP APPARATUS | MAMTA | * | * | 1 |  | 1 | 650 | 650
# |  | AMBU BAG | INDIAN | * | * | 1 |  | 1 | 1100 | 1100
# |  | RADIANT WARMER | TIANA | * | * | 1 |  | 1 | 38000 | 38000
# |  | SUCTION MACHINE | INDIAN | * | * | 1 |  | 1 | 6500 | 6500
# |  | BABY WEIGHING MACHINE | BRAUN | * | * | 1 |  | 1 | 3500 | 3500
# |  | STERLIZER | INDIAN | * | * | 1 |  | 1 | 6500 | 6500
# |  | NEEDLE CUTTER | MICRO CARE | * | * | 1 |  | 1 | 1200 | 1200
# |  | NEEDLE CUTTER | MICRO CARE | * | * | 1 |  | 1 | 1200 | 1200
# |  | CENTRIFUGE |  | * | * | 1 |  | 1 | 6500 | 6500
# |  | ANALYSER | ELECTRA BIOSYSTEM | * | * | 1 |  | 1 | 200000 | 200000
# |  | PIN BALANCE | UNIQUE BALANCE WORKS | * | * | 1 |  | 1 | 4500 | 4500
NOTE
[6 empty] | Total No.of Equipment |  |  |  | 15
# | Not Created / Not Found |  |  |  |  | Total Equipment Cost |  |  |  | 289450
* | Not Available |  |  |  |  | Total CMC Value |  |  |  | 20261.5

## PHC BABULDA
Name of Consultant :- | [6 empty] | Date:- |  | 2015-09-19
Name of Dist./Type of Facility/Name of the Facility :- |  |  |  |  | PHC BABULDA
Equipment ID | Department | Equipment Description | Manufacturer | Model No. | Serial No. | Functional Status |  | Qty. | Approx Cost of Each Equipment | Total Cost of Equipment
[6 empty] | W | NW
# | OPD | BP APPARATUS | * | * | * | 1 |  | 1 | 650 | 650
# |  | REFRIGERATOR | PANASONIC | NR-A-190R | * | 1 |  | 1 | 15000 | 15000
# | LABOUR ROOM | LABOUR TABLE | INDIAN | * | * | 1 |  | 1 | 14000 | 14000
# |  | BABY WEIGHING MACHINE | CROWN | * | * | 1 |  | 1 | 3500 | 3500
# |  | STERLIZER | INDIAN | * | * | 1 |  | 1 | 6500 | 6500
# | LAB | MICROSCOPE | MAGNUS | * | * | 1 |  | 1 | 30000 | 30000
# |  | CENTRIFUGE | TANCO | * | * | 1 |  | 1 | 6500 | 6500
# |  | DIGITAL PHOTO COLORIMETER | SCIENTEX | * | * | 1 |  | 1 | 1400 | 1400
# |  | GLUCOMETER | ACCU CHEK | * | 82115999227 | 1 |  | 1 | 1500 | 1500
# |  | NEEDLE CUTTER | MADI WAVES | * | * | 1 |  | 1 | 1200 | 1200
NOTE
[6 empty] | Total No.of Equipment |  |  |  | 10
# | Not Created / Not Found |  |  |  |  | Total Equipment Cost |  |  |  | 80250
* | Not Available |  |  |  |  | Total CMC Value |  |  |  | 5617.5

## DISTRICT HOSPITAL MANDSOUR
Name of Consultant :- | [6 empty] | Date:- |  | 2015-09-17
Name of Dist./Type of Facility/Name of the Facility :- |  |  |  |  | DISTRICT HOSPITAL MANDSOUR
Equipment ID | Department | Equipment Description | Manufacturer | Model No. | Serial No. | Functional Status |  | Qty. | Approx Cost of Each Equipment | Total Cost of Equipment
[6 empty] | W | NW
# | LAB | MICROSCOPE | MAGNUS | * | * | 1 |  | 1 | 30000 | 30000
# |  | NEEDLE CUTTER | GOPISH | * | * | 1 |  | 1 | 1200 | 1200
# |  | CENTRIFUGE | INDIAN | * | * | 1 |  | 1 | 6500 | 6500
# |  | BIO-CHEM ANALYSER | LAB-LIFE | * | * | 1 |  | 1 | 200000 | 200000
# |  | GLUCOMETER | SD-CODE FREE | M03F22AC0161 | * | 1 |  | 1 | 1500 | 1500
# |  | BLOOD CELL COUNTER(AUTOMATIC) | ERMA | PCE-210 | * | 1 |  | 1 | 350000 | 350000
# |  | CENTRIFUGE | REMI | RHC/LDLC-13853 | * | 1 |  | 1 | 6500 | 6500
# |  | INCUBATOR | INDIAN | * | * |  | 1 | 1 | 375000 | 375000
# |  | REFRIGERATOR | BPL | * | * | 1 |  | 1 | 15000 | 15000
# |  | CENTRIFUGE | ITEK | 310224 | * | 1 |  | 1 | 6500 | 6500
# |  | HOT AIR OVEN | YORCO | * | * | 1 |  | 1 | 4500 | 4500
# | CHILD WARD | NEEDLE CUTTER | GOPISH | * | * | 1 |  | 1 | 1200 | 1200
# |  | NEBULIZER | DOXORIL | * | * | 1 |  | 1 | 6500 | 6500
# |  | SUCTION MACHINE | * | * | * | 1 |  | 1 | 6500 | 6500
# |  | BABY WEIGHING MACHINE | * | * | * | 1 |  | 1 | 3500 | 3500
# |  | WEIGHING MACHINE | SUVARNA | * | * | 1 |  | 1 | 2500 | 2500
# | DRESSING ROOM | BP APPARATUS | PROFIX | CM/L8325472/075344 |  | 1 |  | 1 | 650 | 650
# |  | BP APPARATUS | PROFIX | CM/L8325472/075221 |  | 1 |  | 1 | 650 | 650
# |  | NEEDLE CUTTER | INDIAN | * | * | 1 |  | 1 | 1200 | 1200
# |  | SUCTION MACHINE | INDIAN | * | * | 1 |  | 1 | 6500 | 6500
# |  | STERLIZER | INDIAN | * | * | 1 |  | 1 | 6500 | 6500
# | EYE OPD | STERLIZER | INDIAN | * | * | 1 |  | 1 | 6500 | 6500
# |  | OPTHERMOSCOPE | MIRO FLEX-2 | * | * | 1 |  | 1 | 15500 | 15500
# |  | AUTO REFRACTOMETER | NIDEX | AR-600/64810 | * | 1 |  | 1 | 50000 | 50000
# |  | LASIK LASER | NIDEX | YC-1600 | * | 1 |  | 1 | 350000 | 350000
# |  | NON CONTECT TONOMETER | APPASAMY | AANCT/ATM1800811 | * | 1 |  | 1 | 175000 | 175000
# |  | SLIT LAMP | APPASAMY | 1505130253 | * | 1 |  | 1 | 13000 | 13000
# | ICTC | REFRIGERATOR | PANASONIC | NR-A-190R | * | 1 |  | 1 | 15000 | 15000
# |  | NEEDLE CUTTER | MEDI WAVES | * | * | 1 |  | 1 | 1200 | 1200
# |  | CENTRIFUGE | INDIAN | * | * | 1 |  | 1 | 6500 | 6500
# |  | SLIT LAMP | APPASAMY | 1505130253 | * | 1 |  | 1 | 13000 | 13000
# | LABOUR ROOM | LABOUR TABLE | INDIAN | * | * | 1 |  | 1 | 14000 | 14000
# |  | LABOUR TABLE | INDIAN | * | * | 1 |  | 1 | 14000 | 14000
# |  | LABOUR TABLE | INDIAN | * | * | 1 |  | 1 | 14000 | 14000
# |  | LABOUR TABLE | INDIAN | * | * | 1 |  | 1 | 14000 | 14000
# |  | LABOUR TABLE | INDIAN | * | * | 1 |  | 1 | 14000 | 14000
# |  | LABOUR TABLE | INDIAN | * | * | 1 |  | 1 | 14000 | 14000
# |  | LABOUR TABLE | INDIAN | * | * | 1 |  | 1 | 14000 | 14000
# |  | LABOUR TABLE | INDIAN | * | * | 1 |  | 1 | 14000 | 14000
# |  | LABOUR TABLE | INDIAN | * | * | 1 |  | 1 | 14000 | 14000
# |  | LABOUR TABLE | INDIAN | * | * | 1 |  | 1 | 14000 | 14000
# |  | LABOUR TABLE | INDIAN | * | * | 1 |  | 1 | 14000 | 14000
# |  | MULTI PARA MONITOR | BPL | * | * | 1 |  | 1 | 80000 | 80000
# |  | MULTI PARA MONITOR | BPL | * | * | 1 |  | 1 | 80000 | 80000
# |  | MULTI PARA MONITOR | BPL | * | * | 1 |  | 1 | 80000 | 80000
# |  | MULTI PARA MONITOR | BPL | * | * | 1 |  | 1 | 80000 | 80000
# |  | MULTI PARA MONITOR | BPL | * | * | 1 |  | 1 | 80000 | 80000
# |  | STERLIZER | INDIAN | * | * | 1 |  | 1 | 6500 | 6500
# |  | SUCTION MACHINE | INDIAN | * | * | 1 |  | 1 | 6500 | 6500
# |  | OXYGEN CONCENTRATOR | INDIAN | * | * | 1 |  | 1 | 45000 | 45000
# |  | RADIANT WARMER | INDIAN | * | * | 1 |  | 1 | 38000 | 38000
# |  | BABY WEIGHING MACHINE | BRAUN | * | * | 1 |  | 1 | 3500 | 3500
# |  | REFRIGERATOR | PANASONIC | NR-A-190R | * | 1 |  | 1 | 15000 | 15000
# |  | AMBU BAG | INDIAN |  | * | 1 |  | 1 | 1100 | 1100
# |  | AMBU BAG | COMIN | FD-200D/FD2D120908946 | * | 1 |  | 1 | 1100 | 1100
# |  | FETAL DOPPLER | COMIN | * | * |  | 1 | 1 | 80000 | 80000
# |  | FETAL DOPPLER | COMIN | * | * | 1 |  | 1 | 80000 | 80000
# |  | FETAL DOPPLER | COMIN | * | * | 1 |  | 1 | 80000 | 80000
# |  | AUTO CLAVE(VERTICAL) | INDIAN | * | * | 1 |  | 1 | 65000 | 65000
# |  | NEEDLE CUTTER | GOPISH | * | * | 1 |  | 1 | 1200 | 1200
# |  | NEEDLE CUTTER | SAI-LIFE | * | * | 1 |  | 1 | 1200 | 1200
# |  | NEEDLE CUTTER | INDIAN | * | * | 1 |  | 1 | 1200 | 1200
# |  | BP APPARATUS | INDIAN | * | * | 1 |  | 1 | 650 | 650
# |  | SPOT LIGHT | INDIAN | * | * | 1 |  | 1 | 6500 | 6500
# | OT | BP APPARATUS | NAMATT | CM/L26472/083926 | * | 1 |  | 1 | 650 | 650
# |  | OT TABLE | INDIAN | * | * | 1 |  | 1 | 45000 | 45000
# |  | OT TABLE | INDIAN | * | * | 1 |  | 1 | 45000 | 45000
# |  | OT TABLE | INDIAN | * | * | 1 |  | 1 | 45000 | 45000
# |  | OT TABLE | INDIAN | * | * | 1 |  | 1 | 45000 | 45000
# |  | OT TABLE | INDIAN | * | * | 1 |  | 1 | 45000 | 45000
# |  | MULTI PARA MONITOR | BPL | * | * | 1 |  | 1 | 80000 | 80000
# |  | MULTI PARA MONITOR | BPL | * | * | 1 |  | 1 | 80000 | 80000
# |  | MULTI PARA MONITOR | BPL | * | * | 1 |  | 1 | 80000 | 80000
# |  | CEILING LIGHT | MEDICO ENGINEER | * | * | 1 |  | 1 | 150000 | 150000
# |  | CEILING LIGHT | MEDICO ENGINEER | * | * | 1 |  | 1 | 150000 | 150000
# |  | CEILING LIGHT | MEDICO ENGINEER | * | * | 1 |  | 1 | 150000 | 150000
# |  | CEILING LIGHT | MEDICO ENGINEER | * | * | 1 |  | 1 | 150000 | 150000
# |  | SUCTION MACHINE | * | * | * | 1 |  | 1 | 6500 | 6500
# |  | SUCTION MACHINE | * | * | * | 1 |  | 1 | 6500 | 6500
# |  | SUCTION MACHINE | * | * | * | 1 |  | 1 | 6500 | 6500
# |  | SUCTION MACHINE | * | * | * |  | 1 | 1 | 6500 | 6500
# |  | SUCTION MACHINE | * | * | * |  | 1 | 1 | 6500 | 6500
# |  | PULSE OXOMETER | * | * | * | 1 |  | 1 | 55000 | 55000
# |  | C-ARM | ALLENGERS | HF49R/2K15060353DC | * | 1 |  | 1 | 850000 | 850000
# |  | ANESTHESIA MACHINE | * | * | * | 1 |  | 1 | 450000 | 450000
# |  | ANESTHESIA MACHINE | * | * | * | 1 |  | 1 | 450000 | 450000
# |  | ANESTHESIA MACHINE | * | * | * | 1 |  | 1 | 450000 | 450000
# |  | SHADOW LAMP | SECO | * | * | 1 |  | 1 |  | 0
# |  | SHADOW LAMP | SECO | * | * | 1 |  | 1 |  | 0
# |  | NEEDLE CUTTER | GOPISH | * | * | 1 |  | 1 | 1200 | 1200
# |  | NEEDLE CUTTER | GOPISH | * | * | 1 |  | 1 | 1200 | 1200
# |  | NEEDLE CUTTER | GOPISH | * | * | 1 |  | 1 | 1200 | 1200
# |  | RADIANT WARMER |  | * | * | 1 |  | 1 | 38000 | 38000
# |  | OXYGEN CONCENTRATOR | BPL | * | * | 1 |  | 1 | 45000 | 45000
# |  | SUCTION MACHINE | * | * | * | 1 |  | 1 | 6500 | 6500
# |  | AUTO CLAVE(VERTICAL) | INDIAN | * | * | 1 |  | 1 | 65000 | 65000
# |  | AUTO CLAVE(VERTICAL) | INDIAN | * | * | 1 |  | 1 | 65000 | 65000
# |  | AUTO CLAVE(HORIZONTAL) | MEDIQUIP | 100310041005 | * | 1 |  | 1 | 55000 | 55000
# |  | AUTO CLAVE(HORIZONTAL) | MEDIQUIP | * | * | 1 |  | 1 | 55000 | 55000
# |  | AUTO CLAVE(HORIZONTAL) | MEDIQUIP | * | * | 1 |  | 1 | 55000 | 55000
# |  | REFRIGERATOR | LG | GL-205XFCG5 | * | 1 |  | 1 | 15000 | 15000
# | VACCINE ROOM | DEEP FREEZER | HAIER | * | * | 1 |  | 1 | 250000 | 250000
# |  | DEEP FREEZER | HAIER | * | * | 1 |  | 1 | 250000 | 250000
# |  | DEEP FREEZER | VESTFROST | * | * | 1 |  | 1 | 250000 | 250000
# |  | DEEP FREEZER | VESTFROST | * | * | 1 |  | 1 | 250000 | 250000
# |  | DEEP FREEZER | VESTFROST | * | * | 1 |  | 1 | 250000 | 250000
# |  | DEEP FREEZER | VESTFROST | * | * | 1 |  | 1 | 250000 | 250000
# |  | ILR | HAIER | * | * | 1 |  | 1 | 250000 | 250000
# |  | ILR | HAIER | * | * | 1 |  | 1 | 250000 | 250000
# |  | ILR | HAIER | * | * | 1 |  | 1 | 250000 | 250000
# |  | ILR | HAIER | * | * | 1 |  | 1 | 250000 | 250000
# |  | ILR | UNICEF | * | * | 1 |  | 1 | 250000 | 250000
# |  | ILR | UNICEF | * | * | 1 |  | 1 | 250000 | 250000
# |  | ILR | UNICEF | * | * | 1 |  | 1 | 250000 | 250000
# |  | WEIGHING MACHINE | SUVARNA | * | * | 1 |  | 1 | 2500 | 2500
# |  | BABY WEIGHING MACHINE | BRAUN | * | * | 1 |  | 1 | 3500 | 3500
# |  | NEEDLE CUTTER | LIFE-CARE | * | * | 1 |  | 1 | 1200 | 1200
# | SONOGRAPHY | ULTRASOUND MACHINE | MEDISON | SAR3-EXP2R-20/5010M3HDA00012 | * | 1 |  | 1 | 450000 | 450000
# |  | DIAGNOSTIC ULTRASOUND SYSTEM |  | 5DL-308 | * |  | 1 | 1 | 450000 | 450000
# | DENTAL OPD | DENTAL CHAIR | SUZDENT | SUZ-E1 | * | 1 |  | 1 | 150000 | 150000
# |  | DENTAL CHAIR | ELECT DENTAL | * | * |  | 1 | 1 | 150000 | 150000
# |  | AIR COMPRESSOR | SUZDENT | SUZ-E1 | * |  | 1 | 1 | 10000 | 10000
# |  | STERLIZER | INDIAN | * | * | 1 |  | 1 | 6500 | 6500
# |  | NEEDLE CUTTER | GOPISH | * | * | 1 |  | 1 | 1200 | 1200
# |  | BP APPARATUS | PROFIX | * | * | 1 |  | 1 | 650 | 650
# |  | MICROSCOPE | * | VISION2000 | * | 1 |  | 1 | 30000 | 30000
# | STORE | REFRIGERATOR | ELECTROLUX | * | * | 1 |  | 1 | 15000 | 15000
# |  | NEEDLE CUTTER | LIFE-CARE | * | * | 1 |  | 1 | 1200 | 1200
# | X-RAY ROOM | X-RAY AMCHINE | GE | DX-300 | * | 1 |  | 1 | 450000 | 450000
# |  | X-RAY AMCHINE | ALLENGERS | MASS30/2C100930562-X1HF | * | 1 |  | 1 | 450000 | 450000
# |  | X-RAY AMCHINE | ALLENGERS | GME | * | 1 |  | 1 | 450000 | 450000
# |  | DIGITAL X-RAY MACHINE | DIGITAL FUGI | DRY PIX 1000 | * | 1 |  | 1 | 450000 | 450000
# | BLOOD BANK | BBR | HAIER | HXC-608BE06P1E1T00B2A6C0011 | * | 1 |  | 1 | 250000 | 250000
# |  | REFRIGERATOR | LG | * | * | 1 |  | 1 | 15000 | 15000
# |  | BBR | HAIER | * | * | 1 |  | 1 | 250000 | 250000
# |  | BBR | EMC | DTRML 55459295 |  | 1 |  | 1 | 250000 | 250000
# |  | AUTO CLAVE(COOKER TYPE) | * | * | * | 1 |  | 1 | 65000 | 65000
# |  | ABG | NOVA BIOMEDICO | 4A10280 | * | 1 |  | 1 | 200000 | 200000
# |  | ELISA READER | LAB SYSTEM | 3520900620 | * | 1 |  | 1 | 200000 | 200000
# |  | PLATE WASHER | ROBONIK | * | * | 1 |  | 1 | 200000 | 200000
# |  | CPAP | INNORES | * | * | 1 |  | 1 | 55000 | 55000
# |  | RADIANT WARMER | ZEAL MEDICAL | * | * | 1 |  | 1 | 38000 | 38000
# |  | RADIANT WARMER | ZEAL MEDICAL | * | * | 1 |  | 1 | 38000 | 38000
# |  | RADIANT WARMER | ZEAL MEDICAL | * | * | 1 |  | 1 | 38000 | 38000
# |  | RADIANT WARMER | ZEAL MEDICAL | * | * | 1 |  | 1 | 38000 | 38000
# |  | RADIANT WARMER | ZEAL MEDICAL | * | * | 1 |  | 1 | 38000 | 38000
# |  | RADIANT WARMER | ZEAL MEDICAL | * | * | 1 |  | 1 | 38000 | 38000
# |  | RADIANT WARMER | ZEAL MEDICAL | * | * | 1 |  | 1 | 38000 | 38000
# |  | RADIANT WARMER | ZEAL MEDICAL | * | * | 1 |  | 1 | 38000 | 38000
# |  | RADIANT WARMER | ZEAL MEDICAL | * | * | 1 |  | 1 | 38000 | 38000
# |  | RADIANT WARMER | ZEAL MEDICAL | * | * | 1 |  | 1 | 38000 | 38000
# |  | RADIANT WARMER | ZEAL MEDICAL | * | * | 1 |  | 1 | 38000 | 38000
# |  | RADIANT WARMER | ZEAL MEDICAL | * | * | 1 |  | 1 | 38000 | 38000
# |  | OXYGEN CONCENTRATOR | ASPEN | * | * | 1 |  | 1 | 45000 | 45000
# |  | OXYGEN CONCENTRATOR | ASPEN | OC2PLUS | * | 1 |  | 1 | 45000 | 45000
# |  | CPAP | INNORES | * | * | 1 |  | 1 | 55000 | 55000
# |  | NEEDLE CUTTER | GOPISH | * | * | 1 |  | 1 | 1200 | 1200
# | AYUSH OPD | BP APPARATUS | PROFIX | * | * | 1 |  | 1 | 650 | 650
# | SNCU | RADIANT WARMER | ZEAL MEDICAL | * | * | 1 |  | 1 | 38000 | 38000
# |  | RADIANT WARMER | ZEAL MEDICAL | * | * |  | 1 | 1 | 38000 | 38000
# |  | RADIANT WARMER | ZEAL MEDICAL | * | * | 1 |  | 1 | 38000 | 38000
# |  | RADIANT WARMER | ZEAL MEDICAL | * | * | 1 |  | 1 | 38000 | 38000
# |  | RADIANT WARMER | ZEAL MEDICAL | * | * | 1 |  | 1 | 38000 | 38000
# |  | RADIANT WARMER | ZEAL MEDICAL | 25A-A0560213 | * | 1 |  | 1 | 38000 | 38000
# |  | RADIANT WARMER | ZEAL MEDICAL | * | * | 1 |  | 1 | 38000 | 38000
# |  | RADIANT WARMER | BIRD MEDITECH | * | * | 1 |  | 1 | 38000 | 38000
# |  | RADIANT WARMER | BIRD MEDITECH | * | * | 1 |  | 1 | 38000 | 38000
# |  | RADIANT WARMER | BIRD MEDITECH | * | * | 1 |  | 1 | 38000 | 38000
# |  | RADIANT WARMER | BIRD MEDITECH | * | * | 1 |  | 1 | 38000 | 38000
# |  | OXYGEN CONCENTRATOR | DEUIBILLAS | A553000KS | * | 1 |  | 1 | 45000 | 45000
# |  | OXYGEN CONCENTRATOR | DEUIBILLAS | A55339KS | * | 1 |  | 1 | 45000 | 45000
# |  | OXYGEN CONCENTRATOR | BPL | OG4203 | * | 1 |  | 1 | 45000 | 45000
# |  | BABY WEIGHING MACHINE | VENUS | * | * | 1 |  | 1 | 3500 | 3500
# |  | BABY WEIGHING MACHINE | VENUS | * | * | 1 |  | 1 | 3500 | 3500
# |  | GLUCOMETER | * | M03D14AA2802 | * | 1 |  | 1 | 1500 | 1500
# |  | AMBU BAG | * | * | * | 1 |  | 1 | 1100 | 1100
# |  | AMBU BAG | * | * | * | 1 |  | 1 | 1100 | 1100
# |  | AMBU BAG | * | * | * | 1 |  | 1 | 1100 | 1100
# |  | NEBULIZER | HANDY NEB | * | * | 1 |  | 1 | 6500 | 6500
# |  | NEBULIZER | HANDY NEB | * | * | 1 |  | 1 | 6500 | 6500
# |  | INFUSION PUMP | EMU | * | * | 1 |  | 1 | 40000 | 40000
# |  | INFUSION PUMP | EMU | * | * | 1 |  | 1 | 40000 | 40000
# |  | INFUSION PUMP | EMU | * | * | 1 |  | 1 | 40000 | 40000
# |  | INFUSION PUMP | EMU | * | * | 1 |  | 1 | 40000 | 40000
# |  | INFUSION PUMP | EMU | * | * | 1 |  | 1 | 40000 | 40000
# |  | INFUSION PUMP | EMU | * | * | 1 |  | 1 | 40000 | 40000
# |  | PULSE OXOMETER | MEDITECH | 20G010884T6 | * | 1 |  | 1 | 55000 | 55000
# |  | PULSE OXOMETER | MEDITECH | 10084G8 | * | 1 |  | 1 | 55000 | 55000
# |  | OXYGEN CONCENTRATOR | OSD | * | * | 1 |  | 1 | 45000 | 45000
# |  | OXYGEN CONCENTRATOR | OSD | * | * | 1 |  | 1 | 45000 | 45000
# | ICU | OXYGEN CONCENTRATOR | BPL | * | * |  | 1 | 1 | 45000 | 45000
# |  | OXYGEN CONCENTRATOR | BPL | * | * | 1 |  | 1 | 45000 | 45000
# |  | CPAP | FLIGHT MEDICAL | * | * | 1 |  | 1 | 55000 | 55000
# |  | MULTI PARA MONITOR | ASPEN | * | * | 1 |  | 1 | 80000 | 80000
# |  | MULTI PARA MONITOR | ASPEN | * | * | 1 |  | 1 | 80000 | 80000
# |  | DEFEBRILATOR | SANJEEVNI | * | * | 1 |  | 1 | 170000 | 170000
# |  | SUCTION MACHINE | DYNAMIC | M9 | * | 1 |  | 1 | 6500 | 6500
# |  | SUCTION MACHINE | DYNAMIC | M9 | * | 1 |  | 1 | 6500 | 6500
NOTE
[6 empty] | Total No.of Equipment |  |  |  | 198
# | Not Created / Not Found |  |  |  |  | Total Equipment Cost |  |  |  | 16336200
* | Not Available |  |  |  |  | Total CMC Value |  |  |  | 1143534

## GANDHI SAGAR-8
Name of Consultant :- | [6 empty] | Date:- |  | 2015-09-19
Name of Dist./Type of Facility/Name of the Facility :- |  |  |  |  | PHC GANDHI SAGAR-8
Equipment ID | Department | Equipment Description | Manufacturer | Model No. | Serial No. | Functional Status |  | Qty. | Approx Cost of Each Equipment | Total Cost of Equipment
[6 empty] | W | NW
# | LABOUR ROOM | LABOUR TABLE | INDIAN | * | * | 1 |  | 1 | 14000 | 14000
# |  | DIGITAL BP APPARATUS | AGREEMA | LD-578 | * | 1 |  | 1 | 1100 | 1100
# |  | FETAL DOPPLER | COMIN | FD200D/FD2D120909141 |  | 1 |  | 1 | 80000 | 80000
# |  | RADIANT WARMER | * | * | * | 1 |  | 1 | 38000 | 38000
# |  | NEEDLE CUTTER | NULIFE | * | * | 1 |  | 1 | 1200 | 1200
# |  | WEIGHING MACHINE | * | * | * | 1 |  | 1 | 2500 | 2500
# |  | STERLIZER | INDIAN | * | * | 1 |  | 1 | 6500 | 6500
# |  | BABY WEIGHING MACHINE | * | * | * | 1 |  | 1 | 3500 | 3500
# |  | REFRIGERATOR | PANASONIC | * | * | 1 |  | 1 | 15000 | 15000
# |  | BP APPARATUS | DELUX | * | * | 1 |  | 1 | 650 | 650
# |  | BP APPARATUS | DELUX | * | * | 1 |  | 1 | 650 | 650
NOTE
[6 empty] | Total No.of Equipment |  |  |  | 11
# | Not Created / Not Found |  |  |  |  | Total Equipment Cost |  |  |  | 163100
* | Not Available |  |  |  |  | Total CMC Value |  |  |  | 11417

## PHC PARASALITIRTH
Name of Consultant :- | [6 empty] | Date:- |  | 2015-09-18
Name of Dist./Type of Facility/Name of the Facility :- |  |  |  |  | PHC PARASALITIRTH
Equipment ID | Department | Equipment Description | Manufacturer | Model No. | Serial No. | Functional Status |  | Qty. | Approx Cost of Each Equipment | Total Cost of Equipment
[6 empty] | W | NW
# | MEDICAL DISTRIBUTION | NEEDLE CUTTER | HL/HAEMOSAFE | * | * | 1 |  | 1 | 1200 | 1200
# | WARD | REFRIGERATOR | PANASONIC | NR-A-190R | * | 1 |  | 1 | 15000 | 15000
# | STORE | CENTRIFUGE | * | * | * | 1 |  | 1 | 6500 | 6500
# |  | CENTRIFUGE | * | * | * | 1 |  | 1 | 6500 | 6500
# |  | STERLIZER | INDIAN | * | * | 1 |  | 1 | 6500 | 6500
# |  | STERLIZER | INDIAN | * | * | 1 |  | 1 | 6500 | 6500
# |  | STERLIZER | INDIAN | * | * | 1 |  | 1 | 6500 | 6500
# |  | STERLIZER | INDIAN | * | * | 1 |  | 1 | 6500 | 6500
# |  | BP APPARATUS | NAMATT | * | * | 1 |  | 1 | 650 | 650
# |  | BP APPARATUS | NAMATT | * | * |  | 1 | 1 | 650 | 650
# |  | WEIGHING MACHINE | * | * | * | 1 |  | 1 | 2500 | 2500
NOTE
[6 empty] | Total No.of Equipment |  |  |  | 11
# | Not Created / Not Found |  |  |  |  | Total Equipment Cost |  |  |  | 59000
* | Not Available |  |  |  |  | Total CMC Value |  |  |  | 4130

## PHC KHAIKHEDA
Name of Consultant :- | [6 empty] | Date:- |  | 2015-09-18
Name of Dist./Type of Facility/Name of the Facility :- |  |  |  |  | PHC KHAIKHEDA
Equipment ID | Department | Equipment Description | Manufacturer | Model No. | Serial No. | Functional Status |  | Qty. | Approx Cost of Each Equipment | Total Cost of Equipment
[6 empty] | W | NW
THERE ARE NO STAFF IS AVAILABLE & PHC WAS CLOSED UPTO TIME 8:00AM TO 1:00PM
NOTE
[6 empty] | Total No.of Equipment |  |  |  | #REF!
# | Not Created / Not Found |  |  |  |  | Total Equipment Cost |  |  |  | #REF!
* | Not Available |  |  |  |  | Total CMC Value |  |  |  | #REF!

## PHC BOLIYA
Name of Consultant :- | [6 empty] | Date:- |  | 2015-09-18
Name of Dist./Type of Facility/Name of the Facility :- |  |  |  |  | PHC BOLIYA
Equipment ID | Department | Equipment Description | Manufacturer | Model No. | Serial No. | Functional Status |  | Qty. | Approx Cost of Each Equipment | Total Cost of Equipment
[6 empty] | W | NW
# | LABOUR ROOM | LABOUR TABLE | INDIAN | * | * | 1 |  | 1 | 14000 | 14000
# |  | RADIANT WARMER | MEDITRIN | * | * | 1 |  | 1 | 38000 | 38000
# |  | SUCTION MACHINE | SHIVA | * | * | 1 |  | 1 | 6500 | 6500
# |  | BABY WEIGHING MACHINE | CROWN | * | * | 1 |  | 1 | 3500 | 3500
# |  | FETAL DOPPLER | COMIN | FD-200D/FD2D120908884 | * | 1 |  | 1 | 80000 | 80000
# |  | AMBU BAG | INDIAN | * | * | 1 |  | 1 | 1100 | 1100
# |  | BP APPARATUS | NAMATT | * | * | 1 |  | 1 | 650 | 650
# |  | REFRIGERATOR | KELVINATOR | * | * | 1 |  | 1 | 15000 | 15000
# |  | AMBU BAG | INDIAN | * | * |  | 1 | 1 | 1100 | 1100
# |  | STERLIZER | INDIAN | * | * | 1 |  | 1 | 6500 | 6500
# | INJECTION ROOM | NEEDLE CUTTER | MEDI WAVES | * | * | 1 |  | 1 | 1200 | 1200
# |  | AUTO CLAVE | INDIAN | * | * | 1 |  | 1 | 65000 | 65000
# |  | DIGITAL BABY WEIGHING MACHINE | LAICA | * | * | 1 |  | 1 | 3500 | 3500
# |  | DEEP FREEZER | VESTFROST | MF-144/20032005358 | * | 1 |  | 1 | 250000 | 250000
# |  | ILR | HAIER | HBC-70 | * | 1 |  | 1 | 250000 | 250000
# |  | REFRIGERATOR | * | * | * | 1 |  | 1 | 15000 | 15000
# |  | CENTRIFUGE | * | * | * | 1 |  | 1 | 6500 | 6500
# |  | STERLIZER | INDIAN | * | * | 1 |  | 1 | 6500 | 6500
# |  | MICROSCOPE | * | * | * | 1 |  | 1 | 30000 | 30000
# |  | GLUCOMETER | * | * | * | 1 |  | 1 | 1500 | 1500
# |  | BIO-CHEM ANALYSER | * | * | * | 1 |  | 1 | 200000 | 200000
# |  | WEIGHING MACHINE | UNITECH | * | * | 1 |  | 1 | 2500 | 2500
# |  | BP APPARATUS | NAMATT | * | * | 1 |  | 1 | 650 | 650
NOTE
[6 empty] | Total No.of Equipment |  |  |  | 23
# | Not Created / Not Found |  |  |  |  | Total Equipment Cost |  |  |  | 998700
* | Not Available |  |  |  |  | Total CMC Value |  |  |  | 69909

## PHC KHAJOORIPANTH
Name of Consultant :- | [6 empty] | Date:- |  | 2015-09-18
Name of Dist./Type of Facility/Name of the Facility :- |  |  |  |  | PHC KHAJOORIPANTH
Equipment ID | Department | Equipment Description | Manufacturer | Model No. | Serial No. | Functional Status |  | Qty. | Approx Cost of Each Equipment | Total Cost of Equipment
[6 empty] | W | NW
# | LABOUR ROOM | LABOUR TABLE | INDIAN | * | * | 1 |  | 1 | 14000 | 14000
# |  | BABY WEIGHING MACHINE | CROWN | * | * | 1 |  | 1 | 3500 | 3500
# | OT | REFRIGERATOR | PANASONIC | NR-A-190R | * | 1 |  | 1 | 15000 | 15000
NOTE
[6 empty] | Total No.of Equipment |  |  |  | 3
# | Not Created / Not Found |  |  |  |  | Total Equipment Cost |  |  |  | 32500
* | Not Available |  |  |  |  | Total CMC Value |  |  |  | 2275

## PHC PAWTI
Name of Consultant :- | [6 empty] | Date:- |  | 2015-09-18
Name of Dist./Type of Facility/Name of the Facility :- |  |  |  |  | PHC PAWTI
Equipment ID | Department | Equipment Description | Manufacturer | Model No. | Serial No. | Functional Status |  | Qty. | Approx Cost of Each Equipment | Total Cost of Equipment
[6 empty] | W | NW
# | OPD | DIGITAL BP APPARATUS | DIAMOND | BPDG-024 | * | 1 |  | 1 | 1100 | 1100
# |  | WEIGHING MACHINE | VENUS | * | * | 1 |  | 1 | 2500 | 2500
# | LABOUR ROOM | LABOUR TABLE | INDIAN | * | * | 1 |  | 1 | 14000 | 14000
# | LAB | CENTRIFUGE | * | * | * | 1 |  | 1 | 6500 | 6500
# |  | GLUCOMETER | * | * | * | 1 |  | 1 | 1500 | 1500
# |  | NEEDLLE CUTTER | * | * | * | 1 |  | 1 | 1200 | 1200
# |  | REFRIGERATOR | PANASONIC | * | * | 1 |  | 1 | 15000 | 15000
# |  | STERLIZER | INDIAN | * | * | 1 |  | 1 | 6500 | 6500
# |  | BABY WEIGHING MACHINE | BRAUN | * | * | 1 |  | 1 | 3500 | 3500
NOTE
[6 empty] | Total No.of Equipment |  |  |  | 9
# | Not Created / Not Found |  |  |  |  | Total Equipment Cost |  |  |  | 51800
* | Not Available |  |  |  |  | Total CMC Value |  |  |  | 3626

## PHC KHADAWADA
Name of Consultant :- | [6 empty] | Date:- |  | 2015-09-18
Name of Dist./Type of Facility/Name of the Facility :- |  |  |  |  | PHC KHADAWADA
Equipment ID | Department | Equipment Description | Manufacturer | Model No. | Serial No. | Functional Status |  | Qty. | Approx Cost of Each Equipment | Total Cost of Equipment
[6 empty] | W | NW
# | DR. ROOM | BP APPARATUS | AGREEMA | 2D-578/125781204 |  | 1 |  | 1 | 650 | 650
# | OPD | NEEDLE CUTTER | HL/HAEMOSAFE | * | * | 1 |  | 1 | 1200 | 1200
# |  | RADIANT WARMER | * | * | * | 1 |  | 1 | 38000 | 38000
# |  | BABY WEIGHING MACHINE | BRAUN | * | * | 1 |  | 1 | 3500 | 3500
# |  | AMBU BAG | INDIAN | * | * | 1 |  | 1 | 1100 | 1100
# |  | REFRIGERATOR | PANASONIC | NR-A-190R | * | 1 |  | 1 | 15000 | 15000
# | LAB | CENTRIFUGE | * | T-258 | * | 1 |  | 1 | 6500 | 6500
# |  | DIGITAL PHOTO COLORIMETER | SCIENTEX | * | * | 1 |  | 1 | 1400 | 1400
# |  | NEEDLE CUTTER | MEDI WAVES | * | * | 1 |  | 1 | 1200 | 1200
# |  | MICROSCOPE | QUASMO | * | * | 1 |  | 1 | 30000 | 30000
# |  | WEIGHING MACHINE | VENUS | * | * | 1 |  | 1 | 2500 | 2500
NOTE
[6 empty] | Total No.of Equipment |  |  |  | 11
# | Not Created / Not Found |  |  |  |  | Total Equipment Cost |  |  |  | 101050
* | Not Available |  |  |  |  | Total CMC Value |  |  |  | 7073.5

## PHC HATUNIYA
Name of Consultant :- | [6 empty] | Date:- |  | 2015-09-18
Name of Dist./Type of Facility/Name of the Facility :- |  |  |  |  | PHC HATUNIYA
Equipment ID | Department | Equipment Description | Manufacturer | Model No. | Serial No. | Functional Status |  | Qty. | Approx Cost of Each Equipment | Total Cost of Equipment
[6 empty] | W | NW
# | # | BP APPARATUS | DELUX | * | * | 1 |  | 1 | 650 | 650
# | # | BP APPARATUS | NAMATT | * | * | 1 |  | 1 | 650 | 650
# | # | REFRIGERATOR | PANASONIC | NR-A-190R | * | 1 |  | 1 | 15000 | 15000
# | # | WEIGHING MACHINE | * | * | * | 1 |  | 1 | 2500 | 2500
# | # | STERLIZER | INDIAN | * | * | 1 |  | 1 | 6500 | 6500
# | LABOUR ROOM | BABY WEIGHING MACHINE | BRAUN | * | * | 1 |  | 1 | 3500 | 3500
# |  | DIGITAL BABY WEIGHING MACHINE | LAICA | * | * | 1 |  | 1 | 3500 | 3500
# |  | SUCTION MACHINE | ZEAL'S | * | * | 1 |  | 1 | 6500 | 6500
# |  | AMBU BAG | INDIAN | * | * | 1 |  | 1 | 1100 | 1100
# |  | AMBU BAG | INDIAN | * | * | 1 |  | 1 | 1100 | 1100
# |  | LARYNGOSCOPE |  | * | * | 1 |  | 1 | 1100 | 1100
# |  | BP APPARATUS | JAINCO | * | * |  | 1 | 1 | 650 | 650
# |  | RADIANT WARMER |  | * | * |  | 1 | 1 | 38000 | 38000
# |  | BP APPARATUS | JAINCO | * | * |  | 1 | 1 | 650 | 650
NOTE
[6 empty] | Total No.of Equipment |  |  |  | 14
# | Not Created / Not Found |  |  |  |  | Total Equipment Cost |  |  |  | 81400
* | Not Available |  |  |  |  | Total CMC Value |  |  |  | 5698

## PHC BALODA
Name of Consultant :- | [6 empty] | Date:- |  | 2015-09-18
Name of Dist./Type of Facility/Name of the Facility :- |  |  |  |  | PHC BALODA
Equipment ID | Department | Equipment Description | Manufacturer | Model No. | Serial No. | Functional Status |  | Qty. | Approx Cost of Each Equipment | Total Cost of Equipment
[6 empty] | W | NW
# | LABOUR ROOM | REFRIGERATOR | GODREJ | GDN-180 | * |  | 1 | 1 | 15000 | 15000
# |  | NEEDLE CUTTER | TERMINATOR S2 |  | * | 1 |  | 1 | 1200 | 1200
# |  | BP APPARATUS | * | * | * |  | 1 | 1 | 650 | 650
# |  | REFRIGERATOR | PANASONIC | NR-A-190R |  | 1 |  | 1 | 15000 | 15000
# |  | WEIGHING MACHINE | VENUS | * | * | 1 |  | 1 | 2500 | 2500
NOTE
[6 empty] | Total No.of Equipment |  |  |  | 5
# | Not Created / Not Found |  |  |  |  | Total Equipment Cost |  |  |  | 34350
* | Not Available |  |  |  |  | Total CMC Value |  |  |  | 2404.5

## CIVIL HOSPITAL BHANPURA
Name of Consultant :- | [6 empty] | Date:- |  | 2015-09-18
Name of Dist./Type of Facility/Name of the Facility :- |  |  |  |  | CIVIL HOSPITAL BHANPURA
Equipment ID | Department | Equipment Description | Manufacturer | Model No. | Serial No. | Functional Status |  | Qty. | Approx Cost of Each Equipment | Total Cost of Equipment
[6 empty] | W | NW
# | # | ULTRASOUND MACHINE | L&T | N0407252 | * | 1 |  | 1 | 450000 | 450000
# | # | ECG MACHINE | CARDI FAX | * | 44504 | 1 |  | 1 | 52000 | 52000
# | STORE | BILLIRUBIN ANALYSER | * | * | * |  | 1 | 1 | 200000 | 200000
# |  | DIATHERMI | * | * | * |  | 1 | 1 | 250000 | 250000
# |  | INCUBATOR | * | * | * |  | 1 | 1 | 375000 | 375000
# |  | BIO-CHEM ANALYSER | * | * | * |  | 1 | 1 | 200000 | 200000
# |  | INCUBATOR | * | * | * |  | 1 | 1 | 375000 | 375000
# |  | ECG MACHINE | * | * | * | 1 |  | 1 | 52000 | 52000
# |  | ELISA WASHER | * | * | * | 1 |  | 1 | 200000 | 200000
# |  | BIO-CHEM ANALYSER | * | * | * | 1 |  | 1 | 200000 | 200000
# |  | SUCTION MACHINE | * | * | * | 1 |  | 1 | 6500 | 6500
# |  | DEFRBLILATOR | MEDI-CAID | CARDIO PLUS | * | 1 |  | 1 | 170000 | 170000
# |  | ANESTHESIA MACHINE | * | * | * | 1 |  | 1 | 450000 | 450000
# | DENTAL OPD | DENTAL CHAIR | SUZDENT | SUZ-E1 | * | 1 |  | 1 | 150000 | 150000
# |  | AIR COMPRESSOR | * | * | * | 1 |  | 1 | 10000 | 10000
# |  | SUCTION MACHINE | * | * | * | 1 |  | 1 | 6500 | 6500
# |  | STERLIZER | INDIAN | * | * | 1 |  | 1 | 6500 | 6500
# | INJECTION ROOM | NEEDLE CUTTER | MEDI WAVES | OT-0006 | * | 1 |  | 1 | 1200 | 1200
# |  | BP APPARATUS | NAMATT | * | 59633 | 1 |  | 1 | 650 | 650
# |  | WEIGHING MACHINE | TAXIM | * | * | 1 |  | 1 | 2500 | 2500
# | DOTS ROOM | WEIGHING MACHINE | * | * | * | 1 |  | 1 | 2500 | 2500
# | LAB | NEEDLE CUTTER | LIFE GUARD | * | * | 1 |  | 1 | 1200 | 1200
# |  | REFRIGERATOR | ELECTROLUX | * | * | 1 |  | 1 | 15000 | 15000
# |  | BBR | HICARE | * | * |  | 1 | 1 | 250000 | 250000
# |  | DIGITAL PHOTO COLORIMETER | SCIENTEX | * | * | 1 |  | 1 | 1400 | 1400
# |  | CENTRIFUGE | * | * | * | 1 |  | 1 | 6500 | 6500
# |  | MICROSCOPE | SPLENDOUR | * | * | 1 |  | 1 | 30000 | 30000
# |  | WATER BATH | UNITECH | * | * | 1 |  | 1 | 4500 | 4500
# |  | INCUBATOR | KASLIWAL BROTHERS |  | * | 1 |  | 1 | 375000 | 375000
# |  | CENTRIFUGE | REMI | RM12C | * | 1 |  | 1 | 6500 | 6500
# |  | LAB SYSTEM ANALYSER | * | * | * | 1 |  | 1 | 200000 | 200000
# |  | BILLIRUBIN ANALYSER | * | * | * | 1 |  | 1 | 200000 | 200000
# |  | DIGITAL PHOTO COLORIMETER | SIMCO | * | * | 1 |  | 1 | 1400 | 1400
# |  | BDRL SHAKER(ROTATOR) | * | * | * | 1 |  | 1 | 4500 | 4500
# | LABOUR ROOM | LABOUR TABLE | INDIAN | * | * | 1 |  | 1 | 14000 | 14000
# |  | SUCTION MACHINE | MONARCH | MSI-RG02 | * | 1 |  | 1 | 6500 | 6500
# |  | STERLIZER | INDIAN | * | * | 1 |  | 1 | 6500 | 6500
# |  | AUTO CLAVE(COOKER TYPE) | * | * | * | 1 |  | 1 | 65000 | 65000
# |  | LABOUR TABLE | * | * | * | 1 |  | 1 | 14000 | 14000
# |  | FUMIGATOR | * | * | * | 1 |  | 1 | 6500 | 6500
# |  | BABY WEIGHING MACHINE | BRAUN | * | * | 1 |  | 1 | 3500 | 3500
# |  | RADIANT WARMER | MEDITRIN | * | * | 1 |  | 1 | 38000 | 38000
# |  | NEEDLE CUTTER | AMKAY | * | * | 1 |  | 1 | 1200 | 1200
# |  | WEIGHING MACHINE | ESSAE | DS-415 | * | 1 |  | 1 | 2500 | 2500
# |  | AMBU BAG | INDIAN | * | * | 1 |  | 1 | 1100 | 1100
# |  | FETAL DOPPLER | * | * | * |  | 1 | 1 | 80000 | 80000
# |  | SUCTION MACHINE | * | * | * |  | 1 | 1 | 6500 | 6500
# |  | AMBU BAG | INDIAN | * | * | 1 |  | 1 | 1100 | 1100
# |  | AMBU BAG | INDIAN | * | * | 1 |  | 1 | 1100 | 1100
# |  | AMBU BAG | INDIAN | * | * | 1 |  | 1 | 1100 | 1100
# | OT | OT TABLE | INDIAN | * | * | 1 |  | 1 | 45000 | 45000
# |  | STERLIZER | INDIAN | * | * | 1 |  | 1 | 6500 | 6500
# |  | OT TABLE | INDIAN | * | * | 1 |  | 1 | 45000 | 45000
# |  | AUTO CLAVE(VERTICAL) | * | VC196/E | * | 1 |  | 1 | 65000 | 65000
# |  | BOILS APPARATUS | ALLIED | * | * | 1 |  | 1 | 6500 | 6500
# |  | AUTO CLAVE(COOKER TYPE) | INDIAN | * | * | 1 |  | 1 | 65000 | 65000
# |  | AUTO CLAVE(COOKER TYPE) | INDIAN | * | * | 1 |  | 1 | 65000 | 65000
# |  | SPOT LIGHT | INDIAN | * | * | 1 |  | 1 | 6500 | 6500
# | STORE | RADIANT WARMER | MEDITRIN | RW-01,02 | * |  | 1 | 1 | 38000 | 38000
# |  | SLIT LAMP | * | GSCLW1854 | * |  | 1 | 1 | 13000 | 13000
# |  | RADIANT WARMER | MEDITRIN | RW-01,02 | * |  | 1 | 1 | 38000 | 38000
# |  | RADIANT WARMER | MEDITRIN | RW-01,02 | * |  | 1 | 1 | 38000 | 38000
# |  | RADIANT WARMER | MEDITRIN | RW-01,02 | * |  | 1 | 1 | 38000 | 38000
# |  | RADIANT WARMER | MEDITRIN | RW-01,02 | * |  | 1 | 1 | 38000 | 38000
NOTE
[6 empty] | Total No.of Equipment |  |  |  | 64
# | Not Created / Not Found |  |  |  |  | Total Equipment Cost |  |  |  | 5012450
* | Not Available |  |  |  |  | Total CMC Value |  |  |  | 350871.5

## PHC GANDHI SAGAR-3
Name of Consultant :- | [6 empty] | Date:- |  | 2015-09-18
Name of Dist./Type of Facility/Name of the Facility :- |  |  |  |  | PHC GANDHI SAGAR-3
Equipment ID | Department | Equipment Description | Manufacturer | Model No. | Serial No. | Functional Status |  | Qty. | Approx Cost of Each Equipment | Total Cost of Equipment
[6 empty] | W | NW
# | # | BP APPARATUS | DIAMOND | * | * | 1 |  | 1 | 650 | 650
# | # | SUCTION MACHINE | SHIVA | * | * | 1 |  | 1 | 6500 | 6500
# | # | NEEDLE CUTTER(ELECTRIC) | MICRO CARE | * | * | 1 |  | 1 | 1200 | 1200
# | # | NEEDLE CUTTER | * | * | * | 1 |  | 1 | 1200 | 1200
# | OT | OT TABLE | INDIAN | * | * | 1 |  | 1 | 45000 | 45000
# |  | SPOT LIGHT | INDIAN | * | * | 1 |  | 1 | 6500 | 6500
# |  | AUTO CLAVE(VERTICAL) | INDIAN | * | * | 1 |  | 1 | 65000 | 65000
# |  | AUTO CLAVE(VERTICAL) | INDIAN | * | * |  | 1 | 1 | 65000 | 65000
# | LABOUR ROOM | LABOUR TABLE | INDIAN | * | * | 1 |  | 1 | 14000 | 14000
# |  | NEEDLE CUTTER | MICRO CARE | * | * | 1 |  | 1 | 1200 | 1200
# |  | BP APPARATUS | DELUX | * | * | 1 |  | 1 | 650 | 650
# |  | RADIANT WARMER | * | * | * |  | 1 | 1 | 38000 | 38000
# |  | SUCTION MACHINE | INDIAN | * | * | 1 |  | 1 | 6500 | 6500
# |  | NEEDLE CUTTER | * | * | * | 1 |  | 1 | 1200 | 1200
# |  | AMBU BAG | INDIAN | * | * | 1 |  | 1 | 1100 | 1100
# |  | BABY WEIGHING MACHINE | * | * | * | 1 |  | 1 | 3500 | 3500
# |  | FETAL DOPPLER | COMIN | FD-200D/FD2D120909131 |  |  | 1 | 1 | 80000 | 80000
# | LAB | MICROSCOPE | QUASMO | PZB-22154854 |  | 1 |  | 1 | 30000 | 30000
# |  | GLUCOMETER | ON CALL PLUS | 10321029F84 |  | 1 |  | 1 | 1500 | 1500
# |  | CENTRIFUGE | * | * | * |  | 1 | 1 | 6500 | 6500
# |  | BIO-CHEM ANALYSER | ERBA | CHEM-5X |  | 1 |  | 1 | 200000 | 200000
# | X-RAY ROOM | X-RAY MACHINE | ESCORTS | * | * | 1 |  | 1 | 450000 | 450000
# |  | NEBULIZER | HANDY NEB | * | * | 1 |  | 1 | 6500 | 6500
# |  | DIGITAL BABY WEIGHING MACHINE | LAICA | * | * |  | 1 | 1 | 3500 | 3500
# |  | WEIGHING MACHINE | * | * | * | 1 |  | 1 | 2500 | 2500
# |  | REFRIGERATOR | PANASONIC | NR-A-190R |  | 1 |  | 1 | 15000 | 15000
# |  | BP APPARATUS | * | * | * |  | 1 | 1 | 650 | 650
# |  | BP APPARATUS | * | * | * |  | 1 | 1 | 650 | 650
# |  | BP APPARATUS | * | * | * |  | 1 | 1 | 650 | 650
NOTE
[6 empty] | Total No.of Equipment |  |  |  | 29
# | Not Created / Not Found |  |  |  |  | Total Equipment Cost |  |  |  | 1054650
* | Not Available |  |  |  |  | Total CMC Value |  |  |  | 73825.5

## PHC NAVLI
Name of Consultant :- | [6 empty] | Date:- |  | 2015-09-19
Name of Dist./Type of Facility/Name of the Facility :- |  |  |  |  | PHC NAVLI
Equipment ID | Department | Equipment Description | Manufacturer | Model No. | Serial No. | Functional Status |  | Qty. | Approx Cost of Each Equipment | Total Cost of Equipment
[6 empty] | W | NW
# | LAB | MICROSCOPE | QUASMO | PZRM-26/22201 | * | 1 |  | 1 | 30000 | 30000
# |  | CENTRIFUGE |  | * | * | 1 |  | 1 | 6500 | 6500
# |  | PIN BALANCE | INDIAN | * | * | 1 |  | 1 | 4500 | 4500
# |  | GLUCOMETER | ON CALL PLUS | * | * | 1 |  | 1 | 1500 | 1500
# |  | NEEDLE CUTTER | * | * | * | 1 |  | 1 | 1200 | 1200
# |  | REFRIGERATOR | PANASONIC | NR-A-190R | * | 1 |  | 1 | 15000 | 15000
# | LABOUR ROOM | LABOUR TABLE | INDIAN | * | * | 1 |  | 1 | 14000 | 14000
# |  | STERLIZER | INDIAN | * | * | 1 |  | 1 | 6500 | 6500
# |  | DIGITAL BABY WEIGHING MACHINE | LAICA | * | * | 1 |  | 1 | 3500 | 3500
# |  | RADIANT WARMER | * | * | * | 1 |  | 1 | 38000 | 38000
# |  | AMBU BAG | INDIAN | * | * | 1 |  | 1 | 1100 | 1100
# |  | SUCTION MACHINE | SHIVA | * | * | 1 |  | 1 | 6500 | 6500
# |  | FETAL DOPPLER | * | * | * |  | 1 | 1 | 80000 | 80000
# |  | WEIGHING MACHINE | VICTORIA | * | * | 1 |  | 1 | 2500 | 2500
NOTE
[6 empty] | Total No.of Equipment |  |  |  | 14
# | Not Created / Not Found |  |  |  |  | Total Equipment Cost |  |  |  | 210800
* | Not Available |  |  |  |  | Total CMC Value |  |  |  | 14756