## Table 1
Created by Online2PDF.com
Govt. of Odisha
Odisha State Medical Corporation
Odisha State Medical Corporation, ,SDMU Campus,In Front of Ram Mandir,Convent Square, Unit-3 Bhubaneswar Odisha-751001 Phone-0674-2380-606/660/950
Equipment Inventory Report
Sl No. | State | District | Facility | Equipment Name | Serial No. | Equipment Category | Manufacturer | Model | Price | Date Of Installation | Under Warranty | Warranty Expiry Date | Under AMC | AMC_CMC Upto | Functional/ Non- functional | Price
Name of Institution :Dhenkanal-DHH Institution Type : DHH
1 | Odisha | Dhenkanal | Dhenkanal-DHH | 300mA X-Ray Machine | 03442F3 | Radiology(Dhenkanal) | M/s Siemens Limited | Siemens - Pleophos D (300mA) | 0 | 2006-06-17 | No |  | No |  | Non-functional | 450000 | 300mA X-Ray Machine | 450000
2 | Odisha | Dhenkanal | Dhenkanal-DHH | AIR EATHER MACHINE | DHHDNKL060 | OT(Dhenkanal) | HOSPITECH | MINI COMPACT | 0 | 2005-07-17 | No |  | No |  | Functional | 20000 | AIR EATHER MACHINE | 20000
3 | Odisha | Dhenkanal | Dhenkanal-DHH | A-Scan | DHHDNKL097 | EYE(Dhenkanal) | Appasamy | Ameo1A | 0 | 2006-05-30 | No |  | No |  | Non-functional | 160000 | Autoclave | 10000
4 | Odisha | Dhenkanal | Dhenkanal-DHH | Autoclave | DHHDNKL006 | Orthopedics OT(Dhenkanal) | Hari | Hari Vertical | 40000 | 2011-02-10 | No |  | No |  | Non-functional | 10000 | Autoclave Portable | 10000
5 | Odisha | Dhenkanal | Dhenkanal-DHH | Autoclave | DHHDNKL007 | Orthopedics OT(Dhenkanal) | Hari | Hari Vertical | 40000 | 2011-02-10 | No |  | No |  | Non-functional | 10000 | Auto Refractometer | 120000
6 | Odisha | Dhenkanal | Dhenkanal-DHH | Autoclave. | DHHDNKL002 | OT(Dhenkanal) | Yorco | YSI-401 | 125000 | 2013-08-29 | Yes | 2015-08-28 | No |  | Functional | 10000 | Baby Suction | 5000
7 | Odisha | Dhenkanal | Dhenkanal-DHH | Autoclave. | DHHDNKL067 | OT(Dhenkanal) | Geeta Industries Pvt. Ltd. | Vertical Steriliser | 0 | 2005-06-26 | No |  | No |  | Functional | 10000 | Billirubino Meter | 5000
8 | Odisha | Dhenkanal | Dhenkanal-DHH | Auto Refractometer | K7LCC9B | EYE(Dhenkanal) | UNICOS Co. Ltd. | URK 700 | 0 | 2012-03-21 | No |  | No |  | Functional | 120000 | Binocular Microscope | 25000
9 | Odisha | Dhenkanal | Dhenkanal-DHH | Auto Refractometer | YOS3913 | EYE(Dhenkanal) | Grand Seiko Co.Ltd. | GR-2100 | 0 | 2006-05-30 | No |  | No |  | Functional | 120000 | BLOOD BANK REFRIGRATOR | 200000
10 | Odisha | Dhenkanal | Dhenkanal-DHH | Baby Weighing Machine | DHHDNKL073 | OT(Dhenkanal) | Pragati Medical System | Pragati Weight | 0 | 2012-12-08 | No |  | No |  | Functional | 5000 | Blood Collection Monitor | 60000
11 | Odisha | Dhenkanal | Dhenkanal-DHH | Baby Weighing Machine | DHHDNKL055 | Labour Room(Dhenkanal) | CROWN | BABY | 0 | 2012-09-06 | No |  | No |  | Functional | 5000 | Blood gas analyzer | 300000
12 | Odisha | Dhenkanal | Dhenkanal-DHH | Bacteriological Incubator | 04H2776 | Pathology(Dhenkanal) | Yorco | YSI438 | 0 | 2005-07-17 | No |  | No |  | Non-functional | 10000 | Blood Storage Unit | 200000
13 | Odisha | Dhenkanal | Dhenkanal-DHH | Bacteriological Incubator | DHHDNKL066 | Pathology(Dhenkanal) | Yorco | YSI438 | 0 | 2005-07-17 | No |  | No |  | Non-functional | 10000 | Boyles Apparatus | 85000
14 | Odisha | Dhenkanal | Dhenkanal-DHH | Bacteriological Incubator | 04H2751 | Pathology(Dhenkanal) | Yorco | YSI438 | 0 | 2005-07-17 | No |  | No |  | Non-functional | 10000 | Caurtery Machine | 200000
15 | Odisha | Dhenkanal | Dhenkanal-DHH | Binacular Microscope | 5269 | Blood Bank(Dhenkanal) | Adelta Optec | DN10 | 0 | 2005-09-26 | No |  | No |  | Functional | 30000 | CBC Hematology Analyser-Pathology | 250000
16 | Odisha | Dhenkanal | Dhenkanal-DHH | Blood Bank Refrigerator | 55784-295 | Blood Bank(Dhenkanal) | Thermo Fisher | BBR-25 | 0 | 2005-09-26 | No |  | No |  | Functional | 200000 | Centrifuse M/C | 45000
17 | Odisha | Dhenkanal | Dhenkanal-DHH | Blood Collection Monitor | DHHDNKL003 | Pathology(Dhenkanal) | Remi Motors | BCM-10 | 66244 | 2013-04-30 | No |  | No |  | Functional | 60000 | Cold Body Mortuary | 100000
18 | Odisha | Dhenkanal | Dhenkanal-DHH | Blood Storage Unit | BDIT-1552 | Blood Bank(Dhenkanal) | Remi Elektrotechnik Limited | BR40 | 0 | 2005-09-26 | No |  | No |  | Functional | 200000 | Cystoscope | 450000
19 | Odisha | Dhenkanal | Dhenkanal-DHH | Blood Storage Unit | BDIT-1551 | Blood Bank(Dhenkanal) | Remi Elektrotechnik Limited | 415 LAG | 0 | 2005-09-26 | No |  | No |  | Functional | 200000 | Defibrillator | 200000
20 | Odisha | Dhenkanal | Dhenkanal-DHH | Boyles Apparatus | 2002719 | OT(Dhenkanal) | Allied | Jupiter 200 | 127968 | 2013-07-12 | No |  | No |  | Functional | 85000 | Dental Chair | 120000
21 | Odisha | Dhenkanal | Dhenkanal-DHH | Boyles Apparatus | 900122010 | Orthopedics OT(Dhenkanal) | HCP | MK IV | 52000 | 2011-02-10 | No |  | No |  | Functional | 85000 | Dental X-ray | 25000
22 | Odisha | Dhenkanal | Dhenkanal-DHH | Boyles Apparatus | 2631M12000 | OT(Dhenkanal) | Datex Ohmeda | BOYLE Basic | 0 | 2005-07-17 | No |  | No |  | Non-functional | 85000 | Diathermy | 200000
23 | Odisha | Dhenkanal | Dhenkanal-DHH | Boyles Apparatus | 0021/A2/2001 | OT(Dhenkanal) | Datex Ohmeda | BOYLE Basic | 0 | 2005-07-17 | No |  | No |  | Non-functional | 85000 | ECG 12 Channel | 80000
24 | Odisha | Dhenkanal | Dhenkanal-DHH | C-Arm | 798000 | Orthopedics OT(Dhenkanal) | Allengers Medical Systems Ltd | All Scan-Ups | 798000 | 2011-02-10 | No |  | No |  | Non-functional | 900000 | ECG Machine | 60000
25 | Odisha | Dhenkanal | Dhenkanal-DHH | Caurtery Machine | ME4000900047796 | OT(Dhenkanal) | Martin Surgicals | ME-400 | 0 | 2005-07-17 | No |  | No |  | Functional | 200000 | Elisa Reader | 90000
26 | Odisha | Dhenkanal | Dhenkanal-DHH | Caurtery Machine | MED198025SIM400 | OT(Dhenkanal) | Surgicoin | SIM-400-PRO | 0 | 2005-07-17 | No |  | No |  | Non-functional | 200000 | Elisha Washer | 90000
27 | Odisha | Dhenkanal | Dhenkanal-DHH | Caurtery Machine | DHHDNKL035 | OT(Dhenkanal) | Martin Surgicals | ME-400 | 0 | 2005-07-17 | No |  | No |  | Non-functional | 200000 | ELISHA WASHER MICROPLATE | 90000
28 | Odisha | Dhenkanal | Dhenkanal-DHH | Caurtery Machine | DHHDNKL034 | OT(Dhenkanal) | Martin Surgicals | ME-400 | 0 | 2005-07-17 | No |  | No |  | Non-functional | 200000 | ETO Steriliser | 700000
29 | Odisha | Dhenkanal | Dhenkanal-DHH | Cautery Machine | 206 | Orthopedics OT(Dhenkanal) | Technomed | ELECTRO SURGE 250 EB | 19000 | 2011-02-10 | No |  | No |  | Functional | 200000 | Incubator | 20000
30 | Odisha | Dhenkanal | Dhenkanal-DHH | Centrifuse Machine | DHHDNKL005 | Pathology(Dhenkanal) | Remi Elektrotechnik Limited | C-852 | 0 |  | No |  | No |  | Functional | 45000 | Infusion Pump | 30000
31 | Odisha | Dhenkanal | Dhenkanal-DHH | Centrifuse M/C | JCLC5823 | Blood Bank(Dhenkanal) | Remi Elektrotechnik Limited | R8C | 0 | 2005-09-26 | No |  | No |  | Functional | 45000 | Keratometer-Opthalmology | 200000
32 | Odisha | Dhenkanal | Dhenkanal-DHH | Centrifuse M/C | IF2C1104 | Blood Bank(Dhenkanal) | Remi Elektrotechnik Limited | R8C | 0 | 2005-09-26 | No |  | No |  | Functional | 45000 | Labour Table | 7500
33 | Odisha | Dhenkanal | Dhenkanal-DHH | Cystoscope | 20131520 | OT(Dhenkanal) | Karl Storz | CYSTOSCOPE | 0 | 2005-07-17 | No |  | No |  | Non-functional | 450000 | Mobile X-ray units | 225000
34 | Odisha | Dhenkanal | Dhenkanal-DHH | Deep Freezer | DHHDNKL091 | PPC(Dhenkanal) | Haier | HBD-286 | 0 | 2009-08-08 | No |  | No |  | Functional | 150000 | Motorised OT Stool | 40000
35 | Odisha | Dhenkanal | Dhenkanal-DHH | Dental Chair | DHHDNKL103 | Dental(Dhenkanal) | Confident | ECONOMY DELUX | 0 | 2005-07-30 | No |  | No |  | Non-functional | 120000 | Multipara Monitor | 65000
36 | Odisha | Dhenkanal | Dhenkanal-DHH | Dental X-ray | DHHDNKL011 | Radiology(Dhenkanal) | Picks | PDX 1070 D | 0 | 2005-07-17 | No |  | No |  | Functional | 25000 | ICU Bed | 80000
37 | Odisha | Dhenkanal | Dhenkanal-DHH | Digital Colorimeter | 6316 | Pathology(Dhenkanal) | Systronics | Systronics-113 | 13500 | 2013-08-08 | No |  | No |  | Functional | 10000 | Operating microscope | 800000
38 | Odisha | Dhenkanal | Dhenkanal-DHH | Digital Photo Calorimeter | 12110545 | Pathology(Dhenkanal) | EI | EI-312 | 0 | 2011-09-08 | No |  | No |  | Functional | 5000 | Operating tables | 200000
39 | Odisha | Dhenkanal | Dhenkanal-DHH | Digital Photo Calorimeter | 1407589 | Pathology(Dhenkanal) | EI | EI-312 | 0 | 2011-09-08 | No |  | No |  | Functional | 5000 | OT Light | 130000
40 | Odisha | Dhenkanal | Dhenkanal-DHH | Digital X-RAy | 37164175 | Radiology(Dhenkanal) | FUJI FILM | Prima | 1042000 | 2014-05-05 | Yes | 2016-05-04 | No |  | Functional | 650000 | OT Table | 200000
41 | Odisha | Dhenkanal | Dhenkanal-DHH | Distilled Water Plant | DHHDNKL004 | Pathology(Dhenkanal) | Yorco | Steri | 0 | 2005-07-17 | No |  | No |  | Functional | 25000 | Oxygen Concentrator | 36000
42 | Odisha | Dhenkanal | Dhenkanal-DHH | ECG | CGMJOK12346 | Female Ward(Dhenkanal) | M/s BPL limited | CADIART8108 | 0 | 2005-05-24 | No |  | No |  | Functional | 60000 | Phaco Machine-Opthalomology | 800000
43 | Odisha | Dhenkanal | Dhenkanal-DHH | ECG Machine | 040848-170 | Female Ward(Dhenkanal) | Maestros | magicR | 0 | 2005-05-24 | No |  | No |  | Non-functional | 60000 | Phototherapy | 35000
44 | Odisha | Dhenkanal | Dhenkanal-DHH | Elisa Reader | 3520900439 | Blood Bank(Dhenkanal) | Thermofisher Scientific | multiscan EX | 0 | 2005-09-26 | No |  | No |  | Functional | 90000 | Portable Ventiliator | 450000
45 | Odisha | Dhenkanal | Dhenkanal-DHH | Elisha Washer | 006-9-1264 | Blood Bank(Dhenkanal) | Thermo Fisher | well wash 4MK 2 | 0 | 2005-09-26 | No |  | No |  | Functional | 90000 | Pulse Oximeter | 40000
46 | Odisha | Dhenkanal | Dhenkanal-DHH | Fetal Monitor | 3067 | OT(Dhenkanal) | Maestros | Fetal Monitor | 0 | 2005-06-27 | No |  | No |  | Functional | 60000 | Radiant Warmer | 60000
47 | Odisha | Dhenkanal | Dhenkanal-DHH | Floroscence Light Source | AO1118 | Pathology(Dhenkanal) | LiLac Medicare (P) Ltd | Paralence Advance | 293400 | 2014-04-04 | Yes | 2016-04-03 | No |  | Functional | 300000 | Semi Auto Analyser | 100000
48 | Odisha | Dhenkanal | Dhenkanal-DHH | Hellogen Spot Light | DHHDNKL075 | OT(Dhenkanal) | Basco | HL-2000 | 0 | 2005-06-27 | No |  | No |  | Functional | 10000 | Slit Lamp | 100000
49 | Odisha | Dhenkanal | Dhenkanal-DHH | Hellogen Spot Light | DHHDNKL052 | Labour Room(Dhenkanal) | Basco | HL-2000 | 0 | 2006-08-16 | No |  | No |  | Functional | 10000 | Suction apparatus | 10000
50 | Odisha | Dhenkanal | Dhenkanal-DHH | Hematology Analyser | 505190019 | Pathology(Dhenkanal) | LiLac Medicare (P) Ltd | Auto read plus | 650700 | 2014-04-04 | Yes | 2016-04-03 | No |  | Functional | 250000 | Suction machine | 10000
51 | Odisha | Dhenkanal | Dhenkanal-DHH | Hot Air Oven | DHHDNKL074 | OT(Dhenkanal) | TANCO | HT OVEN | 0 | 2005-06-27 | No |  | No |  | Functional | 20000 | Suction M/C (Elect) | 10000
52 | Odisha | Dhenkanal | Dhenkanal-DHH | Hot Air Oven | DHHDNKL087 | EYE(Dhenkanal) | M/s York Scientific Industries Pvt Ltd | Yorco - DEL 625 | 0 | 2004-02-03 | No |  | No |  | Non-functional | 20000 | Suction M/C(Foot Op.) | 5000
53 | Odisha | Dhenkanal | Dhenkanal-DHH | Ice Lined Refrigerator | DHHDNKL090 | PPC(Dhenkanal) | Vestfrost | ME144 | 0 | 2002-03-07 | No |  | No |  | Functional | 45000 | Syringe Infusion pump | 35000
54 | Odisha | Dhenkanal | Dhenkanal-DHH | Incubator | DHHDNKL080 | Blood Bank(Dhenkanal) | Unilab | BH-177 | 0 | 2005-09-26 | No |  | No |  | Functional | 20000 | Syringe Pump | 35000
55 | Odisha | [15 empty] | Tube Sealer | 120000
56 | Odisha | [15 empty] | Ultrasound Digital | 1100000
57 | Odisha | [15 empty] | Ultrasound Machine | 350000
58 | Odisha | [15 empty] | ultrasound Scanner | 350000
59 | Odisha | [15 empty] | Ventillator | 1100000
60 | Odisha | [15 empty] | Waste Autoclave | 300000
61 | Odisha | [15 empty] | Yag Laser | 700000
62 | Odisha | [15 empty] | Fetal Monitor | 60000
63 | Odisha | Dhenkanal | Dhenkanal-DHH | Instrument Sterilizer | DHHDNKL044 | Labour Room(Dhenkanal) | Atlas | instrument steriliser0I | 0 | 2005-04-24 | No |  | No |  | Functional | 5000 | OT light (Mobile) | 25000
64 | Odisha | Dhenkanal | Dhenkanal-DHH | Instrument Sterilizer | DHHDNKL019 | Surgery(Dhenkanal) | Atlas | instrument steriliser0I | 0 | 2005-07-17 | No |  | No |  | Non-functional | 5000 | X-RAY M/C (50MA) | 150000
65 | Odisha | Dhenkanal | Dhenkanal-DHH | Instrument Sterilizer | DHHDNKL036 | Labour Room(Dhenkanal) | Atlas | instrument steriliser0I | 0 | 2005-07-17 | No |  | No |  | Non-functional | 5000 | 100 MA X-RAY | 200000
66 | Odisha | Dhenkanal | Dhenkanal-DHH | Instrument Sterilizer | 04H1981 | OT(Dhenkanal) | Atlas | instrument steriliser0I | 0 | 2005-06-27 | No |  | No |  | Functional | 5000 | Centrifuse | 45000
67 | Odisha | Dhenkanal | Dhenkanal-DHH | Instrument Sterilizer | DHHDNKL037 | Labour Room(Dhenkanal) | Atlas | instrument steriliser0I | 0 | 2005-07-17 | No |  | No |  | Non-functional | 5000 | Microscope | 20000
68 | Odisha | Dhenkanal | Dhenkanal-DHH | Labour Table | DHHDNKL047 | Labour Room(Dhenkanal) | Surgicoin | Labour table0A | 0 | 2006-07-05 | No |  | No |  | Functional | 7500 | OT Light Celling | 200000
69 | Odisha | Dhenkanal | Dhenkanal-DHH | Labour Table | DHHDNKL048 | Labour Room(Dhenkanal) | Surgicoin | Labour table0A | 0 | 2006-07-05 | No |  | No |  | Functional | 7500 | Water Bath | 20000
70 | Odisha | Dhenkanal | Dhenkanal-DHH | Labour Table | DHHDNKL049 | Labour Room(Dhenkanal) | Royale safe | RS/ET1 | 0 | 2013-07-02 | No |  | No |  | Functional | 7500 | X-RAY M/C (50MA) | 150000
71 | Odisha | Dhenkanal | Dhenkanal-DHH | Labour Table | DHHDNKL050 | Labour Room(Dhenkanal) | Royale safe | RS/ET1 | 0 | 2013-07-02 | No |  | No |  | Functional | 7500 | OT Stand light | 25000
72 | Odisha | Dhenkanal | Dhenkanal-DHH | Microscope | 3179369 | Pathology(Dhenkanal) | M/s Labovision India | KXi 2000 | 29200 | 2013-08-02 | No |  | No |  | Functional | 20000 | 100 MA X-RAY | 200000
73 | Odisha | Dhenkanal | Dhenkanal-DHH | Microscope | 3179035 | Pathology(Dhenkanal) | M/s Labovision India | KXi 2000 | 29200 | 2013-05-22 | No |  | No |  | Functional | 20000 | Delivery Table | 7500
74 | Odisha | Dhenkanal | Dhenkanal-DHH | Microscope | 3178493 | Pathology(Dhenkanal) | M/s Labovision India | KXi 2000 | 29200 | 2013-08-02 | No |  | No |  | Functional | 20000 | OT table Hydrolic | 200000
75 | Odisha | Dhenkanal | Dhenkanal-DHH | Microscope | 3179036 | Pathology(Dhenkanal) | M/s Labovision India | KXi 2000 | 29200 | 2013-05-22 | No |  | No |  | Functional | 20000 | Photoelectric Calorimeter | 6000
76 | Odisha | Dhenkanal | Dhenkanal-DHH | Microscope | 3179034 | Pathology(Dhenkanal) | M/s Labovision India | KXi 2000 | 29200 | 2013-05-22 | No |  | No |  | Functional | 20000 | Portable Autoclave | 25000
77 | Odisha | Dhenkanal | Dhenkanal-DHH | MORTUARY | 10P0001S | BMW(Dhenkanal) | Bluestar Limited | RTV 06 | 390000 | 2011-07-02 | No |  | No |  | Functional | 100000 | QBC Capillary Centrifuse | 60000
78 | Odisha | Dhenkanal | Dhenkanal-DHH | Multipara Monitor | X2251009084 | Orthopedics OT(Dhenkanal) | OMYA HEALTHCARE | X225 | 55000 | 2011-02-10 | No |  | No |  | Functional | 65000 | QBC Microscope. | 120000
79 | Odisha | Dhenkanal | Dhenkanal-DHH | Multipara Monitor | F10A2A5042 | OT(Dhenkanal) | Life Plus | CMS 6000 | 0 | 2011-10-04 | No |  | No |  | Functional | 65000 | Spot Lamp | 10000
80 | Odisha | Dhenkanal | Dhenkanal-DHH | Multipara Monitor | DHHDNKL065 | OT(Dhenkanal) | L & T | Lunar | 0 | 2005-07-17 | No |  | No |  | Functional | 65000 | Suction apparatus | 5000
81 | Odisha | Dhenkanal | Dhenkanal-DHH | Nebuliser. | HBZ1AA0123 | Female Ward(Dhenkanal) | Pari | Master | 0 | 2007-05-27 | No |  | No |  | Functional | 2000 | Suction machine | 5000
82 | Odisha | Dhenkanal | Dhenkanal-DHH | Nebulizer | HBZ1AA0163 | Labour Room(Dhenkanal) | Pari | PARI BOY SX | 0 | 2007-04-24 | No |  | No |  | Functional | 2500 | Baby Weighing Machine | 5000
83 | Odisha | Dhenkanal | Dhenkanal-DHH | Nebulizer | 12080481 | Paediatric(Dhenkanal) | Dr Gene | Accu Neb PC | 0 | 2012-05-08 | No |  | No |  | Functional | 2500 | Deep Freezer | 150000
84 | Odisha | Dhenkanal | Dhenkanal-DHH | Needle Cutter | DHHDNKL040 | Labour Room(Dhenkanal) | MCP | Needle Cutter | 0 | 2012-04-24 | No |  | No |  | Non-functional | 2000 | Examination Table | 7000
85 | Odisha | Dhenkanal | Dhenkanal-DHH | Needle Cutter | DHHDNKL021 | Surgery(Dhenkanal) | MCP | Needle Cutter | 0 | 2012-07-10 | No |  | No |  | Functional | 2000 | Instrument Sterilizer | 5000
86 | Odisha | Dhenkanal | Dhenkanal-DHH | Needle Cutter | DHHDNKL020 | Surgery(Dhenkanal) | MCP | Needle Cutter | 0 | 2012-07-10 | No |  | No |  | Functional | 2000 | Ice Lined Refrigerator | 45000
87 | Odisha | Dhenkanal | Dhenkanal-DHH | Needle Cutter | DHHDNKL023 | Surgery(Dhenkanal) | MCP | Needle Cutter | 0 | 2012-07-10 | No |  | No |  | Non-functional | 2000 | Distilled Water Plant | 25000
88 | Odisha | Dhenkanal | Dhenkanal-DHH | Needle Cutter | DHHDNKL014 | Paediatric(Dhenkanal) | MCP | Needle Cutter | 0 | 2013-08-12 | No |  | No |  | Non-functional | 2000 | Electric Light Cautrey | 200000
89 | Odisha | Dhenkanal | Dhenkanal-DHH | Needle Cutter | DHHDNKL083 | Female Ward(Dhenkanal) | MCP | Needle Cutter | 0 | 2012-10-22 | No |  | No |  | Non-functional | 2000 | X-RAY 60mA | 120000
90 | Odisha | Dhenkanal | Dhenkanal-DHH | Needle Cutter | DHHDNKL084 | Female Ward(Dhenkanal) | MCP | Needle Cutter | 0 | 2012-10-22 | No |  | No |  | Non-functional | 2000 | Nebulizer | 2500
91 | Odisha | Dhenkanal | Dhenkanal-DHH | Needle Cutter | DHHDNKL107 | PPC(Dhenkanal) | MCP | Needle Cutter | 0 | 2012-11-09 | No |  | No |  | Functional | 2000 | Needle Cutter | 2000
92 | Odisha | Dhenkanal | Dhenkanal-DHH | Needle Cutter | DHHDNKL042 | Labour Room(Dhenkanal) | MCP | Needle Cutter | 0 | 2012-04-24 | No |  | No |  | Functional | 2000 | Neonatal Suction | 5000
93 | Odisha | Dhenkanal | Dhenkanal-DHH | Needle Cutter | DHHDNKL062 | OT(Dhenkanal) | MCP | Needle Cutter | 0 | 2012-09-08 | No |  | No |  | Functional | 2000 | OT LIGHT Celling (LED) | 600000
94 | Odisha | Dhenkanal | Dhenkanal-DHH | Needle Cutter | DHHDNKL061 | OT(Dhenkanal) | MCP | Needle Cutter | 0 | 2012-09-08 | No |  | No |  | Functional | 2000 | OT light (Mobile) | 25000
95 | Odisha | Dhenkanal | Dhenkanal-DHH | Needle Cutter | DHHDNKL058 | Labour Room(Dhenkanal) | MCP | Needle Cutter | 0 | 2012-09-08 | No |  | No |  | Non-functional | 2000 | OT Stand light.. | 25000
96 | Odisha | Dhenkanal | Dhenkanal-DHH | Needle Cutter | DHHDNKL057 | Labour Room(Dhenkanal) | MCP | Needle Cutter | 0 | 2012-09-08 | No |  | No |  | Non-functional | 2000 | Infusion Pump | 30000
97 | Odisha | Dhenkanal | Dhenkanal-DHH | Needle Cutter | DHHDNKL056 | Labour Room(Dhenkanal) | MCP | Needle Cutter | 0 | 2012-09-08 | No |  | No |  | Non-functional | 2000 | Instrument Sterilizer | 5000
98 | Odisha | Dhenkanal | Dhenkanal-DHH | Needle Cutter | DHHDNKL038 | Labour Room(Dhenkanal) | MCP | Needle Cutter | 0 | 2012-04-24 | No |  | No |  | Non-functional | 2000 | Instrument sterilizer(Elect) | 10000
99 | Odisha | Dhenkanal | Dhenkanal-DHH | Needle Cutter | DHHDNKL039 | Labour Room(Dhenkanal) | MCP | Needle Cutter | 0 | 2012-04-24 | No |  | No |  | Non-functional | 2000 | Irradiance Meter | 40000
100 | Odisha | Dhenkanal | Dhenkanal-DHH | Needle Cutter | DHHDNKL085 | Female Ward(Dhenkanal) | MCP | Needle Cutter | 0 | 2012-10-22 | No |  | No |  | Functional | 2000 | MORTUARY | 100000
101 | Odisha | Dhenkanal | Dhenkanal-DHH | Needle Cutter | DHHDNKL022 | Surgery(Dhenkanal) | MCP | Needle Cutter | 0 | 2012-07-10 | No |  | No |  | Functional | 2000 | Fetal Monitor | 60000
102 | Odisha | Dhenkanal | Dhenkanal-DHH | Needle Cutter | DHHDNKL041 | Labour Room(Dhenkanal) | MCP | Needle Cutter | 0 | 2012-04-24 | No |  | No |  | Non-functional | 2000 | Hematology Analyser patho | 1000000
103 | Odisha | Dhenkanal | Dhenkanal-DHH | Operating microscope | 451230 | EYE(Dhenkanal) | Topcon | OMS 90 | 0 | 2012-03-21 | No |  | No |  | Functional | 800000 | HORIZONTAL AUTOCLAVE | 350000
104 | Odisha | Dhenkanal | Dhenkanal-DHH | Operating microscope | 77 | EYE(Dhenkanal) | Appasamy | AAOM10 | 0 | 2006-05-30 | No |  | No |  | Non-functional | 800000 | Fetal Doppler | 3000
105 | Odisha | Dhenkanal | Dhenkanal-DHH | Operating microscope | 271 | EYE(Dhenkanal) | Appasamy | AAOM10 | 0 | 2006-05-30 | No |  | No |  | Non-functional | 800000 | Blood Storage Unit | 120000
106 | Odisha | Dhenkanal | Dhenkanal-DHH | OT Light Celling | DHHDNKL105 | PPC(Dhenkanal) | Surgicoin | CBC-7AR. | 0 | 2006-07-08 | No |  | No |  | Functional | 200000 | Deep Freezer | 150000
107 | Odisha | Dhenkanal | Dhenkanal-DHH | OT Light Celling | DHHDNKL026 | OT(Dhenkanal) | Meditech Electronic | Double Dom | 0 | 2008-08-07 | No |  | No |  | Functional | 200000 | Digital Weighing M/C | 5000
108 | Odisha | Dhenkanal | Dhenkanal-DHH | OT Light Celling | CHCDNKL008 | Orthopedics OT(Dhenkanal) | HOSPITECH | Hospilite Star | 63000 | 2011-02-10 | No |  | No |  | Functional | 200000 | ABG | 300000
109 | Odisha | Dhenkanal | Dhenkanal-DHH | OT light (Mobile) | DHHDNKL027 | OT(Dhenkanal) | Meditech Electronic | MEDITECH MOBILE | 0 | 2011-04-08 | No |  | No |  | Functional | 25000 | Billirubino Meter handheld | 175000
110 | Odisha | Dhenkanal | Dhenkanal-DHH | OT light (Mobile) | DHHDNKL088 | EYE(Dhenkanal) | Arco | MOBILE | 0 | 2004-02-03 | No |  | No |  | Functional | 25000 | Amplified Audiometer | 180000
111 | Odisha | Dhenkanal | Dhenkanal-DHH | OT light (Mobile) | DHHDNKL094 | EYE(Dhenkanal) | Arco | MOBILE | 0 | 2004-02-03 | No |  | No |  | Non-functional | 25000 | Bacterilogical Incubator | 30000
112 | Odisha | Dhenkanal | Dhenkanal-DHH | OT light (Mobile) | DHHDNKL051 | Labour Room(Dhenkanal) | Surgident | OT light-01 | 0 | 2005-07-17 | No |  | No |  | Functional | 25000 | BLOOD COLLECTION MONITOR(B-BANK) | 60000
113 | Odisha | Dhenkanal | Dhenkanal-DHH | OT light (Mobile) | DHHDNKL031 | OT(Dhenkanal) | Surgident | OT light-01 | 0 | 2005-07-07 | No |  | No |  | Functional | 25000 | B.P Apparatus Stand type | 5000
114 | Odisha | Dhenkanal | Dhenkanal-DHH | OT Table | 3101120493 | EYE(Dhenkanal) | Appasamy | AAOT | 0 | 2012-05-08 | No |  | No |  | Functional | 200000 | BP Instrument | 2500
115 | Odisha | Dhenkanal | Dhenkanal-DHH | OT Table | DHHDNKL092 | PPC(Dhenkanal) | Surgicoin | OT Table Hydrolic | 0 | 2005-07-17 | No |  | No |  | Non-functional | 200000 | Centrifuge Machine ( 8 Tube) | 15000
116 | Odisha | Dhenkanal | Dhenkanal-DHH | OT Table | DHHDNKL030 | OT(Dhenkanal) | Cognet | IS5291 | 0 | 2005-07-17 | No |  | No |  | Functional | 200000 | Cold Body Mortuary | 100000
117 | Odisha | Dhenkanal | Dhenkanal-DHH | OT Table | DHHDNKL028 | OT(Dhenkanal) | Cognet | IS5291 | 0 | 2005-07-17 | No |  | No |  | Functional | 200000 | Colorimeter | 5000
118 | Odisha | Dhenkanal | Dhenkanal-DHH | OT Table | DHHDNKL029 | OT(Dhenkanal) | Cognet | IS5291 | 0 | 2005-07-17 | No |  | No |  | Functional | 200000 | Dental X-ray(RAD) | 50000
119 | Odisha | Dhenkanal | Dhenkanal-DHH | OT Table | 3101120492 | EYE(Dhenkanal) | Appasamy | AAOT | 0 | 2012-05-08 | No |  | No |  | Functional | 200000 | Digital Colorimeter | 10000
120 | Odisha | Dhenkanal | Dhenkanal-DHH | OT table Hydrolic | DHHDNKL001 | Orthopedics OT(Dhenkanal) | HOSPITECH | OT HYDROLIC | 0 | 2011-02-10 | No |  | No |  | Functional | 200000 | Donour Couch | 50000
121 | Odisha | Dhenkanal | Dhenkanal-DHH | Oxygen Concentrator | 157919 | OT(Dhenkanal) | Respironics | EVER FLO | 36700 | 2014-05-09 | Yes | 2016-05-08 | No |  | Functional | 36000 | ELISA Washer | 75000
122 | Odisha | Dhenkanal | Dhenkanal-DHH | Oxygen Concentrator | 15819 | OT(Dhenkanal) | Respironics | EVER FLO | 36700 | 2014-05-09 | Yes | 2016-05-08 | No |  | Functional | 36000 | Elisha Reader with Printer | 75000
123 | Odisha | Dhenkanal | Dhenkanal-DHH | Phaco Machine-Opthalomology | 03-12-0396 | EYE(Dhenkanal) | Appasamy | galaxy CV-I | 0 | 2004-02-03 | No |  | No |  | Functional | 800000 | Examinaton Light | 10000
124 | Odisha | Dhenkanal | Dhenkanal-DHH | Phototherapy | 1680 | Paediatric(Dhenkanal) | Phoenix Medical Systems Pvt Ltd | Brilliance | 0 | 2013-03-03 | No |  | No |  | Functional | 35000 | Flem Cell Photometer | 100000
125 | Odisha | Dhenkanal | Dhenkanal-DHH | Phototherapy | DHHDNKL018 | Paediatric(Dhenkanal) | Delta Co. | Phototherapy Tube | 0 | 2005-07-17 | No |  | No |  | Functional | 35000 | HP Autoclave | 350000
126 | Odisha | Dhenkanal | Dhenkanal-DHH | Phototherapy | DHHDNKL017 | Paediatric(Dhenkanal) | Delta Co. | Phototherapy Tube | 0 | 2005-07-17 | No |  | No |  | Functional | 35000 | Irradiance Meter | 40000
127 | Odisha | Dhenkanal | Dhenkanal-DHH | Phototherapy | 1685 | Paediatric(Dhenkanal) | Phoenix Medical Systems Pvt Ltd | Brilliance | 0 | 2013-03-03 | No |  | No |  | Functional | 35000 | Labour Table | 7500
128 | Odisha | Dhenkanal | Dhenkanal-DHH | Phototherapy unit | 9200024 | Paediatric(Dhenkanal) | Neocare | PHT/4/11 | 0 | 2013-03-03 | No |  | No |  | Functional | 35000 | Labour Table(OT) | 30000
129 | Odisha | Dhenkanal | Dhenkanal-DHH | Portable Autoclave | DHHDNKL089 | EYE(Dhenkanal) | M/s Others | Others 10 | 0 | 2004-02-03 | No |  | No |  | Non-functional | 25000 | Microscope (Binacular) | 25000
130 | Odisha | Dhenkanal | Dhenkanal-DHH | Portable Autoclave | DHHDNKL106 | PPC(Dhenkanal) | M/s York Scientific Industries Pvt Ltd | YSI - 401 | 0 | 2006-07-08 | No |  | No |  | Functional | 25000 | OT table Hydrolic | 200000
131 | Odisha | Dhenkanal | Dhenkanal-DHH | Pulse Oximeter | 197249 | OT(Dhenkanal) | Masimo | Radical 7 | 62100 | 2013-08-14 | No |  | No |  | Non-functional | 40000 | QBC M/C | 60000
132 | Odisha | Dhenkanal | Dhenkanal-DHH | Pulse Oximeter | 196922 | OT(Dhenkanal) | Masimo | Radical 7 | 62100 | 2013-08-14 | No |  | No |  | Non-functional | 40000 | Radiant Warmer | 60000
133 | Odisha | Dhenkanal | Dhenkanal-DHH | Pulse Oximeter | DHHDNKL063 | OT(Dhenkanal) | NELLCOR PURITAN BENNETT | NBP-195 | 0 | 2005-07-17 | No |  | No |  | Non-functional | 40000 | Radiant Warmer(OT) | 60000
134 | Odisha | Dhenkanal | Dhenkanal-DHH | Pulse Oximeter | DHHDNKL064 | OT(Dhenkanal) | NELLCOR PURITAN BENNETT | NBP-195 | 0 | 2005-07-17 | No |  | No |  | Non-functional | 40000 | Remi Voketionary Centrifuge | 45000
135 | Odisha | Dhenkanal | Dhenkanal-DHH | QBC Capillary Centrifuse | 515190005 | Pathology(Dhenkanal) | LiLac Medicare (P) Ltd | Parafuse | 105840 | 2014-04-04 | Yes | 2016-04-03 | No |  | Functional | 60000 | Septro Photometer | 40000
136 | Odisha | Dhenkanal | Dhenkanal-DHH | QBC Microscope. | 14C0804 | Pathology(Dhenkanal) | Magnus | MLXi | 28800 | 2014-04-04 | Yes | 2016-04-03 | No |  | Functional | 120000 | Shaken M/C | 10000
137 | Odisha | Dhenkanal | Dhenkanal-DHH | Radiant Warmer | 1.01103E+11 | Paediatric(Dhenkanal) | Nice Neotech | NICE 2000 | 37200 | 2013-03-03 | No |  | No |  | Functional | 60000 | Sucction Apparatus.. | 3500
138 | Odisha | Dhenkanal | Dhenkanal-DHH | Radiant Warmer | DHHDNKL012 | Paediatric(Dhenkanal) | Pragati Medical System | PMS-8000 | 0 | 2011-08-08 | No |  | No |  | Functional | 60000 | Suction Evaluation machine | 3500
139 | Odisha | Dhenkanal | Dhenkanal-DHH | Radiant Warmer | DHHDNKL013 | Paediatric(Dhenkanal) | Pragati Medical System | PMS-8000 | 0 | 2011-08-08 | No |  | No |  | Functional | 60000 | Ultrasonography M/C | 350000
140 | Odisha | Dhenkanal | Dhenkanal-DHH | Radiant Warmer | DHHDNKL015 | Paediatric(Dhenkanal) | Pragati Medical System | PMS-8000 | 0 | 2012-12-08 | No |  | No |  | Functional | 60000 | Vertical Autoclave | 10000
141 | Odisha | Dhenkanal | Dhenkanal-DHH | Radiant Warmer | DHHDNKL016 | Paediatric(Dhenkanal) | Pragati Medical System | PMS-8000 | 0 | 2012-12-08 | No |  | No |  | Non-functional | 60000 | X-RAY | 350000
142 | Odisha | Dhenkanal | Dhenkanal-DHH | Radiant Warmer | DHHDNKL025 | OT(Dhenkanal) | Pragati Medical System | PMS-8000 | 0 | 2012-12-08 | No |  | No |  | Functional | 60000 | X-Ray 300mA | 450000
143 | Odisha | Dhenkanal | Dhenkanal-DHH | Radiant Warmer | DHHDNKL045 | Labour Room(Dhenkanal) | Pragati Medical System | PMS-8000 | 0 | 2012-12-08 | No |  | No |  | Non-functional | 60000 | X-RAY 60mA | 100000
144 | Odisha | Dhenkanal | Dhenkanal-DHH | Radiant Warmer | DHHDNKL046 | Labour Room(Dhenkanal) | Pragati Medical System | PMS-8000 | 0 | 2012-12-08 | No |  | No |  | Non-functional | 60000 | Digital B.P Machine | 1000
145 | Odisha | [15 empty] | Examination Table | 7000
146 | Odisha | [15 empty] | Bi-Pap Non-Invasive Ventillator | 200000
147 | Odisha | Dhenkanal | Dhenkanal-DHH | Semi Auto Analyser | AT054713RBK | Pathology(Dhenkanal) | M/s Robonik India Pvt Ltd | Prietest | 100000 | 2013-07-23 | No |  | No |  | Functional | 100000 | Brainstem evoked response audiometer | 200000
148 | Odisha | Dhenkanal | Dhenkanal-DHH | Semi Auto Analyser | AT0530713RBK | Pathology(Dhenkanal) | M/s Robonik India Pvt Ltd | Prietest | 100000 | 2013-07-23 | No |  | No |  | Functional | 100000 | B-Scan-Opthalmology | 300000
149 | Odisha | Dhenkanal | Dhenkanal-DHH | Single puncture Laparoscope | YW30507B | PPC(Dhenkanal) | Karl Storz | single puncture | 790000 | 2014-02-25 | Yes | 2016-02-24 | No |  | Functional | 80000 | Cardiac Cathl Lab | 16000000
150 | Odisha | Dhenkanal | Dhenkanal-DHH | Slit Lamp | 1501130956 | EYE(Dhenkanal) | Appasamy | AIA112S | 0 | 2006-05-30 | No |  | No |  | Functional | 100000 | Caurtery Machine | 200000
151 | Odisha | Dhenkanal | Dhenkanal-DHH | Slit Lamp | 3310130005 | EYE(Dhenkanal) | Appasamy | SLIT LAMP 01 | 0 | 2006-05-30 | No |  | No |  | Functional | 100000 | CBC Machine | 250000
152 | Odisha | Dhenkanal | Dhenkanal-DHH | Slit Lamp | 386462 | EYE(Dhenkanal) | Topcon | Slit Lamp | 0 | 2012-03-21 | No |  | No |  | Functional | 100000 | Centrifuge Machine ( 8 Tube) | 15000
153 | Odisha | Dhenkanal | Dhenkanal-DHH | Spot Lamp | 2010044 | Orthopedics OT(Dhenkanal) | Surgical Luminaires | SLI 028 | 9500 | 2011-02-10 | No |  | No |  | Functional | 10000 | CT Scan | 30000000
154 | Odisha | Dhenkanal | Dhenkanal-DHH | Spot Lamp | 2010054 | Orthopedics OT(Dhenkanal) | Surgical Luminaires | SLI 028 | 9500 | 2011-02-10 | No |  | No |  | Functional | 10000 | Defibrillator. | 200000
155 | Odisha | Dhenkanal | Dhenkanal-DHH | Sucction Apparatus.. | DHHDNKL083 | Female Ward(Dhenkanal) | Vikrant Industries | Santhusti | 0 | 2005-10-20 | No |  | No |  | Functional | 3500 | Dental Chair | 100000
156 | Odisha | Dhenkanal | Dhenkanal-DHH | Sucction Apparatus.. | DHHDNKL054 | Labour Room(Dhenkanal) | Vikrant Industries | Santhusti | 0 | 2013-07-25 | No |  | No |  | Functional | 3500 | Dental Chair Compressor | 150000
157 | Odisha | Dhenkanal | Dhenkanal-DHH | Sucction Apparatus.. | DHHDNKL053 | Labour Room(Dhenkanal) | Vikrant Industries | Santhusti | 0 | 2013-07-25 | No |  | No |  | Functional | 3500 | Dental X-ray | 25000
158 | Odisha | Dhenkanal | Dhenkanal-DHH | Sucction Apparatus.. | DHHDNKL079 | OT(Dhenkanal) | Vikrant Industries | Santhusti | 0 | 2005-06-27 | No |  | No |  | Non-functional | 3500 | Dental X-ray(RAD) | 25000
159 | Odisha | Dhenkanal | Dhenkanal-DHH | Sucction Apparatus.. | DHHDNKL078 | OT(Dhenkanal) | Vikrant Industries | Santhusti | 0 | 2005-06-27 | No |  | No |  | Non-functional | 3500 | Difibrillator with Monitor | 200000
160 | Odisha | Dhenkanal | Dhenkanal-DHH | Sucction Apparatus.. | DHHDNKL082 | Female Ward(Dhenkanal) | Vikrant Industries | Santhusti | 0 | 2005-10-20 | No |  | No |  | Functional | 3500 | Digital Spectophoto Meter | 40000
161 | Odisha | Dhenkanal | Dhenkanal-DHH | Sucction Apparatus.. | DHHDNKL095 | PPC(Dhenkanal) | Vikrant Industries | Santhusti | 0 | 2005-07-17 | No |  | No |  | Functional | 3500 | Direct Opthalmoscope-Opthalmology | 12000
162 | Odisha | Dhenkanal | Dhenkanal-DHH | Sucction Apparatus.. | DHHDNKL093 | PPC(Dhenkanal) | Vikrant Industries | Santhusti | 0 | 2005-07-17 | No |  | No |  | Functional | 3500 | Double Headed Photo Therapy | 70000
163 | Odisha | Dhenkanal | Dhenkanal-DHH | Suction apparatus | DHHDNKL032 | OT(Dhenkanal) | Supreme | Instaavac | 11500 | 2013-07-15 | No |  | No |  | Functional | 10000 | ECG 12 Channel | 80000
164 | Odisha | Dhenkanal | Dhenkanal-DHH | Suction apparatus | DHHDNKL077 | OT(Dhenkanal) | Bacin And co | Surgix | 0 | 2005-06-27 | No |  | No |  | Non-functional | 10000 | ECG 6 | 70000
165 | Odisha | Dhenkanal | Dhenkanal-DHH | Suction apparatus | DHHDNKL076 | OT(Dhenkanal) | Bacin And co | Surgix | 0 | 2005-06-27 | No |  | No |  | Non-functional | 10000 | ECG 6 Channel | 70000
166 | Odisha | Dhenkanal | Dhenkanal-DHH | Suction apparatus | CHCDNKL009 | Orthopedics OT(Dhenkanal) | Bacin And co | Surgix | 0 | 2011-02-10 | No |  | No |  | Functional | 10000 | Ecolyte analyser | 150000
167 | Odisha | Dhenkanal | Dhenkanal-DHH | Suction apparatus | DHHDNKL024 | OT(Dhenkanal) | ANAND SURGICAL INDUSTRIES (INDIA) | Surgi-Vac | 0 | 2013-06-19 | No |  | No |  | Functional | 10000 | F UNDER CAMERA | 1500000
168 | Odisha | Dhenkanal | Dhenkanal-DHH | Suction apparatus | DHHDNKL033 | OT(Dhenkanal) | Supreme | Instaavac | 11500 | 2013-07-15 | No |  | No |  | Functional | 10000 | GREEN LASER | 1500000
169 | Odisha | Dhenkanal | Dhenkanal-DHH | Suction machine | DHHDNKL086 | EYE(Dhenkanal) | Others | SUCTION | 0 | 2004-02-03 | No |  | No |  | Functional | 10000 | Hematology Analyser | 250000
170 | Odisha | Dhenkanal | Dhenkanal-DHH | Suction M/C(Foot Op.) | DHHDNKL098 | Labour Room(Dhenkanal) | Anand Surgical Industries | 7-B | 2785 | 2013-12-05 | No |  | No |  | Functional | 5000 | Keratometer-Opthalmology | 250000
171 | Odisha | Dhenkanal | Dhenkanal-DHH | Suction M/C(Foot Op.) | DHHDNKL099 | Labour Room(Dhenkanal) | Anand Surgical Industries | 7-B | 2785 | 2013-12-05 | No |  | No |  | Functional | 5000 | Indirect Opthalmoscope-Opthalomology | 50000
172 | Odisha | Dhenkanal | Dhenkanal-DHH | Suction M/C(Foot Op.) | DHHDNKL100 | Labour Room(Dhenkanal) | Anand Surgical Industries | 7-B | 2785 | 2013-12-05 | No |  | No |  | Functional | 5000 | Mobile Examination Light | 10000
173 | Odisha | Dhenkanal | Dhenkanal-DHH | Suction M/C(Foot Op.) | DHHDNKL101 | Labour Room(Dhenkanal) | Anand Surgical Industries | 7-B | 2785 | 2013-12-05 | No |  | No |  | Functional | 5000 | Momography | 3000000
174 | Odisha | Dhenkanal | Dhenkanal-DHH | Tube Sealer | 409013 | Blood Bank(Dhenkanal) | Hindustan Latex | HTS 10 | 0 | 2005-09-26 | No |  | No |  | Functional | 120000 | Multipara Monitor. | 65000
175 | Odisha | Dhenkanal | Dhenkanal-DHH | Ultrasonography M/C | Y0417015 | Radiology(Dhenkanal) | L and T Medical Equipment and systems | Sonalisa | 0 | 2005-07-17 | No |  | No |  | Non-functional | 350000 | Multipara Monitor-Obst and Gynaecology | 200000
176 | Odisha | Dhenkanal | Dhenkanal-DHH | Ultrasound Machine | BC1013B00592 | Radiology(Dhenkanal) | Bluestar Limited | Mus702 | 1186500 | 2013-12-23 | Yes | 2015-12-22 | No |  | Functional | 350000 | OPG | 30000
177 | Odisha | Dhenkanal | Dhenkanal-DHH | Ultrasound Machine | C170110769 | Radiology(Dhenkanal) | Philips | HD 6 | 1050400 | 2011-11-01 | No |  | No |  | Non-functional | 350000 | OT Stand light.. | 25000
178 | Odisha | Dhenkanal | Dhenkanal-DHH | Waste Autoclave | DHHDNKL102 | BMW(Dhenkanal) | Yorco | 5B-256 | 0 | 2004-11-13 | No |  | No |  | Functional | 300000 | OverheadOT Light. | 130000
179 | Odisha | [15 empty] | Oxygen Concentrator | 36000
180 | Odisha | Dhenkanal | Dhenkanal-DHH | X-RAY 60mA | 0501D16 | Radiology(Dhenkanal) | Picks | PDX-6010-D | 0 | 2005-07-17 | No |  | No |  | Functional | 120000 | Photocytometer | 300000
181 | Odisha | Dhenkanal | Dhenkanal-DHH | Yag Laser | 61844 | EYE(Dhenkanal) | Nidek | YC-1600 | 0 | 2006-05-30 | No |  | No |  | Functional | 700000 | Photo Slit Lamp-Opthalmology | 150000
[13 empty] | Total Functional : 123 Total Non-Functional :47 |  |  |  | Printer Dry | 250000 | 16435000
Name of Institution : Kamakshyanagar SDH(Dhenkanal) Institution Type : SDH | [16 empty] | Pulse Oxymeter-Obst and Gynaecology | 45000
1 | Odisha | Dhenkanal | Kamakshyanagar SDH(Dhenkanal) | 100 MA X-RAY | 4G125 | Radiology(Kamakshyanagar) | MEDITRONICS Healthcare and Imaging | DIAGNOX 100 | 163000 | 2004-09-15 | No |  | No |  | Functional | 200000 | QBC Capillary Centrifuse | 60000
2 | Odisha | Dhenkanal | Kamakshyanagar SDH(Dhenkanal) | A-Scan | 106103048 | EYE(Kamakshyanagar) | Appasamy | Ameo1A | 0 | 2006-05-30 | No |  | No |  | Non-functional | 160000 | QBC Dignostic Centrifuse | 60000
3 | Odisha | Dhenkanal | Kamakshyanagar SDH(Dhenkanal) | Autoclave | SDHKMKN037 | OT(Kamakshyanagar) | Narayan Industries | Vertical | 0 | 2005-02-12 | No |  | No |  | Functional | 10000 | QBC Microscope. | 120000
4 | Odisha | Dhenkanal | Kamakshyanagar SDH(Dhenkanal) | Baby Weighing Machine | SDHKMKN032 | NBSU(Kamakshyanagar) | CROWN | BABY | 0 | 2012-12-08 | No |  | No |  | Functional | 5000 | Radiant Warmer-Obst and Gynaecology | 30000
5 | Odisha | Dhenkanal | Kamakshyanagar SDH(Dhenkanal) | Binacular Microscope | 68937 | Pathology(Kamakshyanagar) | PZO | Binacular Microscope | 0 | 2004-10-25 | No |  | No |  | Functional | 30000 | Radiant Warmer(OT) | 60000
6 | Odisha | Dhenkanal | Kamakshyanagar SDH(Dhenkanal) | Binacular Microscope | 5179 | Pathology(Kamakshyanagar) | Adelta Optec | DN10 | 0 | 2004-10-25 | No |  | No |  | Functional | 30000 | Steriliser-Obst and Gynocology | 45000
7 | Odisha | Dhenkanal | Kamakshyanagar SDH(Dhenkanal) | Binacular Microscope | 522342 | Pathology(Kamakshyanagar) | Nikon | YS-100 | 0 | 2009-08-17 | No |  | No |  | Functional | 30000 | Sterilizer-Dental | 45000
8 | Odisha | Dhenkanal | Kamakshyanagar SDH(Dhenkanal) | Blood Bank Refrigerator | SDHKMKN061 | BSU(Kamakshyanagar) | Terumo Penpol | 90-L | 0 | 2006-08-26 | No |  | No |  | Functional | 200000 | Suction machine | 5000
9 | Odisha | Dhenkanal | Kamakshyanagar SDH(Dhenkanal) | BLOOD BANK REFRIGRATOR | 63359199 | BSU(Kamakshyanagar) | Jewett | BBR-25. | 0 | 1999-08-27 | No |  | No |  | Functional | 200000 | Syringe Pump | 35000
10 | Odisha | Dhenkanal | Kamakshyanagar SDH(Dhenkanal) | Blood Storage Unit | BDIT-1561 | BSU(Kamakshyanagar) | Remi Elektrotechnik Limited | BR-60 | 0 | 2006-08-26 | No |  | No |  | Functional | 200000 | TMT | 350000
11 | Odisha | Dhenkanal | Kamakshyanagar SDH(Dhenkanal) | Blood Storage Unit | BDIT1562 | BSU(Kamakshyanagar) | Remi Elektrotechnik Limited | BR-60 | 0 | 2008-06-22 | No |  | No |  | Functional | 200000 | Ultrasonic Scalar | 20000
12 | Odisha | Dhenkanal | Kamakshyanagar SDH(Dhenkanal) | Centrifuse Machine | SDHKMKN009 | Pathology(Kamakshyanagar) | Remi Elektrotechnik Limited | C-852 | 0 | 2004-10-25 | No |  | No |  | Non-functional | 45000 | Ultrasound Digital | 1100000
13 | Odisha | Dhenkanal | Kamakshyanagar SDH(Dhenkanal) | Centrifuse Machine | SDHKMKN007 | Pathology(Kamakshyanagar) | Remi Elektrotechnik Limited | C-852 | 0 | 2004-10-25 | No |  | No |  | Functional | 45000 | Ultrasound machine-Obst and Gynocology | 350000
14 | Odisha | Dhenkanal | Kamakshyanagar SDH(Dhenkanal) | Centrifuse Machine | SDHKMKN008 | Pathology(Kamakshyanagar) | Remi Elektrotechnik Limited | C-852 | 0 | 2004-10-25 | No |  | No |  | Functional | 45000 | Urine Analyser | 75000
15 | Odisha | Dhenkanal | Kamakshyanagar SDH(Dhenkanal) | Colorimeter | EL0900804MRK | Pathology(Kamakshyanagar) | M/s Merck Limited India | Eazylab | 0 | 2004-10-25 | No |  | No |  | Functional | 5000 | Ventilator | 1100000
16 | Odisha | Dhenkanal | Kamakshyanagar SDH(Dhenkanal) | Distilled Water Plant | SDHKMKN010 | Pathology(Kamakshyanagar) | Yorco | Steri | 0 | 2004-10-25 | No |  | No |  | Functional | 25000 | Vertical Autoclave-Obst and Gynocology | 45000
17 | Odisha | Dhenkanal | Kamakshyanagar SDH(Dhenkanal) | ECG Machine | 30648018 | Radiology(Kamakshyanagar) | Maestros | magicR | 0 | 2003-10-25 | No |  | No |  | Non-functional | 60000 | Vertical Autoclave-Opthalmplogy | 45000
18 | Odisha | Dhenkanal | Kamakshyanagar SDH(Dhenkanal) | Fetal Monitor | SDHKMKN001 | Labour Room(Kamakshyanagar) | Maestros | Fetal Monitor | 0 | 2003-10-25 | No |  | No |  | Functional | 60000 | Warmer with Phototherapy-Obst and Gynaecology | 95000
19 | Odisha | Dhenkanal | Kamakshyanagar SDH(Dhenkanal) | Fetal Monitor | SDHKMKN002 | Labour Room(Kamakshyanagar) | Maestros | Fetal Monitor | 0 | 2003-10-25 | No |  | No |  | Functional | 60000 | Weighing Scale Digital. | 5000
20 | Odisha | Dhenkanal | Kamakshyanagar SDH(Dhenkanal) | Floroscence Light Source | A01123 | Pathology(Kamakshyanagar) | LiLac Medicare (P) Ltd | Paralence Advance | 293400 | 2014-04-05 | Yes | 2016-04-04 | No |  | Functional | 60000 | x-ray 100ma | 200000
21 | Odisha | Dhenkanal | Kamakshyanagar SDH(Dhenkanal) | Focus Light | SDHKMKN047 | Labour Room(Kamakshyanagar) | Sparx | Focus | 0 | 2004-10-25 | No |  | No |  | Functional | 60000 | X-Ray 300mA | 450000
22 | Odisha | [15 empty] | X-RAY 60mA | 150000
23 | Odisha | Dhenkanal | Kamakshyanagar SDH(Dhenkanal) | Hematology Analyser | 505190017 | Pathology(Kamakshyanagar) | LiLac Medicare (P) Ltd | Auto read plus | 650700 |  | Yes | 2016-04-04 | No |  | Functional | 250000 | X-ray view box | 3000
24 | Odisha | Dhenkanal | Kamakshyanagar SDH(Dhenkanal) | Incubator | SDHKMKN022 | Pathology(Kamakshyanagar) | Yorco | YSI-436 | 0 | 2005-02-12 | No |  | No |  | Functional | 20000 | Yag Laser | 900000
25 | Odisha | Dhenkanal | Kamakshyanagar SDH(Dhenkanal) | Incubator | SDHKMKN021 | Pathology(Kamakshyanagar) | Yorco | YSI-436 | 0 | 2005-02-12 | No |  | No |  | Functional | 20000 | 500mA X-Ray | 650000
26 | Odisha | [15 empty] | Air Bed | 9000
27 | Odisha | [15 empty] | Applanation Tonometer | 45000
28 | Odisha | [15 empty] | A-Scan | 160000
29 | Odisha | Dhenkanal | Kamakshyanagar SDH(Dhenkanal) | Instrument Sterilizer | SDHKMKN040 | OT(Kamakshyanagar) | Atlas | instrument steriliser0I | 0 | 2004-10-25 | No |  | No |  | Functional | 5000 | Baby Suction Unit | 5000
30 | Odisha | Dhenkanal | Kamakshyanagar SDH(Dhenkanal) | Instrument Sterilizer | SDHKMKN048 | Labour Room(Kamakshyanagar) | Atlas | instrument steriliser0I | 0 | 2004-10-25 | No |  | No |  | Functional | 5000 | Bacterilogical Incubator | 30000
31 | Odisha | Dhenkanal | Kamakshyanagar SDH(Dhenkanal) | Instrument Sterilizer | SDHKMKN003 | Labour Room(Kamakshyanagar) | Atlas | instrument steriliser0I | 0 | 2004-10-25 | No |  | No |  | Functional | 5000 | Bed Side Monitor | 65000
32 | Odisha | Dhenkanal | Kamakshyanagar SDH(Dhenkanal) | Instrument Sterilizer | SDHKMKN016 | PPC(Kamakshyanagar) | Atlas | instrument steriliser0I | 0 | 2004-10-25 | No |  | No |  | Functional | 5000 | carm | 900000
33 | Odisha | Dhenkanal | Kamakshyanagar SDH(Dhenkanal) | Instrument Sterilizer | SDHKMKN017 | PPC(Kamakshyanagar) | Atlas | instrument steriliser0I | 0 | 2004-10-25 | No |  | No |  | Functional | 5000 | Baby incubator | 100000
34 | Odisha | Dhenkanal | Kamakshyanagar SDH(Dhenkanal) | Instrument Sterilizer | SDHKMKN036 | OT(Kamakshyanagar) | Atlas | instrument steriliser0I | 0 | 2005-02-12 | No |  | No |  | Non-functional | 5000 | victrotomy | 1200000
35 | Odisha | [15 empty] | Muscle simulator | 10000
36 | Odisha | [15 empty] | ultrsound theraphy unit | 20000
37 | Odisha | Dhenkanal | Kamakshyanagar SDH(Dhenkanal) | Keratometer-Opthalmology | SDHKMKN004 | EYE(Kamakshyanagar) | Appasamy | KMS-6 | 0 | 2006-05-30 | No |  | No |  | Functional | 200000 | Fluroscence Microscope | 300000
38 | Odisha | Dhenkanal | Kamakshyanagar SDH(Dhenkanal) | Labour Table | SDHKMKN043 | Labour Room(Kamakshyanagar) | EASTERN SERVICES AND SUPPLIERS KOLKATTA | Labour Table | 0 | 2004-10-25 | No |  | No |  | Functional | 7500 | short wave diathermy | 60000
39 | Odisha | Dhenkanal | Kamakshyanagar SDH(Dhenkanal) | Labour Table | SDHKMKN044 | Labour Room(Kamakshyanagar) | EASTERN SERVICES AND SUPPLIERS KOLKATTA | Labour Table | 0 | 2004-10-25 | No |  | No |  | Functional | 7500
40 | Odisha | Dhenkanal | Kamakshyanagar SDH(Dhenkanal) | Labour Table | SDHKMKN013 | PPC(Kamakshyanagar) | Surgicoin | labour table. | 0 | 2004-10-25 | No |  | No |  | Functional | 7500
41 | Odisha | Dhenkanal | Kamakshyanagar SDH(Dhenkanal) | Labour Table | SDHKMKN012 | PPC(Kamakshyanagar) | Surgicoin | labour table. | 0 | 2004-10-25 | No |  | No |  | Functional | 7500
42 | Odisha | Dhenkanal | Kamakshyanagar SDH(Dhenkanal) | Labour Table | SDHKMKN042 | Labour Room(Kamakshyanagar) | Royale safe | RS/ET1 | 0 | 2011-08-24 | No |  | No |  | Functional | 7500
43 | Odisha | Dhenkanal | Kamakshyanagar SDH(Dhenkanal) | MORTUARY | SDHKMKN038 | Mortuary(Kamakshyanagar) | Spectrum | Two body | 0 | 2004-07-19 | No |  | No |  | Non-functional | 100000
44 | Odisha | Dhenkanal | Kamakshyanagar SDH(Dhenkanal) | Nebuliser. | HBZIAA0196 | Labour Room(Kamakshyanagar) | Pari | Master | 0 | 2004-10-25 | No |  | No |  | Functional | 2000
45 | Odisha | Dhenkanal | Kamakshyanagar SDH(Dhenkanal) | Needle Cutter | SDHKMKN019 | Labour Room(Kamakshyanagar) | MCP | Needle Cutter | 0 | 2013-07-15 | No |  | No |  | Functional | 2000
46 | Odisha | Dhenkanal | Kamakshyanagar SDH(Dhenkanal) | Operating microscope | 3306120007 | EYE(Kamakshyanagar) | Appasamy | AAOM-2000 | 819000 | 2012-04-04 | No |  | No |  | Functional | 800000
47 | Odisha | Dhenkanal | Kamakshyanagar SDH(Dhenkanal) | OT light (Mobile) | SDHKMKN024 | OT(Kamakshyanagar) | Surgident | OT MOBILE | 0 | 2005-02-12 | No |  | No |  | Functional | 25000
48 | Odisha | Dhenkanal | Kamakshyanagar SDH(Dhenkanal) | OT light (Mobile) | SDHKMKN011 | PPC(Kamakshyanagar) | Surgident | MOBILE | 0 | 2004-10-25 | No |  | No |  | Non-functional | 25000
49 | Odisha | Dhenkanal | Kamakshyanagar SDH(Dhenkanal) | OT Table | SDHKMKN041 | OT(Kamakshyanagar) | Surgicoin | OT table Mannual | 0 | 2004-10-25 | No |  | No |  | Functional | 200000
50 | Odisha | Dhenkanal | Kamakshyanagar SDH(Dhenkanal) | OT Table | SDHKMKN005 | EYE(Kamakshyanagar) | Appasamy | AAOT | 0 | 2012-05-08 | No |  | No |  | Functional | 200000
51 | Odisha | Dhenkanal | Kamakshyanagar SDH(Dhenkanal) | OT Table | SDHKMKN034 | OT(Kamakshyanagar) | Surgicoin | OT Table Hydrolic | 0 | 2005-02-12 | No |  | No |  | Functional | 200000
52 | Odisha | Dhenkanal | Kamakshyanagar SDH(Dhenkanal) | OT Table | SDHKMKN039 | OT(Kamakshyanagar) | Cognet | IS5291 | 0 | 2004-10-25 | No |  | No |  | Functional | 200000
53 | Odisha | Dhenkanal | Kamakshyanagar SDH(Dhenkanal) | Phototherapy unit | SDHKMKN020 | NBSU(Kamakshyanagar) | Delta Co. | TUBE TYPE | 0 | 2004-10-25 | No |  | No |  | Functional | 35000
54 | Odisha | Dhenkanal | Kamakshyanagar SDH(Dhenkanal) | Phototherapy unit | SDHKMKN033 | NBSU(Kamakshyanagar) | Delta Co. | TUBE TYPE | 0 | 2005-02-12 | No |  | No |  | Functional | 35000
55 | Odisha | Dhenkanal | Kamakshyanagar SDH(Dhenkanal) | Pulse Oximeter | SDHKMKN030 | NBSU(Kamakshyanagar) | Life Plus | LPM-103 | 0 | 2012-12-08 | No |  | No |  | Functional | 40000
56 | Odisha | Dhenkanal | Kamakshyanagar SDH(Dhenkanal) | QBC Capillary Centrifuse | 515190006 | Pathology(Kamakshyanagar) | LiLac Medicare (P) Ltd | Parafuse | 1058840 | 2014-04-05 | Yes | 2016-04-04 | No |  | Functional | 60000
57 | Odisha | Dhenkanal | Kamakshyanagar SDH(Dhenkanal) | QBC Microscope. | 14C0816 | Pathology(Kamakshyanagar) | Magnus | MLXi | 28800 | 2014-04-05 | Yes | 2016-04-04 | No |  | Functional | 120000
58 | Odisha | Dhenkanal | Kamakshyanagar SDH(Dhenkanal) | Radiant Warmer | 1.41507E+11 | NBSU(Kamakshyanagar) | Nice Neotech | NICE 2000 | 36500 | 2014-09-11 | No |  | No |  | Functional | 60000
59 | Odisha | Dhenkanal | Kamakshyanagar SDH(Dhenkanal) | Radiant Warmer | SDHKMKN045 | Labour Room(Kamakshyanagar) | Pragati Medical System | PMS-8000 | 0 | 2012-12-08 | No |  | No |  | Functional | 60000
60 | Odisha | Dhenkanal | Kamakshyanagar SDH(Dhenkanal) | Radiant Warmer | 1.41507E+11 | NBSU(Kamakshyanagar) | Nice Neotech | NICE 2000 | 36500 | 2013-03-03 | No |  | No |  | Functional | 60000
61 | Odisha | Dhenkanal | Kamakshyanagar SDH(Dhenkanal) | Radiant Warmer | SDHKMKN029 | NBSU(Kamakshyanagar) | Pragati Medical System | PMS-8000 | 0 | 2012-12-08 | No |  | No |  | Functional | 60000
62 | Odisha | Dhenkanal | Kamakshyanagar SDH(Dhenkanal) | Resuscitation kit | SDHKMKN026 | OT(Kamakshyanagar) | Delta Co. | CPAP-I | 0 | 2005-02-12 | No |  | No |  | Functional | 10000
63 | Odisha | Dhenkanal | Kamakshyanagar SDH(Dhenkanal) | Slit Lamp | 1501130957 | EYE(Kamakshyanagar) | APPASAMMY ASSOCIATE | AIA112S | 215300 | 2013-10-05 | Yes | 2015-10-06 | No |  | Functional | 100000
64 | Odisha | Dhenkanal | Kamakshyanagar SDH(Dhenkanal) | Spectro Photometer | 0241/AE/12 | Pathology(Kamakshyanagar) | Elico | 212 | 0 | 2005-02-12 | No |  | No |  | Functional | 80000
65 | Odisha | Dhenkanal | Kamakshyanagar SDH(Dhenkanal) | Sucction Apparatus.. | SDHKMKN035 | OT(Kamakshyanagar) | Anand Surgical Industries | OP-108 | 0 | 2005-02-12 | No |  | No |  | Functional | 3500
66 | Odisha | Dhenkanal | Kamakshyanagar SDH(Dhenkanal) | Suction apparatus | SDHKMKN018 | PPC(Kamakshyanagar) | Supreme | Instaavac | 11500 | 2013-07-15 | No |  | No |  | Functional | 10000
67 | Odisha | Dhenkanal | Kamakshyanagar SDH(Dhenkanal) | Suction apparatus | SDHKMKN046 | Labour Room(Kamakshyanagar) | Anand Surgical Industries | Surgix | 0 | 2004-10-25 | No |  | No |  | Functional | 10000
68 | Odisha | Dhenkanal | Kamakshyanagar SDH(Dhenkanal) | Suction machine | SDHKMKN028 | OT(Kamakshyanagar) | Anand Surgical Industries | 1/2 HP | 0 | 2013-10-08 | No |  | No |  | Functional | 10000
69 | Odisha | Dhenkanal | Kamakshyanagar SDH(Dhenkanal) | Suction M/C(Foot Op.) | SDHKMKN031 | NBSU(Kamakshyanagar) | Anand Surgical Industries | 7-B | 0 | 2012-12-08 | No |  | No |  | Functional | 5000
70 | Odisha | Dhenkanal | Kamakshyanagar SDH(Dhenkanal) | Ultrasound Machine | SDHKMKN006 | Radiology(Kamakshyanagar) | L and T Medical Equipment and systems | Symphony | 0 | 2005-10-25 | No |  | No |  | Non-functional | 350000
71 | Odisha | Dhenkanal | Kamakshyanagar SDH(Dhenkanal) | Ultrasound Machine | MU-25007691 | Radiology(Kamakshyanagar) | Mindray Medical India Pvt Ltd | DC-3 | 0 | 2013-12-23 | Yes | 2015-12-22 | No |  | Functional | 350000
72 | Odisha | Dhenkanal | Kamakshyanagar SDH(Dhenkanal) | Ultrasound Machine | BC1013B00589 | Radiology(Kamakshyanagar) | Bluestar Limited | Mus702 | 1186500 | 2013-12-23 | Yes | 2015-12-22 | No |  | Functional | 350000
[13 empty] | Total Functional : 59 Total Non-Functional : 7 | [5 empty] | 5850000
Name of Institution : Hindol SDH(Dhenkanal) Institution Type : SDH
1 | Odisha | Dhenkanal | Hindol SDH(Dhenkanal) | 100 MA X-RAY | SDHHINDOL044 | Radiology(Hindol SDH) | MEDITRONICS Healthcare and Imaging | DIAGNOX 100 | 163000 | 2004-09-15 | No |  | No |  | Functional | 200000
2 | Odisha | Dhenkanal | Hindol SDH(Dhenkanal) | AIR EATHER MACHINE | SDHINDOL004 | OT(Hindol SDH) | HOSPITECH | MINI COMPACT | 0 | 2005-10-25 | No |  | No |  | Functional | 20000
3 | Odisha | Dhenkanal | Hindol SDH(Dhenkanal) | A-Scan | 10620304B | EYE(Hindol SDH) | Appasamy | Ameo1A | 0 | 2006-04-02 | No |  | No |  | Functional | 160000
4 | Odisha | Dhenkanal | Hindol SDH(Dhenkanal) | Autoclave. | SDHHINDOL011 | OT(Hindol SDH) | Service Supply India | Autoclave | 0 | 2005-10-25 | No |  | No |  | Functional | 10000
5 | Odisha | Dhenkanal | Hindol SDH(Dhenkanal) | Baby Weighing Machine | SDHHINDOL033 | Labour Room(Hindol SDH) | KOHINOOR | Baby weighting machine | 0 | 2005-10-25 | No |  | No |  | Functional | 5000
6 | Odisha | Dhenkanal | Hindol SDH(Dhenkanal) | Bacteriological Incubator | SDHHINDOL039 | Blood Bank(Hindol SDH) | Unilab | UN-BI001 | 0 | 2008-04-08 | No |  | No |  | Functional | 30000
7 | Odisha | Dhenkanal | Hindol SDH(Dhenkanal) | Binacular Microscope | 522580 | Pathology(Hindol SDH) | Nikon | YS-100 | 0 | 2009-04-02 | No |  | No |  | Functional | 30000
8 | Odisha | Dhenkanal | Hindol SDH(Dhenkanal) | Binacular Microscope | 3179070 | Pathology(Hindol SDH) | M/s Labovision India | KXi2000. | 0 | 2005-10-25 | No |  | No |  | Functional | 30000
9 | Odisha | Dhenkanal | Hindol SDH(Dhenkanal) | Binacular Microscope | 5257 | Pathology(Hindol SDH) | Adelta Optec | DN10 | 0 | 2005-10-25 | No |  | No |  | Non-functional | 30000
10 | Odisha | Dhenkanal | Hindol SDH(Dhenkanal) | Binocular Microscope | SDHHINDOL040 | Blood Bank(Hindol SDH) | Magnus | MLX | 0 | 2008-04-08 | No |  | No |  | Functional | 25000
11 | Odisha | Dhenkanal | Hindol SDH(Dhenkanal) | Blood Storage Unit | SDHHINDOL038 | Blood Bank(Hindol SDH) | Terumo Penpol | Blood storage unit | 0 | 1998-08-26 | No |  | No |  | Functional | 200000
12 | Odisha | Dhenkanal | Hindol SDH(Dhenkanal) | Centrifuse Machine | HHLC-12262 | Blood Bank(Hindol SDH) | Remi Elektrotechnik Limited | C-852 | 0 | 2005-10-25 | No |  | No |  | Functional | 45000
13 | Odisha | Dhenkanal | Hindol SDH(Dhenkanal) | Centrifuse Machine | SDHHINDOL042 | Store(Hindol SDH) | Remi Elektrotechnik Limited | C-852 | 0 | 2005-10-25 | No |  | No |  | Functional | 45000
14 | Odisha | Dhenkanal | Hindol SDH(Dhenkanal) | Centrifuse Machine | SDHHINDOL029 | Pathology(Hindol SDH) | Remi Elektrotechnik Limited | C-852 | 0 | 2005-10-25 | No |  | No |  | Functional | 45000
15 | Odisha | Dhenkanal | Hindol SDH(Dhenkanal) | Digital Photo Calorimeter | 1008581 | Pathology(Hindol SDH) | EI | EI-312 | 0 | 2012-07-15 | No |  | No |  | Functional | 5000
16 | Odisha | Dhenkanal | Hindol SDH(Dhenkanal) | Digital Weighing M/C | SDHHINDOL025 | Labour Room(Hindol SDH) | Venus | EBS 9090 | 0 | 2015-03-31 | No |  | No |  | Functional | 5000
17 | Odisha | Dhenkanal | Hindol SDH(Dhenkanal) | Distilled Water Plant | SDHHINDOL028 | Pathology(Hindol SDH) | Yorco | Steri | 0 | 2005-10-25 | No |  | No |  | Non-functional | 25000
18 | Odisha | Dhenkanal | Hindol SDH(Dhenkanal) | Fetal Monitor | 40864004 | Labour Room(Hindol SDH) | Maestros | CODDLEGRAPH DT | 0 | 2005-10-25 | No |  | No |  | Functional | 60000
19 | Odisha | Dhenkanal | Hindol SDH(Dhenkanal) | Fetal Monitor | SDHHINDOL043 | Store(Hindol SDH) | Maestros | Fetal Monitor | 0 | 2005-10-25 | No |  | No |  | Non-functional | 60000
20 | Odisha | Dhenkanal | Hindol SDH(Dhenkanal) | Floroscence Light Source | AO1114 | Pathology(Hindol SDH) | LiLac Medicare (P) Ltd | Paralence Advance | 293400 | 2014-04-06 | Yes | 2016-04-05 | No |  | Functional | 60000
21 | Odisha | Dhenkanal | Hindol SDH(Dhenkanal) | Focus Light | SDHHINDOL036 | Labour Room(Hindol SDH) | Sparx | Focus | 0 | 2005-10-25 | No |  | No |  | Functional | 60000
22 | Odisha | Dhenkanal | Hindol SDH(Dhenkanal) | Hematology Analyser | 505190020 | Pathology(Hindol SDH) | LiLac Medicare (P) Ltd | Auto read plus | 650700 | 2014-04-06 | Yes | 2016-04-05 | No |  | Functional | 250000
23 | Odisha
24 | Odisha
25 | Odisha
26 | Odisha | Dhenkanal | Hindol SDH(Dhenkanal) | Instrument Sterilizer | SDHHINDOL019 | Labour Room(Hindol SDH) | Equipment De Chandigarh | Stove Heated | 0 | 2005-10-25 | No |  | No |  | Functional | 5000
27 | Odisha | Dhenkanal | Hindol SDH(Dhenkanal) | Instrument Sterilizer | SDHHINDOL007 | OT(Hindol SDH) | Atlas | Instrument Sterilizer | 0 | 2005-10-25 | No |  | No |  | Functional | 5000
28 | Odisha | Dhenkanal | Hindol SDH(Dhenkanal) | Instrument Sterilizer | SDHHINDOL008 | OT(Hindol SDH) | Surgicoin Medequip Pvt Ltd | Instrument Sterilizer | 0 | 2005-10-25 | No |  | No |  | Non-functional | 5000
29 | Odisha | Dhenkanal | Hindol SDH(Dhenkanal) | Instrument Sterilizer | SDHHINDOL035 | Labour Room(Hindol SDH) | Atlas | instrument steriliser0I | 0 | 2005-10-25 | No |  | No |  | Functional | 5000
30 | Odisha | Dhenkanal | Hindol SDH(Dhenkanal) | Instrument Sterilizer | SDHHINDOL009 | OT(Hindol SDH) | Surgicoin Medequip Pvt Ltd | Instrument Sterilizer | 0 | 2005-10-25 | No |  | No |  | Non-functional | 5000
31 | Odisha
32 | Odisha | Dhenkanal | Hindol SDH(Dhenkanal) | Keratometer-Opthalmology | SDHHINDOL047 | EYE(Hindol SDH) | Appasamy | KMS-6 | 0 | 2006-04-02 | No |  | No |  | Functional | 200000
33 | Odisha | Dhenkanal | Hindol SDH(Dhenkanal) | Labour Table | SDHHINDOL014 | Labour Room(Hindol SDH) | Deepak Enterprises | labour table. | 0 | 2005-10-25 | No |  | No |  | Functional | 7500
34 | Odisha | Dhenkanal | Hindol SDH(Dhenkanal) | Labour Table | SDHHINDOL015 | Labour Room(Hindol SDH) | Deepak Enterprises | labour table. | 0 | 2005-10-25 | No |  | No |  | Functional | 7500
35 | Odisha | Dhenkanal | Hindol SDH(Dhenkanal) | Nebulizer | 019244-04-09-01 | Labour Room(Hindol SDH) | Emed | A 410 | 0 | 2013-04-02 | No |  | No |  | Non-functional | 2500
36 | Odisha | Dhenkanal | Hindol SDH(Dhenkanal) | Nebulizer | 411203 | Labour Room(Hindol SDH) | Dr Morepen | CN-01 | 0 | 2013-04-02 | No |  | No |  | Functional | 2500
37 | Odisha | Dhenkanal | Hindol SDH(Dhenkanal) | Operating microscope | SDHHINDOL048 | EYE(Hindol SDH) | GUARDIAN | OPLINE | 0 | 2006-04-02 | No |  | No |  | Functional | 800000
38 | Odisha | Dhenkanal | Hindol SDH(Dhenkanal) | Operating microscope | 3310130006 | EYE(Hindol SDH) | Appasamy | AAOM-2000 | 0 | 2006-04-02 | No |  | No |  | Functional | 800000
39 | Odisha | Dhenkanal | Hindol SDH(Dhenkanal) | OT Light | SDHHINDOL003 | OT(Hindol SDH) | Surgicoin | CBC-7AR | 0 | 2005-10-25 | No |  | No |  | Functional | 130000
40 | Odisha | Dhenkanal | Hindol SDH(Dhenkanal) | OT Stand light.. | SDHHINDOL050 | EYE(Hindol SDH) | Arco | OT Stand Light | 0 | 2006-04-02 | No |  | No |  | Non-functional | 25000
41 | Odisha | Dhenkanal | Hindol SDH(Dhenkanal) | OT Stand light.. | SDHHINDOL002 | OT(Hindol SDH) | Surgident | OT Stand Light | 0 | 2005-10-25 | No |  | No |  | Functional | 25000
42 | Odisha | Dhenkanal | Hindol SDH(Dhenkanal) | OT Stand light.. | SDHHINDOL049 | EYE(Hindol SDH) | Arco | OT Stand Light | 0 | 2006-04-02 | No |  | No |  | Non-functional | 25000
43 | Odisha | Dhenkanal | Hindol SDH(Dhenkanal) | OT Table | SDHHINDOL032 | PPC(Hindol SDH) | Surgicoin Medequip Pvt Ltd | OT table | 0 | 2005-10-25 | No |  | No |  | Functional | 200000
44 | Odisha | Dhenkanal | Hindol SDH(Dhenkanal) | OT Table | SDHHINDOL027 | OT(Hindol SDH) | Cognet | IS5291 | 0 | 2005-10-25 | No |  | No |  | Functional | 200000
45 | Odisha | Dhenkanal | Hindol SDH(Dhenkanal) | OT Table | 3101120497 | EYE(Hindol SDH) | Appasamy | AAOT | 0 | 2006-04-02 | No |  | No |  | Functional | 200000
46 | Odisha | Dhenkanal | Hindol SDH(Dhenkanal) | OT table Hydrolic | SDHHINDOL001 | OT(Hindol SDH) | Surgicoin | Hydrolic OT table | 0 | 2005-10-25 | No |  | No |  | Functional | 200000
47 | Odisha | Dhenkanal | Hindol SDH(Dhenkanal) | Oxygen Concentrator | AXTCOM5972 | NBSU(Hindol SDH) | M/s BPL limited | OG4202 | 0 | 2011-08-10 | No |  | No |  | Non-functional | 36000
48 | Odisha | Dhenkanal | Hindol SDH(Dhenkanal) | Phototherapy unit | SDHHINDOL023 | NBSU(Hindol SDH) | Delta Co. | TUBE TYPE | 0 | 2005-10-25 | No |  | No |  | Functional | 35000
49 | Odisha | Dhenkanal | Hindol SDH(Dhenkanal) | Phototherapy unit | SDHHINDOL024 | NBSU(Hindol SDH) | Delta Co. | TUBE TYPE | 0 | 2005-10-25 | No |  | No |  | Functional | 35000
50 | Odisha | Dhenkanal | Hindol SDH(Dhenkanal) | Portable Autoclave | SDHHINDOL041 | Store(Hindol SDH) | M/s York Scientific Industries Pvt Ltd | YSI - 401 | 0 | 2005-10-25 | No |  | No |  | Functional | 25000
51 | Odisha | Dhenkanal | Hindol SDH(Dhenkanal) | QBC Capillary Centrifuse | 515190014 | Pathology(Hindol SDH) | LiLac Medicare (P) Ltd | Parafuse | 105840 | 2014-04-06 | Yes | 2016-04-05 | No |  | Functional | 60000
52 | Odisha | Dhenkanal | Hindol SDH(Dhenkanal) | QBC Microscope. | 14C0810 | Pathology(Hindol SDH) | Magnus | MLXi | 28800 | 2014-04-06 | Yes | 2016-04-05 | No |  | Functional | 120000
53 | Odisha | Dhenkanal | Hindol SDH(Dhenkanal) | Radiant Warmer | 1.41507E+11 | NBSU(Hindol SDH) | Nice Neotech | NICE 2000 | 0 | 2013-04-02 | No |  | No |  | Functional | 60000
54 | Odisha | Dhenkanal | Hindol SDH(Dhenkanal) | Radiant Warmer | SDHHINDOL022 | NBSU(Hindol SDH) | Delta Co. | SR50 | 0 | 2005-10-25 | No |  | No |  | Functional | 60000
55 | Odisha | Dhenkanal | Hindol SDH(Dhenkanal) | Radiant Warmer | 1.41507E+11 | NBSU(Hindol SDH) | Nice Neotech | NICE 2000 | 0 | 2013-03-25 | No |  | No |  | Functional | 60000
56 | Odisha | Dhenkanal | Hindol SDH(Dhenkanal) | Radiant Warmer | SDHHINDOL012 | NBSU(Hindol SDH) | Pragati Medical System | PMS-8000 | 0 | 2013-03-25 | No |  | No |  | Functional | 60000
57 | Odisha | Dhenkanal | Hindol SDH(Dhenkanal) | Radiant Warmer | SDHHINDOL013 | NBSU(Hindol SDH) | Pragati Medical System | PMS-8000 | 0 | 2013-03-25 | No |  | No |  | Functional | 60000
58 | Odisha | Dhenkanal | Hindol SDH(Dhenkanal) | Radiant Warmer | SDHHINDOL021 | NBSU(Hindol SDH) | Medichem Electronics | radiant warmer | 0 | 2013-04-02 | No |  | No |  | Functional | 60000
59 | Odisha | Dhenkanal | Hindol SDH(Dhenkanal) | Slit Lamp | SDHHINDOL047 | EYE(Hindol SDH) | Appasamy | AIA112S | 0 | 2006-04-02 | No |  | No |  | Functional | 100000
60 | Odisha | Dhenkanal | Hindol SDH(Dhenkanal) | Slit Lamp | 1501130949 | EYE(Hindol SDH) | Appasamy | AIA112S | 0 | 2006-04-02 | No |  | No |  | Functional | 100000
61 | Odisha | Dhenkanal | Hindol SDH(Dhenkanal) | Sucction Apparatus.. | SDHINDOL005 | OT(Hindol SDH) | Anand Surgical Industries | OP-108 | 0 | 2005-10-25 | No |  | No |  | Functional | 3500
62 | Odisha | Dhenkanal | Hindol SDH(Dhenkanal) | Suction apparatus | SDHHINDOL016 | Labour Room(Hindol SDH) | Supreme | Instaavac | 11500 | 2014-04-02 | No |  | No |  | Functional | 10000
63 | Odisha | Dhenkanal | Hindol SDH(Dhenkanal) | Suction apparatus | SDHHINDOL020 | Labour Room(Hindol SDH) | Anand Surgical Industries | Surgix | 0 | 2005-10-25 | No |  | No |  | Functional | 10000
64 | Odisha | Dhenkanal | Hindol SDH(Dhenkanal) | Suction apparatus | SDHHINDOL017 | Labour Room(Hindol SDH) | ANAND | sucction apparatus01 | 0 | 2005-10-25 | No |  | No |  | Functional | 10000
65 | Odisha | Dhenkanal | Hindol SDH(Dhenkanal) | Suction M/C(Foot Op.) | SDHHINDOL018 | Labour Room(Hindol SDH) | Anand Surgical Industries | 7-B | 0 | 2005-10-25 | No |  | No |  | Functional | 5000
66 | Odisha | Dhenkanal | Hindol SDH(Dhenkanal) | Suction M/C(Foot Op.) | SDHHINDOL026 | Labour Room(Hindol SDH) | Anand Surgical Industries | 7-B | 0 | 2015-03-31 | No |  | No |  | Functional | 5000
[13 empty] | Total Functional : 53 Total Non-Functional : 9 | [5 empty] | 5164500
Name of Institution : Anlabereni CHC(Dhenkanal) Institution Type : CHC
1 | Odisha | Dhenkanal | Anlabereni CHC(Dhenkanal) | Focus Light | CHCANBRN007 | OT(Anlabereni CHC) | Sparx | Focus | 0 | 2005-10-26 | No |  | No |  | Functional | 10000
2 | Odisha | Dhenkanal | Anlabereni CHC(Dhenkanal) | Instrument Sterilizer | CHCANBRN005 | OT(Anlabereni CHC) | Atlas | instrument steriliser0I | 0 | 2005-10-26 | No |  | No |  | Functional | 5000
3 | Odisha | Dhenkanal | Anlabereni CHC(Dhenkanal) | Instrument Sterilizer | CHCANBRN006 | OT(Anlabereni CHC) | Atlas | instrument steriliser0I | 0 | 2005-10-26 | No |  | No |  | Functional | 5000
4 | Odisha | Dhenkanal | Anlabereni CHC(Dhenkanal) | Labour Table | CHCANBRN014 | Labour Room(Anlabereni CHC) | Royale safe | RS/ET1 | 0 | 2011-08-28 | No |  | No |  | Functional | 7500
5 | Odisha | Dhenkanal | Anlabereni CHC(Dhenkanal) | Labour Table | CHCANBRN011 | Labour Room(Anlabereni CHC) | Deepak Enterprises | Labour Table | 0 | 2005-10-25 | No |  | No |  | Functional | 7500
6 | Odisha | Dhenkanal | Anlabereni CHC(Dhenkanal) | Labour Table | CHCANBRN012 | Labour Room(Anlabereni CHC) | Deepak Enterprises | Labour Table | 0 | 2005-10-25 | No |  | No |  | Functional | 7500
7 | Odisha | Dhenkanal | Anlabereni CHC(Dhenkanal) | Labour Table | CHCANBRN013 | Labour Room(Anlabereni CHC) | Royale safe | RS/ET1 | 0 | 2011-08-28 | No |  | No |  | Functional | 7500
8 | Odisha
9 | Odisha | Dhenkanal | Anlabereni CHC(Dhenkanal) | OT Light | CHCANBRN0002 | OT(Anlabereni CHC) | Multilux | Coolexcs28 | 0 | 2005-10-26 | No |  | No |  | Functional | 130000
10 | Odisha | Dhenkanal | Anlabereni CHC(Dhenkanal) | OT Table | CHCANBRN001 | OT(Anlabereni CHC) | Surgicoin Medequip Pvt Ltd | HYDROLIC | 31450 | 2005-10-26 | No |  | No |  | Functional | 200000
11 | Odisha | Dhenkanal | Anlabereni CHC(Dhenkanal) | Portable Autoclave | CHCANBRN009 | Labour Room(Anlabereni CHC) | M/s York Scientific Industries Pvt Ltd | YSI - 401 | 0 | 2005-10-25 | No |  | No |  | Functional | 25000
12 | Odisha | Dhenkanal | Anlabereni CHC(Dhenkanal) | Pulse Oximeter | CHCANBRN019 | Labour Room(Anlabereni CHC) | Med Corp | FINGER TIP | 4500 | 2013-11-15 | No |  | No |  | Functional | 40000
13 | Odisha | Dhenkanal | Anlabereni CHC(Dhenkanal) | Radiant Warmer | 1045/2010 | OT(Anlabereni CHC) | SHREEYASH | First Care | 38000 | 2010-10-18 | No |  | No |  | Functional | 60000
14 | Odisha | Dhenkanal | Anlabereni CHC(Dhenkanal) | Radiant Warmer | CHCANBRN010 | Labour Room(Anlabereni CHC) | Pragati Medical System | PMS-8000 | 0 | 2013-03-25 | No |  | No |  | Functional | 60000
15 | Odisha | Dhenkanal | Anlabereni CHC(Dhenkanal) | Suction apparatus | CHCANBRN004 | OT(Anlabereni CHC) | Supreme | Instaavac | 11500 | 2014-03-31 | No |  | No |  | Functional | 10000
16 | Odisha | Dhenkanal | Anlabereni CHC(Dhenkanal) | Suction M/C(Foot Op.) | CHCANBRN017 | Labour Room(Anlabereni CHC) | Zeal Medical Pvt Ltd | Suc-1001 | 0 | 2011-08-08 | No |  | No |  | Functional | 5000
17 | Odisha | Dhenkanal | Anlabereni CHC(Dhenkanal) | X-RAY | CHCANBRN018 | Radiology(Anlabereni CHC) | Siemens | VERTIX I | 200824 | 1995-03-19 | No |  | No |  | Functional | 350000
[13 empty] | Total Functional : 16 | [5 empty] | 930000
Name of Institution : Beltikiri CHC(Dhenkanal) Institution Type : CHC
1 | Odisha | Dhenkanal | Beltikiri CHC(Dhenkanal) | Baby Weighing Machine | CHCBLTKR016 | Labour Room(Beltikiri CHC) | CROWN | BABY | 0 | 2012-08-08 | No |  | No |  | Functional | 5000
2 | Odisha | Dhenkanal | Beltikiri CHC(Dhenkanal) | Binacular Microscope | 3.20009E+11 | Pathology(Beltikiri CHC) | MLW | MLW lab | 0 | 2006-10-25 | No |  | No |  | Non-functional | 30000
3 | Odisha | Dhenkanal | Beltikiri CHC(Dhenkanal) | Binacular Microscope | 522675 | Pathology(Beltikiri CHC) | Nikon | YS-100 | 0 | 2009-04-02 | No |  | No |  | Functional | 30000
4 | Odisha | Dhenkanal | Beltikiri CHC(Dhenkanal) | Binacular Microscope | CHCBLTKR011 | Pathology(Beltikiri CHC) | M/s Labovision India | COX-10B | 0 | 2005-10-26 | No |  | No |  | Functional | 30000
5 | Odisha | Dhenkanal | Beltikiri CHC(Dhenkanal) | Deep Freezer | CHCBLTKR012 | Immunisation(Beltikiri CHC) | Haier | HBD11 | 0 | 2008-02-17 | No |  | No |  | Functional | 150000
6 | Odisha | Dhenkanal | Beltikiri CHC(Dhenkanal) | Digital Weighing M/C | PPO1040601 | Labour Room(Beltikiri CHC) | Leica | Digital weight machine | 0 | 2013-05-02 | No |  | No |  | Functional | 5000
7 | Odisha | Dhenkanal | Beltikiri CHC(Dhenkanal) | Fetal Doppler | 306FQ342680 | Labour Room(Beltikiri CHC) | Life-line | FD 01 | 7000 | 2014-03-26 | No |  | No |  | Functional | 3000
8 | Odisha | Dhenkanal | Beltikiri CHC(Dhenkanal) | Ice Lined Refrigerator | BEO4GOE0100BQ87MO290 | Immunisation(Beltikiri CHC) | Haier | HBD286 | 0 | 2008-02-17 | No |  | No |  | Functional | 45000
9 | Odisha
10 | Odisha | Dhenkanal | Beltikiri CHC(Dhenkanal) | Instrument Sterilizer | CHCBLTKR005 | OT(Beltikiri CHC) | Atlas | Instrument Sterilizer | 0 | 2014-03-26 | No |  | No |  | Functional | 5000
11 | Odisha | Dhenkanal | Beltikiri CHC(Dhenkanal) | Labour Table | CHCBLTKR014 | Labour Room(Beltikiri CHC) | Deepak Enterprises | Labour Table | 0 | 2005-10-25 | No |  | No |  | Functional | 7500
12 | Odisha | Dhenkanal | Beltikiri CHC(Dhenkanal) | Nebulizer | 412299 | Labour Room(Beltikiri CHC) | Phillips Electronics India Limited | Familly | 0 | 2013-05-02 | No |  | No |  | Functional | 2500
13 | Odisha | Dhenkanal | Beltikiri CHC(Dhenkanal) | Needle Cutter | CHCBLTKR009 | OT(Beltikiri CHC) | Others | Needle Cutter | 550 | 2014-03-26 | No |  | No |  | Functional | 2000
14 | Odisha | Dhenkanal | Beltikiri CHC(Dhenkanal) | Needle Cutter | CHCBLTKR010 | OT(Beltikiri CHC) | Others | Needle Cutter | 550 | 2014-03-26 | No |  | No |  | Functional | 2000
15 | Odisha | Dhenkanal | Beltikiri CHC(Dhenkanal) | Needle Cutter | CHCBLTKR007 | OT(Beltikiri CHC) | Others | Needle Cutter | 550 | 2014-03-26 | No |  | No |  | Functional | 2000
16 | Odisha | Dhenkanal | Beltikiri CHC(Dhenkanal) | Needle Cutter | CHCBLTKR008 | OT(Beltikiri CHC) | Others | Needle Cutter | 550 | 2014-03-26 | No |  | No |  | Functional | 2000
17 | Odisha | Dhenkanal | Beltikiri CHC(Dhenkanal) | OT Light | CHCBLTKR001 | Labour Room(Beltikiri CHC) | Surgident | OT light mobile | 0 | 2005-10-25 | No |  | No |  | Functional | 130000
18 | Odisha | Dhenkanal | Beltikiri CHC(Dhenkanal) | OT Light Celling | CHCBLTKR002 | OT(Beltikiri CHC) | Deepak Enterprises | DEO 885M | 0 | 2005-10-20 | No |  | No |  | Functional | 200000
19 | Odisha | Dhenkanal | Beltikiri CHC(Dhenkanal) | OT Table | CHCBLTKR002 | OT(Beltikiri CHC) | Surgicoin Medequip Pvt Ltd | HYDROLIC | 0 | 2005-10-25 | No |  | No |  | Functional | 200000
20 | Odisha | Dhenkanal | Beltikiri CHC(Dhenkanal) | Portable Autoclave | CHCBLTKR004 | OT(Beltikiri CHC) | M/s York Scientific Industries Pvt Ltd | YSI - 401 | 0 | 2005-10-25 | No |  | No |  | Functional | 25000
21 | Odisha | Dhenkanal | Beltikiri CHC(Dhenkanal) | Pulse Oximeter | DQ120910439 | OT(Beltikiri CHC) | Life-line | LifeLine-Alpha | 0 | 2014-03-26 | No |  | No |  | Functional | 40000
22 | Odisha | Dhenkanal | Beltikiri CHC(Dhenkanal) | Radiant Warmer | CHCBLTKR013 | Labour Room(Beltikiri CHC) | Pragati Medical System | PMS-8000 | 0 | 2012-12-08 | No |  | No |  | Functional | 60000
23 | Odisha | Dhenkanal | Beltikiri CHC(Dhenkanal) | Suction apparatus | CHCBLTKR015 | Labour Room(Beltikiri CHC) | Master Care | Delux | 12500 | 2014-03-25 | No |  | No |  | Functional | 10000
24 | Odisha | Dhenkanal | Beltikiri CHC(Dhenkanal) | Suction M/C(Foot Op.) | CHCBLTKR006 | OT(Beltikiri CHC) | Anand Surgical Industries | 7-B | 5500 | 2014-03-26 | No |  | No |  | Functional | 5000
[13 empty] | Total Functional : 22 Total Non-Functional : 1 | [5 empty] | 991000
Name of Institution : Bhapur AH(Dhenkanal) Institution Type : AH
1 | Odisha | Dhenkanal | Bhapur AH(Dhenkanal) | Fetal Doppler | FQ1465 | Labour Room(Bhapur AH) | Nehar | READY DOPP | 0 | 2015-03-30 | No |  | No |  | Functional | 3000
2 | Odisha | Dhenkanal | Bhapur AH(Dhenkanal) | Focus Light | AHBHAPUR006 | Labour Room(Bhapur AH) | Sparx | Focus | 0 | 2006-10-25 | No |  | No |  | Functional | 10000
3 | Odisha | Dhenkanal | Bhapur AH(Dhenkanal) | Instrument Sterilizer | AHBHAPUR005 | Labour Room(Bhapur AH) | Atlas | Instrument Sterilizer | 0 | 2006-10-25 | No |  | No |  | Functional | 5000
4 | Odisha | Dhenkanal | Bhapur AH(Dhenkanal) | Labour Table | AHBHAPUR002 | Labour Room(Bhapur AH) | Royale safe | RS/ET1 | 8714 | 2011-08-08 | No |  | No |  | Functional | 7500
5 | Odisha | Dhenkanal | Bhapur AH(Dhenkanal) | Labour Table | AHBHAPUR001 | Labour Room(Bhapur AH) | Royale safe | RS/ET1 | 8714 | 2011-08-08 | No |  | No |  | Functional | 7500
6 | Odisha | Dhenkanal | Bhapur AH(Dhenkanal) | Portable Autoclave | AHBHAPUR003 | Labour Room(Bhapur AH) | M/s York Scientific Industries Pvt Ltd | YSI - 401 | 0 | 2006-10-25 | No |  | No |  | Functional | 25000
7 | Odisha | Dhenkanal | Bhapur AH(Dhenkanal) | Radiant Warmer | AHBHAPUR007 | Labour Room(Bhapur AH) | Pragati Medical System | PMS-8000 | 0 | 2013-03-25 | No |  | No |  | Functional | 60000
8 | Odisha | Dhenkanal | Bhapur AH(Dhenkanal) | Suction apparatus | AHBHAPUR004 | Labour Room(Bhapur AH) | ANAND SURGICAL INDUSTRIES (INDIA) | Surgi-Vac | 0 | 2006-10-25 | No |  | No |  | Functional | 10000
[13 empty] | Total Functional : 8 | [5 empty] | 128000
Name of Institution : Bhuban CHC(Dhenkanal) Institution Type : CHC
1 | Odisha | Dhenkanal | Bhuban CHC(Dhenkanal) | 100 MA X-RAY | 4G122 | Radiology(Bhuban CHC) | MEDITRONICS Healthcare and Imaging | DIAGNOX 100 | 163000 | 2004-09-14 | No |  | No |  | Functional | 200000
2 | Odisha | Dhenkanal | Bhuban CHC(Dhenkanal) | AIR EATHER MACHINE | CHCBHBN015 | OT(Bhuban CHC) | HOSPITECH | MINI COMPACT | 0 | 2005-02-15 | No |  | No |  | Functional | 20000
3 | Odisha | Dhenkanal | Bhuban CHC(Dhenkanal) | Autoclave | CHCBHBN038 | OT(Bhuban CHC) | Narayan Industries | Vertical | 0 | 2004-02-16 | No |  | No |  | Functional | 10000
4 | Odisha | Dhenkanal | Bhuban CHC(Dhenkanal) | Baby Weighing Machine | CHCBHBN045 | Labour Room(Bhuban CHC) | SMART CARE | SCS2010 | 4890 | 2015-03-31 | Yes | 2016-03-30 | No |  | Functional | 5000
5 | Odisha | Dhenkanal | Bhuban CHC(Dhenkanal) | Baby Weighing Machine | CHCBHBN006 | Labour Room(Bhuban CHC) | CROWN | BABY | 0 | 2012-03-31 | No |  | No |  | Functional | 5000
6 | Odisha | Dhenkanal | Bhuban CHC(Dhenkanal) | Binacular Microscope | 5214 | BSU(Bhuban CHC) | Adelta Optec | DN10 | 0 | 2006-01-27 | No |  | No |  | Non-functional | 30000
7 | Odisha | Dhenkanal | Bhuban CHC(Dhenkanal) | Blood Storage Unit | 04D231 | BSU(Bhuban CHC) | Yorco | YS1-572 | 0 | 2006-07-21 | No |  | No |  | Functional | 200000
8 | Odisha | Dhenkanal | Bhuban CHC(Dhenkanal) | Centrifuse Machine | JKLC-7935 | BSU(Bhuban CHC) | Remi Elektrotechnik Limited | C-852 | 5188 | 2006-01-27 | No |  | No |  | Functional | 45000
9 | Odisha | Dhenkanal | Bhuban CHC(Dhenkanal) | Centrifuse M/C | HMLC6500 | Store(Bhuban CHC) | Remi Elektrotechnik Limited | RM12CBL | 9200 | 2004-10-15 | No |  | No |  | Functional | 45000
10 | Odisha | Dhenkanal | Bhuban CHC(Dhenkanal) | Colorimeter | EL0910804MRK | Pathology(Bhuban CHC) | M/s Merck Limited India | Eazylab | 0 | 2005-07-29 | No |  | No |  | Functional | 5000
11 | Odisha | Dhenkanal | Bhuban CHC(Dhenkanal) | Deep Freezer | 84909521 | Immunization(Bhuban CHC) | Vestfrost | MK144 | 0 | 2002-03-06 | No |  | No |  | Functional | 150000
12 | Odisha | Dhenkanal | Bhuban CHC(Dhenkanal) | Distilled Water Plant | CHCBHBN017 | Pathology(Bhuban CHC) | Yorco | Steri | 0 | 2006-10-10 | No |  | No |  | Non-functional | 25000
13 | Odisha | Dhenkanal | Bhuban CHC(Dhenkanal) | ECG Machine | 30648009 | Radiology(Bhuban CHC) | Maestros | magicR | 13036 | 2006-06-26 | No |  | No |  | Non-functional | 60000
14 | Odisha | Dhenkanal | Bhuban CHC(Dhenkanal) | Electric Light Cautrey | CHCBHBN046 | OT(Bhuban CHC) | Delta Co. | Electrolyte Cautery-01 | 0 | 2005-04-06 | No |  | No |  | Functional | 200000
15 | Odisha | Dhenkanal | Bhuban CHC(Dhenkanal) | Electric Light Cautrey | CHCBHBN039 | OT(Bhuban CHC) | Delta Co. | Electrolyte Cautery-01 | 0 | 2005-04-06 | No |  | No |  | Functional | 200000
16 | Odisha | Dhenkanal | Bhuban CHC(Dhenkanal) | Fetal Monitor | 30242078 | Labour Room(Bhuban CHC) | Maestros | Fetal Monitor | 176073 | 2006-06-29 | No |  | No |  | Non-functional | 60000
17 | Odisha | Dhenkanal | Bhuban CHC(Dhenkanal) | Fetal Monitor | 30242073 | Labour Room(Bhuban CHC) | Maestros | Fetal Monitor | 176073 | 2006-06-29 | No |  | No |  | Non-functional | 60000
18 | Odisha | Dhenkanal | Bhuban CHC(Dhenkanal) | Floroscence Light Source | A01145 | Pathology(Bhuban CHC) | LiLac Medicare (P) Ltd | Paralence Advance | 293400 | 2014-04-05 | Yes | 2016-04-04 | No |  | Functional | 300000
19 | Odisha | Dhenkanal | Bhuban CHC(Dhenkanal) | Glucometer | 40240417 | Pathology(Bhuban CHC) | Hypoguard | Others 31 | 1190 | 2007-01-30 | No |  | No |  | Functional | 1000
20 | Odisha | Dhenkanal | Bhuban CHC(Dhenkanal) | Glucometer | 40241689 | Pathology(Bhuban CHC) | Hypoguard | Others 31 | 1190 | 2007-01-30 | No |  | No |  | Functional | 1000
21 | Odisha | Dhenkanal | Bhuban CHC(Dhenkanal) | Hematology Analyser | 505190004 | Pathology(Bhuban CHC) | LiLac Medicare (P) Ltd | Auto read plus | 650700 | 2014-04-05 | Yes | 2016-04-04 | No |  | Functional | 250000
22 | Odisha | Dhenkanal | Bhuban CHC(Dhenkanal) | Ice Lined Refrigerator | 24511559 | Immunization(Bhuban CHC) | Vestfrost | ME144 | 0 | 2002-03-03 | No |  | No |  | Functional | 45000
23 | Odisha | Dhenkanal | Bhuban CHC(Dhenkanal) | Incubator | CHCBHBN026 | BSU(Bhuban CHC) | Unilab | BH-177 | 0 | 2006-07-21 | No |  | No |  | Functional | 20000
24 | Odisha | Dhenkanal | Bhuban CHC(Dhenkanal) | Infrared Thermometer | CHCBHBN043 | Labour Room(Bhuban CHC) | SMART CARE | Smart Thermo meter | 3700 | 2015-03-31 | Yes | 2016-03-30 | No |  | Functional | 3000
25 | Odisha
26 | Odisha
27 | Odisha
28 | Odisha | Dhenkanal | Bhuban CHC(Dhenkanal) | Instrument Sterilizer | CHCBHBN031 | Store(Bhuban CHC) | Equipment De Chandigarh | Stove Heated | 1425 | 2004-03-17 | No |  | No |  | Functional | 5000
29 | Odisha | Dhenkanal | Bhuban CHC(Dhenkanal) | Instrument Sterilizer | CHCBHBN035 | Store(Bhuban CHC) | Equipment De Chandigarh | Stove Heated | 1425 | 2004-03-17 | No |  | No |  | Functional | 5000
30 | Odisha | Dhenkanal | Bhuban CHC(Dhenkanal) | Instrument Sterilizer | CHCBHBN034 | Store(Bhuban CHC) | Equipment De Chandigarh | Stove Heated | 1425 | 2004-03-17 | No |  | No |  | Functional | 5000
31 | Odisha | Dhenkanal | Bhuban CHC(Dhenkanal) | Instrument Sterilizer | CHCBHBN033 | Store(Bhuban CHC) | Equipment De Chandigarh | Stove Heated | 1425 | 2004-03-17 | No |  | No |  | Functional | 5000
32 | Odisha | Dhenkanal | Bhuban CHC(Dhenkanal) | Instrument Sterilizer | CHCBHBN032 | Store(Bhuban CHC) | Equipment De Chandigarh | Stove Heated | 1425 | 2004-03-17 | No |  | No |  | Functional | 5000
33 | Odisha | Dhenkanal | Bhuban CHC(Dhenkanal) | Instrument Sterilizer | CHCBHBN030 | Store(Bhuban CHC) | Equipment De Chandigarh | Stove Heated | 1425 | 2004-03-17 | No |  | No |  | Functional | 5000
34 | Odisha | Dhenkanal | Bhuban CHC(Dhenkanal) | Instrument Sterilizer | CHCBHBN029 | Store(Bhuban CHC) | Equipment De Chandigarh | Stove Heated | 1425 | 2004-03-17 | No |  | No |  | Functional | 5000
35 | Odisha | Dhenkanal | Bhuban CHC(Dhenkanal) | Instrument Sterilizer | CHCBHBN028 | Store(Bhuban CHC) | Equipment De Chandigarh | Stove Heated | 1425 | 2004-03-17 | No |  | No |  | Functional | 5000
36 | Odisha | Dhenkanal | Bhuban CHC(Dhenkanal) | Instrument Sterilizer | CHCBHBN022 | Store(Bhuban CHC) | Atlas | instrument steriliser0I | 1907 | 2005-10-21 | No |  | No |  | Functional | 5000
37 | Odisha | Dhenkanal | Bhuban CHC(Dhenkanal) | Instrument Sterilizer | CHCBHBN019 | Store(Bhuban CHC) | Track Manufacturing Co Pvt Ltd | TSP006 | 0 | 2013-11-15 | No |  | No |  | Functional | 5000
38 | Odisha | Dhenkanal | Bhuban CHC(Dhenkanal) | Instrument Sterilizer | CHCBHBN013 | OT(Bhuban CHC) | Atlas | instrument steriliser0I | 1907 | 2004-10-08 | No |  | No |  | Functional | 5000
39 | Odisha | Dhenkanal | Bhuban CHC(Dhenkanal) | Instrument Sterilizer | CHCBHBN005 | Labour Room(Bhuban CHC) | Atlas | instrument steriliser0I | 1907 | 2004-10-08 | No |  | No |  | Non-functional | 5000
40 | Odisha
41 | Odisha | Dhenkanal | Bhuban CHC(Dhenkanal) | Labour Table | CHCBHBN042 | Labour Room(Bhuban CHC) | Shreegopal Surgicals | Labour Table | 11900 | 2012-03-31 | No |  | No |  | Functional | 7500
42 | Odisha | Dhenkanal | Bhuban CHC(Dhenkanal) | Labour Table | CHCBHBN007 | Labour Room(Bhuban CHC) | Surgicoin | Labour table0A | 0 | 2004-11-11 | No |  | No |  | Functional | 7500
43 | Odisha | Dhenkanal | Bhuban CHC(Dhenkanal) | Labour Table | CHCBHBN018 | Labour Room(Bhuban CHC) | Royale safe | RS/ET1 | 0 | 2013-05-04 | No |  | No |  | Functional | 7500
44 | Odisha | Dhenkanal | Bhuban CHC(Dhenkanal) | Labour Table | CHCBHBN041 | OT(Bhuban CHC) | EASTERN SERVICES AND SUPPLIERS KOLKATT | Labour Table | 6300 | 2004-02-16 | No |  | No |  | Non-functional | 7500
45 | Odisha
46 | Odisha
47 | Odisha | Dhenkanal | Bhuban CHC(Dhenkanal) | MicroScope Binacular | 522672 | Pathology(Bhuban CHC) | Nikon | YS100 | 0 | 2006-01-27 | No |  | No |  | Functional | 30000
48 | Odisha | Dhenkanal | Bhuban CHC(Dhenkanal) | MORTUARY | CHCBHBN008 | Mortuary(Bhuban CHC) | Spectrum Scientific | Two Body Mortuary | 0 | 2004-11-18 | No |  | No |  | Functional | 100000
49 | Odisha | Dhenkanal | Bhuban CHC(Dhenkanal) | Needle Cutter | CHCBHBN045 | Labour Room(Bhuban CHC) | SMART CARE | Needle Cutter | 2150 | 2015-03-31 | No |  | No |  | Functional | 2000
50 | Odisha | Dhenkanal | Bhuban CHC(Dhenkanal) | OT Light | CHCBHBN014 | OT(Bhuban CHC) | Surgident | OT light mobile | 0 | 2006-05-08 | No |  | No |  | Non-functional | 130000
51 | Odisha | Dhenkanal | Bhuban CHC(Dhenkanal) | OT Light Celling | CHCBHBN011 | OT(Bhuban CHC) | Surgicoin | CBC-7AR. | 0 | 2004-11-11 | No |  | No |  | Non-functional | 200000
52 | Odisha | Dhenkanal | Bhuban CHC(Dhenkanal) | OT Table | CHCBHBN012 | OT(Bhuban CHC) | Cognet | IS5291 | 0 | 2004-10-25 | No |  | No |  | Functional | 200000
53 | Odisha | Dhenkanal | Bhuban CHC(Dhenkanal) | Phototherapy unit | CHCBHBN010 | Labour Room(Bhuban CHC) | Delta Co. | TUBE TYPE | 5400 | 2004-10-25 | No |  | No |  | Non-functional | 35000
54 | Odisha | Dhenkanal | Bhuban CHC(Dhenkanal) | Phototherapy unit | CHCBHBN009 | Labour Room(Bhuban CHC) | Delta Co. | TUBE TYPE | 5400 | 2004-10-25 | No |  | No |  | Non-functional | 35000
55 | Odisha | Dhenkanal | Bhuban CHC(Dhenkanal) | Portable Autoclave | CHCBHBN016 | PPC(Bhuban CHC) | M/s York Scientific Industries Pvt Ltd | YSI - 401 | 0 | 2005-02-15 | No |  | No |  | Functional | 25000
56 | Odisha | Dhenkanal | Bhuban CHC(Dhenkanal) | Pulse Oximeter | ST01-0461 | OT(Bhuban CHC) | SMART CARE | A 5 | 4800 | 2015-03-31 | Yes | 2016-03-30 | No |  | Functional | 40000
57 | Odisha | Dhenkanal | Bhuban CHC(Dhenkanal) | QBC Capillary Centrifuse | 515180012 | Pathology(Bhuban CHC) | LiLac Medicare (P) Ltd | Parafuse | 105840 | 2014-04-05 | Yes | 2016-04-04 | No |  | Functional | 60000
58 | Odisha | Dhenkanal | Bhuban CHC(Dhenkanal) | QBC Microscope. | 14C0819 | Pathology(Bhuban CHC) | Magnus | MLXi | 28800 | 2014-04-05 | Yes | 2016-04-04 | No |  | Functional | 120000
59 | Odisha | Dhenkanal | Bhuban CHC(Dhenkanal) | Radiant Warmer | SRHW-307-34 | Labour Room(Bhuban CHC) | Delta Co. | SR50 | 19600 | 2004-10-25 | No |  | No |  | Non-functional | 60000
60 | Odisha | Dhenkanal | Bhuban CHC(Dhenkanal) | Radiant Warmer | CHCBHBN003 | Labour Room(Bhuban CHC) | Pragati Medical System | PMS2017 | 0 | 2011-07-05 | No |  | No |  | Functional | 60000
61 | Odisha | Dhenkanal | Bhuban CHC(Dhenkanal) | Radiant Warmer | CHCBHBN002 | Labour Room(Bhuban CHC) | Pragati Medical System | PMS2017 | 0 | 2011-07-05 | No |  | No |  | Functional | 60000
62 | Odisha | Dhenkanal | Bhuban CHC(Dhenkanal) | Resuscitation kit | ERK307068 | Labour Room(Bhuban CHC) | Delta Co. | CPAP-I | 28400 | 2004-10-25 | No |  | No |  | Functional | 10000
63 | Odisha | Dhenkanal | Bhuban CHC(Dhenkanal) | Resuscitation kit | ERK307059 | Labour Room(Bhuban CHC) | Delta Co. | CPAP-I | 28400 | 2004-10-25 | No |  | No |  | Functional | 10000
64 | Odisha | Dhenkanal | Bhuban CHC(Dhenkanal) | Resuscitation kit | ERK307025 | Labour Room(Bhuban CHC) | Delta Co. | CPAP-I | 28400 | 2004-10-25 | No |  | No |  | Functional | 10000
65 | Odisha | Dhenkanal | Bhuban CHC(Dhenkanal) | Suction apparatus | CHCBHBN021 | Store(Bhuban CHC) | Supreme | Instaavac | 11500 | 2013-06-03 | No |  | No |  | Functional | 10000
66 | Odisha | Dhenkanal | Bhuban CHC(Dhenkanal) | Suction machine | CHCBHBN025 | Store(Bhuban CHC) | Anand Surgical Industries | Surgivac | 6875 | 2005-10-21 | No |  | No |  |  | 10000
67 | Odisha | Dhenkanal | Bhuban CHC(Dhenkanal) | Suction machine | CHCBHBN004 | Labour Room(Bhuban CHC) | M/S Medical Equipments and Instrument | SUCTION MICO | 9600 | 2012-03-31 | No |  | No |  | Non-functional | 10000
68 | Odisha | Dhenkanal | Bhuban CHC(Dhenkanal) | Suction M/C(Foot Op.) | CHCBHBN024 | Store(Bhuban CHC) | Anand Surgical Industries | 7-B | 1890 | 2003-02-11 | No |  | No |  | Functional | 5000
69 | Odisha | Dhenkanal | Bhuban CHC(Dhenkanal) | Suction M/C(Foot Op.) | CHCBHBN023 | Store(Bhuban CHC) | Anand Surgical Industries | 7-B | 1890 | 2003-02-11 | No |  | No |  | Functional | 5000
70 | Odisha | Dhenkanal | Bhuban CHC(Dhenkanal) | Vertical Autoclave | CHCBHBN037 | OT(Bhuban CHC) | Others | Autoclave Vertical | 0 | 2003-04-16 | No |  | No |  | Functional | 10000
71 | Odisha | Dhenkanal | Bhuban CHC(Dhenkanal) | X-RAY M/C (50MA) | CHCBHBN037 | Radiology(Bhuban CHC) | ELPRO | STALLION 50 | 0 | 1996-08-07 | No |  | No |  | Functional | 150000
[13 empty] | Total Functional : 52 Total Non-Functional : 13 | [5 empty] | 3417000
Name of Institution : Birasal CHC(Dhenkanal) Institution Type : CHC
1 | Odisha | Dhenkanal | Birasal CHC(Dhenkanal) | Autoclave. | CHCBRSL010 | Labour Room(Birasal CHC) | Surgicoin | Autoclave | 0 | 2006-10-26 | No |  | No |  | Functional | 10000
2 | Odisha | Dhenkanal | Birasal CHC(Dhenkanal) | Baby Weighing Machine | CHCBRSL008 | Labour Room(Birasal CHC) | CROWN | Baby Weighing Machine | 988 | 2011-11-22 | No |  | No |  | Functional | 5000
3 | Odisha | Dhenkanal | Birasal CHC(Dhenkanal) | Binacular Microscope | 27523 | Pathology(Birasal CHC) | FOCUS | BINOCULAR | 0 | 2006-09-29 | No |  | No |  | Functional | 30000
4 | Odisha | Dhenkanal | Birasal CHC(Dhenkanal) | Binacular Microscope | 9.024 | Pathology(Birasal CHC) | M/s Labovision India | COAX-10B | 0 | 2006-09-23 | No |  | No |  | Functional | 30000
5 | Odisha | Dhenkanal | Birasal CHC(Dhenkanal) | Binacular Microscope | 3.2001E+11 | Pathology(Birasal CHC) | MLW | MLW lab | 8500 | 2010-01-02 | No |  | No |  | Functional | 30000
6 | Odisha | Dhenkanal | Birasal CHC(Dhenkanal) | Binacular Microscope | 522330 | Pathology(Birasal CHC) | Nikon | YS-100 | 0 | 2009-08-27 | No |  | No |  | Functional | 30000
7 | Odisha | Dhenkanal | Birasal CHC(Dhenkanal) | BP Instrument | CHCBRSL004 | OT(Birasal CHC) | Elico | BP Instrument | 0 | 2011-06-16 | No |  | No |  | Non-functional | 2500
8 | Odisha | Dhenkanal | Birasal CHC(Dhenkanal) | BP Instrument | CHCBRSL006 | OT(Birasal CHC) | Elico | BP Instrument | 0 | 2011-06-16 | No |  | No |  | Non-functional | 2500
9 | Odisha | Dhenkanal | Birasal CHC(Dhenkanal) | BP Instrument | CHCBRSL002 | OT(Birasal CHC) | Elico | BP instrument. | 0 | 2011-06-16 | No |  | No |  | Functional | 2500
10 | Odisha | Dhenkanal | Birasal CHC(Dhenkanal) | BP Instrument | CHCBRSL003 | OT(Birasal CHC) | Elico | BP instrument. | 0 | 2011-06-16 | No |  | No |  | Functional | 2500
11 | Odisha | Dhenkanal | Birasal CHC(Dhenkanal) | BP Instrument | CHCBRSL005 | OT(Birasal CHC) | Elico | BP Instrument | 0 | 2011-06-16 | No |  | No |  | Non-functional | 2500
12 | Odisha | Dhenkanal | Birasal CHC(Dhenkanal) | Instrument Sterilizer | CHCBRSL013 | OT(Birasal CHC) | Atlas | instrument steriliser0I | 0 | 2006-10-26 | No |  | No |  | Functional | 5000
13 | Odisha | Dhenkanal | Birasal CHC(Dhenkanal) | Instrument Sterilizer | CHCBRSL015 | OT(Birasal CHC) | Atlas | instrument steriliser0I | 0 | 2006-10-26 | No |  | No |  | Non-functional | 5000
14 | Odisha | Dhenkanal | Birasal CHC(Dhenkanal) | Instrument Sterilizer | CHCBRSL014 | OT(Birasal CHC) | Atlas | instrument steriliser0I | 0 | 2006-10-26 | No |  | No |  | Non-functional | 5000
15 | Odisha
16 | Odisha
17 | Odisha | Dhenkanal | Birasal CHC(Dhenkanal) | Labour Table | CHCBRSL018 | Labour Room(Birasal CHC) | Deepak Enterprises | Labour Table | 0 | 2007-03-31 | No |  | No |  | Functional | 7500
18 | Odisha | Dhenkanal | Birasal CHC(Dhenkanal) | Labour Table | CHCBRSL020 | Labour Room(Birasal CHC) | Deepak Enterprises | Labour Table | 0 | 2007-03-31 | No |  | No |  | Functional | 7500
19 | Odisha | Dhenkanal | Birasal CHC(Dhenkanal) | Needle Cutter | CHCBRSL007 | Labour Room(Birasal CHC) | MCP | Needle Cutter | 2000 | 2011-06-16 | No |  | No |  | Functional | 2000
20 | Odisha | Dhenkanal | Birasal CHC(Dhenkanal) | OT Light Celling | CHCBRSL019 | OT(Birasal CHC) | Multilux | Coolex-CS28 | 0 | 2007-03-31 | No |  | No |  | Functional | 200000
21 | Odisha | Dhenkanal | Birasal CHC(Dhenkanal) | OT Light Celling | CHCBRSL009 | Labour Room(Birasal CHC) | Deepak Enterprises | DEO 885M | 23500 | 2006-10-26 | No |  | No |  | Non-functional | 200000
22 | Odisha | Dhenkanal | Birasal CHC(Dhenkanal) | OT Table | CHCBRSL016 | OT(Birasal CHC) | Surgicoin | MINOR | 0 | 2006-10-26 | No |  | No |  | Functional | 200000
23 | Odisha | Dhenkanal | Birasal CHC(Dhenkanal) | OT table Hydrolic | CHCBRSL017 | OT(Birasal CHC) | Surgicoin | OT Table. | 31450 | 2007-03-31 | No |  | No |  | Functional | 200000
24 | Odisha | Dhenkanal | Birasal CHC(Dhenkanal) | OT table Hydrolic | CHCBRSL021 | OT(Birasal CHC) | Surgicoin | OT Table. | 31450 | 2007-03-31 | No |  | No |  | Functional | 200000
25 | Odisha | Dhenkanal | Birasal CHC(Dhenkanal) | Radiant Warmer | CHCBRSL001 | Labour Room(Birasal CHC) | Pragati Medical System | PMS2017 | 0 | 2011-12-09 | No |  | No |  | Functional | 60000
26 | Odisha | Dhenkanal | Birasal CHC(Dhenkanal) | Suction apparatus | CHCBRSL022 | OT(Birasal CHC) | Supreme | Instaavac | 11500 | 2014-04-15 | No |  | No |  | Functional | 10000
[13 empty] | Total Functional : 18 Total Non-Functional : 6 | [5 empty] | 1249500
Name of Institution : Jiral CHC(Dhenkanal) Institution Type : CHC
1 | Odisha | Dhenkanal | Jiral CHC(Dhenkanal) | Autoclave. | CHCJIRL014 | Labour Room(Jiral CHC) | Surgicoin | Autoclave | 0 | 2004-10-25 | No |  | No |  | Non-functional | 10000
2 | Odisha | Dhenkanal | Jiral CHC(Dhenkanal) | Autoclave. | CHCJIRL013 | Labour Room(Jiral CHC) | Surgicoin | Autoclave | 0 | 2004-10-25 | No |  | No |  | Functional | 10000
3 | Odisha | Dhenkanal | Jiral CHC(Dhenkanal) | Binacular Microscope | 27688 | Pathology(Jiral CHC) | FOCUS | BPM 3 | 0 | 2008-07-19 | No |  | No |  | Functional | 30000
4 | Odisha | Dhenkanal | Jiral CHC(Dhenkanal) | Binacular Microscope | 27565 | Pathology(Jiral CHC) | FOCUS | BPM 3 | 0 | 2008-07-19 | No |  | No |  | Functional | 30000
5 | Odisha | Dhenkanal | Jiral CHC(Dhenkanal) | Binocular Microscope | N80203525 | Pathology(Jiral CHC) | ASCO | Asco-binocular | 0 | 2008-07-19 | No |  | No |  | Non-functional | 25000
6 | Odisha | Dhenkanal | Jiral CHC(Dhenkanal) | BP Instrument | CHCJIRL010 | Labour Room(Jiral CHC) | Elico | BP Instrument | 1905 | 2012-08-27 | No |  | No |  | Functional | 2500
7 | Odisha | Dhenkanal | Jiral CHC(Dhenkanal) | BP Instrument | CHCJIRL009 | Labour Room(Jiral CHC) | Elico | BP Instrument | 1905 | 2012-08-27 | No |  | No |  | Functional | 2500
8 | Odisha | Dhenkanal | Jiral CHC(Dhenkanal) | Electric Light Cautrey | 512296 | Labour Room(Jiral CHC) | Deepak Enterprises | DEE590 | 0 | 2004-10-25 | No |  | No |  | Functional | 200000
9 | Odisha | Dhenkanal | Jiral CHC(Dhenkanal) | Hub Cutter | CHCJIRL008 | Labour Room(Jiral CHC) | Safe Spark | Spark | 1900 | 2013-03-27 | No |  | No |  | Functional | 2000
10 | Odisha | Dhenkanal | Jiral CHC(Dhenkanal) | Hub Cutter | CHCJIRL007 | Labour Room(Jiral CHC) | Safe Spark | Spark | 1900 | 2013-03-27 | No |  | No |  | Functional | 2000
11 | Odisha
12 | Odisha
13 | Odisha
14 | Odisha
15 | Odisha
16 | Odisha | Dhenkanal | Jiral CHC(Dhenkanal) | Labour Table | CHCJRJL002 | Labour Room(Jiral CHC) | Om Sai Pharmaceuticals | Labour Table | 15000 | 2013-03-27 | No |  | No |  | Functional | 7500
17 | Odisha | Dhenkanal | Jiral CHC(Dhenkanal) | Labour Table | CHCJRJL003 | Labour Room(Jiral CHC) | Om Sai Pharmaceuticals | Labour Table | 15000 | 2013-03-27 | No |  | No |  | Functional | 7500
18 | Odisha | Dhenkanal | Jiral CHC(Dhenkanal) | Labour Table | CHCJIRL011 | Labour Room(Jiral CHC) | Surgicoin | Labour table0A | 0 | 2004-10-25 | No |  | No |  | Functional | 7500
19 | Odisha | Dhenkanal | Jiral CHC(Dhenkanal) | Labour Table | CHCJIRL012 | Labour Room(Jiral CHC) | Surgicoin | Labour table0A | 0 | 2004-10-25 | No |  | No |  | Functional | 7500
20 | Odisha | Dhenkanal | Jiral CHC(Dhenkanal) | OT Light | CHCJIRL020 | Labour Room(Jiral CHC) | Multilux | Coolexcs28 | 0 | 2004-10-25 | No |  | No |  | Functional | 130000
21 | Odisha | Dhenkanal | Jiral CHC(Dhenkanal) | OT Light Celling | 1204 | Labour Room(Jiral CHC) | Deepak Enterprises | DEO 885M | 0 | 2004-10-25 | No |  | No |  | Functional | 200000
22 | Odisha | Dhenkanal | Jiral CHC(Dhenkanal) | OT Table | CHCJIRL022 | Labour Room(Jiral CHC) | Surgicoin | MINOR | 0 | 2004-10-25 | No |  | No |  | Functional | 200000
23 | Odisha | Dhenkanal | Jiral CHC(Dhenkanal) | OT table Hydrolic | CHCJIRL021 | Labour Room(Jiral CHC) | Surgicoin | OT Table. | 0 | 2004-10-25 | No |  | No |  | Functional | 200000
24 | Odisha | Dhenkanal | Jiral CHC(Dhenkanal) | Radiant Warmer | CHCJRJL001 | Labour Room(Jiral CHC) | Universal Medi System | First Care | 163000 | 2011-01-01 | No |  | No |  | Functional | 60000
25 | Odisha | Dhenkanal | Jiral CHC(Dhenkanal) | Radiant Warmer | CHCJRJL004 | Labour Room(Jiral CHC) | Pragati Medical System | PMS-8000 | 0 | 2012-12-08 | No |  | No |  | Functional | 60000
26 | Odisha | Dhenkanal | Jiral CHC(Dhenkanal) | Suction apparatus | CHCJIRL017 | Labour Room(Jiral CHC) | Anand Surgical Industries | Surgix | 9937 | 2012-03-31 | No |  | No |  | Functional | 10000
27 | Odisha | Dhenkanal | Jiral CHC(Dhenkanal) | Suction M/C(Foot Op.) | CHCJIRL018 | Labour Room(Jiral CHC) | Anand Surgical Industries | 7-B | 0 | 2004-10-25 | No |  | No |  | Functional | 5000
28 | Odisha | Dhenkanal | Jiral CHC(Dhenkanal) | Weighing Machine | CHCJIRL019 | Labour Room(Jiral CHC) | Krups | Weighing Machine | 0 | 2012-03-31 | No |  | No |  | Functional | 5000
[13 empty] | Total Functional : 21 Total Non-Functional : 2 | [5 empty] | 1214000
Name of Institution : Kankadahada AH(Dhenkanal) Institution Type : AH
1 | Odisha | Dhenkanal | Kankadahada AH(Dhenkanal) | Baby Weighing Machine | AHKANHD011 | Labour Room(Kankadahada) | CROWN | BABY | 0 | 2012-08-07 | No |  | No |  | Functional | 5000
2 | Odisha | Dhenkanal | Kankadahada AH(Dhenkanal) | Binacular Microscope | 3177145 | Pathology(Kankadahada) | M/s Labovision India | COX-10B | 0 | 2012-11-05 | No |  | No |  | Functional | 30000
3 | Odisha | Dhenkanal | Kankadahada AH(Dhenkanal) | Binacular Microscope | 27559 | Pathology(Kankadahada) | FOCUS | BPM 3 | 8500 | 2006-09-23 | No |  | No |  | Functional | 30000
4 | Odisha | Dhenkanal | Kankadahada AH(Dhenkanal) | Binacular Microscope | 3.2001E+11 | Pathology(Kankadahada) | MLW | MLW lab | 8500 | 2010-01-02 | No |  | No |  | Functional | 30000
5 | Odisha | Dhenkanal | Kankadahada AH(Dhenkanal) | Centrifuse Machine | AHKANHD001 | Pathology(Kankadahada) | Unilab | RH-142 | 0 | 2010-05-10 | No |  | No |  | Functional | 45000
6 | Odisha | Dhenkanal | Kankadahada AH(Dhenkanal) | Digital Colorimeter | 1002524 | Pathology(Kankadahada) | EI | 312 | 0 | 2010-08-10 | No |  | No |  | Functional | 10000
7 | Odisha | Dhenkanal | Kankadahada AH(Dhenkanal) | Glucometer | 40241748 | Pathology(Kankadahada) | Micro draw | Gluco micro | 2380 | 2006-10-26 | No |  | No |  | Non-functional | 1000
8 | Odisha | Dhenkanal | Kankadahada AH(Dhenkanal) | Glucometer | 40240577 | Pathology(Kankadahada) | Micro draw | Gluco micro | 2380 | 2006-10-26 | No |  | No |  | Non-functional | 1000
9 | Odisha
10 | Odisha | Dhenkanal | Kankadahada AH(Dhenkanal) | Labour Table | AHKANHD016 | Labour Room(Kankadahada) | Deepak Enterprises | Labour Table | 17500 | 2006-10-26 | No |  | No |  | Functional | 7500
11 | Odisha | Dhenkanal | Kankadahada AH(Dhenkanal) | Labour Table | AHKANHD007 | Labour Room(Kankadahada) | Deepak Enterprises | Labour Table | 0 | 2007-01-13 | No |  | No |  | Functional | 7500
12 | Odisha | Dhenkanal | Kankadahada AH(Dhenkanal) | Labour Table | AHKANHD008 | Labour Room(Kankadahada) | Deepak Enterprises | Labour Table | 0 | 2007-01-13 | No |  | No |  | Functional | 7500
13 | Odisha | Dhenkanal | Kankadahada AH(Dhenkanal) | Labour Table | AHKANHD009 | Labour Room(Kankadahada) | Royale safe | RS/ET1 | 0 | 2013-08-06 | No |  | No |  | Functional | 7500
14 | Odisha | Dhenkanal | Kankadahada AH(Dhenkanal) | Nebulizer | 5721 | Labour Room(Kankadahada) | Micron | Micron.n | 0 | 2014-08-10 | No |  | No |  | Functional | 2500
15 | Odisha | Dhenkanal | Kankadahada AH(Dhenkanal) | Needle Cutter | AHKANHD014 | Labour Room(Kankadahada) | Safe Spark | Needle Cutter | 0 | 2012-08-07 | No |  | No |  | Functional | 2000
16 | Odisha | Dhenkanal | Kankadahada AH(Dhenkanal) | OT Light | AHKANHD010 | OT(Kankadahada) | Multilux | Coolexcs28 | 0 | 2007-01-12 | No |  | No |  | Functional | 130000
17 | Odisha | Dhenkanal | Kankadahada AH(Dhenkanal) | OT Light Celling | AHKANHD004 | OT(Kankadahada) | Deepak Enterprises | DEO 885M | 23500 | 2006-10-25 | No |  | No |  | Functional | 200000
18 | Odisha | Dhenkanal | Kankadahada AH(Dhenkanal) | OT Table | AHKANHD005 | OT(Kankadahada) | Surgicoin Medequip Pvt Ltd | OT table | 31450 | 2007-01-13 | No |  | No |  | Functional | 200000
19 | Odisha | Dhenkanal | Kankadahada AH(Dhenkanal) | Portable Autoclave | AHKANHD002 | OT(Kankadahada) | Yorco | Others 10 | 0 | 2010-05-10 | No |  | No |  | Functional | 25000
20 | Odisha | Dhenkanal | Kankadahada AH(Dhenkanal) | Radiant Warmer | AHKANHD006 | Labour Room(Kankadahada) | WESTERN ENGINEERING | HEAT WORMER | 0 | 2012-08-27 | No |  | No |  | Functional | 60000
21 | Odisha | Dhenkanal | Kankadahada AH(Dhenkanal) | Sterilizer | AHKANHD013 | Labour Room(Kankadahada) | Atlas | sterilizer | 0 | 2006-08-26 | No |  | No |  | Functional | 5000
22 | Odisha | Dhenkanal | Kankadahada AH(Dhenkanal) | Sucction Apparatus.. | AHKANHD003 | Labour Room(Kankadahada) | ANAND SURGICAL INDUSTRIES (INDIA) | HIVAC-30 | 0 | 2010-05-10 | No |  | No |  | Functional | 3500
23 | Odisha | Dhenkanal | Kankadahada AH(Dhenkanal) | Suction apparatus | 13G03. | Labour Room(Kankadahada) | Supreme | Instaavac | 11500 | 2014-05-10 | No |  | No |  | Functional | 10000
24 | Odisha | Dhenkanal | Kankadahada AH(Dhenkanal) | Suction M/C(Foot Op.) | AHKANHD012 | Labour Room(Kankadahada) | Anand Surgical Industries | 7-B | 0 | 2006-08-26 | No |  | No |  | Functional | 5000
[13 empty] | Total Functional : 21 Total Non-Functional : 2 | [5 empty] | 825000
Name of Institution : Khajuriakata CHC(Dhenkanal) Institution Type : CHC
1 | Odisha | Dhenkanal | Khajuriakata CHC(Dhenkanal) | Baby Weighing Machine | CHCKHKTA005 | Labour Room(Khajuriakata CHC) | CROWN | BABY | 0 | 2012-08-25 | No |  | No |  | Functional | 5000
2 | Odisha | Dhenkanal | Khajuriakata CHC(Dhenkanal) | Binacular Microscope | 522615 | Pathology(Khajuriakata CHC) | Nikon | YS-100 | 0 | 2009-09-27 | No |  | No |  | Functional | 30000
3 | Odisha | Dhenkanal | Khajuriakata CHC(Dhenkanal) | Binacular Microscope | 3802 | Pathology(Khajuriakata CHC) | M/s Quality Scientific and Mechanical Work | Quasmo | 0 | 2008-10-02 | No |  | No |  | Functional | 30000
4 | Odisha | Dhenkanal | Khajuriakata CHC(Dhenkanal) | Binacular Microscope | 3179034 | Pathology(Khajuriakata CHC) | M/s Labovision India | KXi2000. | 0 | 2005-10-25 | No |  | No |  | Functional | 30000
5 | Odisha | Dhenkanal | Khajuriakata CHC(Dhenkanal) | Binocular Microscope | CHCKHKTA011 | Pathology(Khajuriakata CHC) | Magnus | MLX | 0 | 2008-10-02 | No |  | No |  | Functional | 25000
6 | Odisha | Dhenkanal | Khajuriakata CHC(Dhenkanal) | Centrifuse Machine | CHCKHKTA010 | Pathology(Khajuriakata CHC) | Remi Motors | C-852 | 4000 | 2015-03-31 | No |  | No |  | Functional | 45000
7 | Odisha | Dhenkanal | Khajuriakata CHC(Dhenkanal) | Colorimeter | CHCKHKTA015 | Pathology(Khajuriakata CHC) | EasyLab | Colorimeter | 9800 | 2015-03-31 | No |  | No |  | Functional | 5000
8 | Odisha | Dhenkanal | Khajuriakata CHC(Dhenkanal) | Digital Weighing M/C | CHCKHKTA012 | Labour Room(Khajuriakata CHC) | Venus | EBS 9090 | 6380 | 2015-03-17 | Yes | 2016-03-16 | No |  | Functional | 5000
9 | Odisha | Dhenkanal | Khajuriakata CHC(Dhenkanal) | Finger Tip Pulse-Oximeter | 1.22526E+11 | Labour Room(Khajuriakata CHC) | Romson | Oxee Check | 3000 | 2015-02-01 | No |  | No |  | Functional | 40000
10 | Odisha | Dhenkanal | Khajuriakata CHC(Dhenkanal) | Instrument Sterilizer | CHCKHKTA008 | OT(Khajuriakata CHC) | Equipment De Chandigarh | Stove Heated | 0 | 2005-10-25 | No |  | No |  | Functional | 5000
11 | Odisha | Dhenkanal | Khajuriakata CHC(Dhenkanal) | Labour Table | CHCKHKTA003 | Labour Room(Khajuriakata CHC) | Royale safe | RS/ET1 | 8714 | 2011-08-17 | No |  | No |  | Functional | 7500
12 | Odisha | Dhenkanal | Khajuriakata CHC(Dhenkanal) | Labour Table | CHCKHKTA002 | Labour Room(Khajuriakata CHC) | Deepak Enterprises | Labour Table | 0 | 2005-10-25 | No |  | No |  | Functional | 7500
13 | Odisha | Dhenkanal | Khajuriakata CHC(Dhenkanal) | Labour Table | CHCKHKTA001 | Labour Room(Khajuriakata CHC) | Deepak Enterprises | Labour Table | 0 | 2005-10-25 | No |  | No |  | Functional | 7500
14 | Odisha | Dhenkanal | Khajuriakata CHC(Dhenkanal) | Nebuliser. | 132008196 | Labour Room(Khajuriakata CHC) | Aeromac | NBB02-A20 | 2950 | 2015-02-02 | No |  | No |  | Functional | 2000
15 | Odisha | Dhenkanal | Khajuriakata CHC(Dhenkanal) | OT Light Celling | 1211 | OT(Khajuriakata CHC) | Deepak Enterprises | DEO 885M | 0 | 2005-10-24 | No |  | No |  | Non-functional | 200000
16 | Odisha | Dhenkanal | Khajuriakata CHC(Dhenkanal) | OT Table | CHCKHKTA006 | OT(Khajuriakata CHC) | Surgicoin | OT Table Hydrolic | 0 | 2005-10-25 | No |  | No |  | Functional | 200000
17 | Odisha | Dhenkanal | Khajuriakata CHC(Dhenkanal) | Portable Autoclave | CHCKHKTA009 | OT(Khajuriakata CHC) | M/s York Scientific Industries Pvt Ltd | YSI - 401 | 0 | 2005-10-25 | No |  | No |  | Functional | 25000
18 | Odisha | Dhenkanal | Khajuriakata CHC(Dhenkanal) | Radiant Warmer | CHCKHKTA013 | Labour Room(Khajuriakata CHC) | Amazon Industries | radiant warmer | 40000 | 2010-10-30 | No |  | No |  | Non-functional | 60000
19 | Odisha | Dhenkanal | Khajuriakata CHC(Dhenkanal) | Suction apparatus | CHCKHKTA007 | Labour Room(Khajuriakata CHC) | Supreme | Instaavac | 11500 | 2014-03-31 | No |  | No |  | Functional | 10000
20 | Odisha | Dhenkanal | Khajuriakata CHC(Dhenkanal) | Suction apparatus | 868 | Labour Room(Khajuriakata CHC) | Bioplus | sucction apparatus01 | 8190 | 2015-03-17 | Yes | 2016-03-16 | No |  | Functional | 10000
21 | Odisha | Dhenkanal | Khajuriakata CHC(Dhenkanal) | Suction M/C(Foot Op.) | CHCKHKTA0004 | Labour Room(Khajuriakata CHC) | Anand Surgical Industries | 7-B | 0 | 2014-03-31 | No |  | No |  | Functional | 5000
[13 empty] | Total Functional : 19 Total Non-Functional : 2 | [5 empty] | 754500
Name of Institution : Mahavir Road AH(Dhenkanal) Institution Type : AH
1 | Odisha | Dhenkanal | Mahavir Road AH(Dhenkanal) | Autoclave. | AHMHVR003 | Labour Room(Mahavir Road AH) | Surgicoin | Autoclave | 0 | 2007-01-13 | No |  | No |  | Non-functional | 10000
2 | Odisha | Dhenkanal | Mahavir Road AH(Dhenkanal) | Baby Weighing Machine | AHMHVR013 | Labour Room(Mahavir Road AH) | CROWN | BABY | 0 | 2011-08-01 | No |  | No |  | Functional | 5000
3 | Odisha | Dhenkanal | Mahavir Road AH(Dhenkanal) | Binacular Microscope | 27554 | Pathology(Mahavir Road AH) | FOCUS | BPM 3 | 0 | 2006-09-23 | No |  | No |  | Functional | 30000
4 | Odisha | Dhenkanal | Mahavir Road AH(Dhenkanal) | Binacular Microscope | 3.2001E+11 | Pathology(Mahavir Road AH) | MLW | MLW lab | 8500 | 2010-01-02 | No |  | No |  | Functional | 30000
5 | Odisha | Dhenkanal | Mahavir Road AH(Dhenkanal) | Deep Freezer | 84909220 | Immunization(Mahavir Road AH) | Vestfrost | MF 304 | 0 | 2005-10-20 | No |  | No |  | Functional | 150000
6 | Odisha | Dhenkanal | Mahavir Road AH(Dhenkanal) | Glucometer | 40242433 | Pathology(Mahavir Road AH) | Hypoguard | Glucometer | 0 | 2007-01-29 | No |  | No |  | Non-functional | 1000
7 | Odisha | Dhenkanal | Mahavir Road AH(Dhenkanal) | Glucometer | 40242636 | Pathology(Mahavir Road AH) | Hypoguard | Glucometer | 0 | 2007-01-29 | No |  | No |  | Non-functional | 1000
8 | Odisha | Dhenkanal | Mahavir Road AH(Dhenkanal) | Ice Lined Refrigerator | 23915265 | Immunization(Mahavir Road AH) | Vestfrost | ME144 | 0 | 2005-10-20 | No |  | No |  | Functional | 45000
9 | Odisha
10 | Odisha | Dhenkanal | Mahavir Road AH(Dhenkanal) | Instrument Sterilizer | AHMHVR004 | Labour Room(Mahavir Road AH) | Atlas | instrument steriliser0I | 0 | 2007-01-13 | No |  | No |  | Non-functional | 5000
11 | Odisha | Dhenkanal | Mahavir Road AH(Dhenkanal) | Instrument Sterilizer | AHMHVR005 | Labour Room(Mahavir Road AH) | Atlas | instrument steriliser0I | 0 | 2007-01-13 | No |  | No |  | Non-functional | 5000
12 | Odisha | Dhenkanal | Mahavir Road AH(Dhenkanal) | Labour Table | AHMHVR010 | Labour Room(Mahavir Road AH) | Deepak Enterprises | labour table. | 0 | 2006-10-26 | No |  | No |  | Functional | 7500
13 | Odisha | Dhenkanal | Mahavir Road AH(Dhenkanal) | Labour Table | AHMHVR002 | Labour Room(Mahavir Road AH) | Royale safe | RS/ET1 | 8714 | 2013-03-31 | No |  | No |  | Functional | 7500
14 | Odisha | Dhenkanal | Mahavir Road AH(Dhenkanal) | Labour Table | AHMHVR011 | Labour Room(Mahavir Road AH) | PANTEX | Labour Table | 11200 | 2011-04-20 | No |  | No |  | Functional | 7500
15 | Odisha | Dhenkanal | Mahavir Road AH(Dhenkanal) | Needle Cutter | AHMHVR015 | Labour Room(Mahavir Road AH) | MCP | Needle Cutter | 0 | 2011-08-01 | No |  | No |  | Non-functional | 2000
16 | Odisha | Dhenkanal | Mahavir Road AH(Dhenkanal) | Needle Cutter | AHMHVR012 | Labour Room(Mahavir Road AH) | MCP | Needle Cutter | 0 | 2011-08-01 | No |  | No |  | Functional | 2000
17 | Odisha | Dhenkanal | Mahavir Road AH(Dhenkanal) | Needle Cutter | AHMHVR013 | Labour Room(Mahavir Road AH) | MCP | Needle Cutter | 0 | 2011-08-01 | No |  | No |  | Functional | 2000
18 | Odisha | Dhenkanal | Mahavir Road AH(Dhenkanal) | Needle Cutter | AHMHVR014 | Labour Room(Mahavir Road AH) | MCP | Needle Cutter | 0 | 2011-08-01 | No |  | No |  | Non-functional | 2000
19 | Odisha | Dhenkanal | Mahavir Road AH(Dhenkanal) | Needle Cutter | AHMHVR016 | Labour Room(Mahavir Road AH) | MCP | Needle Cutter | 0 | 2011-08-01 | No |  | No |  | Non-functional | 2000
20 | Odisha | Dhenkanal | Mahavir Road AH(Dhenkanal) | OT Light Celling | AHMHVR008 | OT(Mahavir Road AH) | Deepak Enterprises | DEO 885M | 0 | 2006-01-13 | No |  | No |  | Non-functional | 200000
21 | Odisha | Dhenkanal | Mahavir Road AH(Dhenkanal) | OT Table | AHMHVR009 | OT(Mahavir Road AH) | Surgicoin | OT Table Hydrolic | 31450 | 2007-03-31 | No |  | No |  | Functional | 200000
22 | Odisha | Dhenkanal | Mahavir Road AH(Dhenkanal) | Radiant Warmer | AHMHVR001 | Labour Room(Mahavir Road AH) | Universal Medi System | PSM2017 | 0 | 2013-03-17 | No |  | No |  | Non-functional | 60000
23 | Odisha | Dhenkanal | Mahavir Road AH(Dhenkanal) | Suction apparatus | AHMHVR007 | OT(Mahavir Road AH) | Venus | sucction apparatus01 | 0 | 2010-08-02 | No |  | No |  | Functional | 10000
24 | Odisha | Dhenkanal | Mahavir Road AH(Dhenkanal) | Weighing Machine | AHMHVR006 | Labour Room(Mahavir Road AH) | Venus | weight machine. | 6500 | 2011-04-20 | No |  | No |  | Functional | 1000
[13 empty] | Total Functional : 13 Total Non-Functional :10 | [5 empty] | 785500
Name of Institution : Mathakaragola CHC(Dhenkanal) Institution Type : CHC
1 | Odisha | Dhenkanal | Mathakaragola CHC(Dhenkanal) | AIR EATHER MACHINE | CHCMTHKG006 | OT(Mathakaragola) | HOSPITECH | MINI COMPACT | 0 | 2005-02-07 | No |  | No |  | Functional | 20000
2 | Odisha | Dhenkanal | Mathakaragola CHC(Dhenkanal) | Autoclave. | CHCMTHKG005 | OT(Mathakaragola) | Surgicoin | Autoclave | 13500 | 2000-02-29 | No |  | No |  | Non-functional | 10000
3 | Odisha | Dhenkanal | Mathakaragola CHC(Dhenkanal) | Autoclave. | CHCMTHKG009 | OT(Mathakaragola) | Surgicoin | Autoclave | 13500 | 2000-02-29 | No |  | No |  | Non-functional | 10000
4 | Odisha | Dhenkanal | Mathakaragola CHC(Dhenkanal) | Baby Weighing Machine | CHCMTHKG014 | Labour Room(Mathakaragola) | Krups | Baby Weighing Machine | 0 | 2013-08-07 | No |  | No |  | Functional | 5000
5 | Odisha | Dhenkanal | Mathakaragola CHC(Dhenkanal) | Binacular Microscope | 522661 | Pathology(Mathakaragola) | Nikon | YS-100 | 0 | 2009-07-24 | No |  | No |  | Functional | 1000
6 | Odisha | Dhenkanal | Mathakaragola CHC(Dhenkanal) | Binacular Microscope | 9027 | Pathology(Mathakaragola) | M/s Labovision India | COAX-10B | 0 | 2000-02-24 | No |  | No |  | Functional | 30000
7 | Odisha | Dhenkanal | Mathakaragola CHC(Dhenkanal) | Centrifuse Machine | JKLC7896 | Pathology(Mathakaragola) | Remi Elektrotechnik Limited | C-852 | 0 | 2000-01-25 | No |  | No |  | Functional | 30000
8 | Odisha | Dhenkanal | Mathakaragola CHC(Dhenkanal) | Colorimeter | CHCMTHKG027 | Pathology(Mathakaragola) | M/s Merck Limited India | Eazylab | 0 | 2004-11-11 | No |  | No |  | Functional | 5000
9 | Odisha | Dhenkanal | Mathakaragola CHC(Dhenkanal) | Distilled Water Plant | CHCMTHKG031 | Pathology(Mathakaragola) | Yorco | Steri | 24500 | 2006-08-09 | No |  | No |  | Functional | 25000
10 | Odisha | Dhenkanal | Mathakaragola CHC(Dhenkanal) | Electric Light Cautrey | CHCMTHKG032 | OT(Mathakaragola) | Delta Co. | Electric Light Cautrey | 0 | 2005-02-01 | No |  | No |  | Functional | 200000
11 | Odisha | Dhenkanal | Mathakaragola CHC(Dhenkanal) | Fetal Monitor | 3052 | OT(Mathakaragola) | Maestros | CODDLEGRAPH DT | 0 | 2005-02-07 | No |  | No |  | Non-functional | 60000
12 | Odisha | Dhenkanal | Mathakaragola CHC(Dhenkanal) | Hemoglobinometer | CHCMTHKG025 | Pathology(Mathakaragola) | Sahils | Hemoglobino Meter | 1595 | 2015-02-23 | No |  | No |  | Functional
13 | Odisha | Dhenkanal | Mathakaragola CHC(Dhenkanal) | Hub Cutter | CHCMTHKG026 | Labour Room(Mathakaragola) | Safe Spark | Spark | 1178 | 2015-02-23 | No |  | No |  | Functional | 2000
14 | Odisha
15 | Odisha
16 | Odisha | Dhenkanal | Mathakaragola CHC(Dhenkanal) | Instrument Sterilizer | CHCMTHKG016 | Labour Room(Mathakaragola) | Atlas | instrument steriliser0I | 0 | 2004-11-11 | No |  | No |  | Functional | 5000
17 | Odisha | Dhenkanal | Mathakaragola CHC(Dhenkanal) | Instrument Sterilizer | CHCMTHKG017 | Labour Room(Mathakaragola) | Atlas | instrument steriliser0I | 0 | 2004-11-11 | No |  | No |  | Functional | 5000
18 | Odisha | Dhenkanal | Mathakaragola CHC(Dhenkanal) | Instrument Sterilizer | CHCMTHKG024 | Store(Mathakaragola) | Atlas | instrument steriliser0I | 0 | 2004-11-11 | No |  | No |  | Non-functional | 5000
19 | Odisha | Dhenkanal | Mathakaragola CHC(Dhenkanal) | Instrument Sterilizer | CHCMTHKG028 | Store(Mathakaragola) | Atlas | instrument steriliser0I | 0 | 2004-11-11 | No |  | No |  | Non-functional | 5000
20 | Odisha | Dhenkanal | Mathakaragola CHC(Dhenkanal) | Instrument Sterilizer | CHCMTHKG029 | Store(Mathakaragola) | Atlas | instrument steriliser0I | 0 | 2004-11-11 | No |  | No |  | Non-functional | 5000
21 | Odisha | Dhenkanal | Mathakaragola CHC(Dhenkanal) | Instrument Sterilizer | CHCMTHKG030 | Store(Mathakaragola) | Atlas | instrument steriliser0I | 0 | 2004-11-11 | No |  | No |  | Non-functional | 5000
22 | Odisha | Dhenkanal | Mathakaragola CHC(Dhenkanal) | Labour Table | CHCMTHKG022 | Labour Room(Mathakaragola) | Royale safe | RS/ET1 | 9850 | 2011-08-24 | No |  | No |  | Functional | 7500
23 | Odisha | Dhenkanal | Mathakaragola CHC(Dhenkanal) | Labour Table | CHCMTHKG010 | Labour Room(Mathakaragola) | EASTERN SERVICES AND SUPPLIERS KOLKATT | labour table. | 6300 | 2004-11-11 | No |  | No |  | Functional | 7500
24 | Odisha | Dhenkanal | Mathakaragola CHC(Dhenkanal) | Labour Table | CHCMTHKG011 | Labour Room(Mathakaragola) | Royale safe | RS/ET1 | 9850 | 2011-08-24 | No |  | No |  | Functional | 7500
25 | Odisha | Dhenkanal | Mathakaragola CHC(Dhenkanal) | Labour Table | CHCMTHKG023 | Labour Room(Mathakaragola) | Royale safe | RS/ET1 | 9850 | 2011-08-24 | No |  | No |  | Functional | 7500
26 | Odisha
27 | Odisha | Dhenkanal | Mathakaragola CHC(Dhenkanal) | OT Light Celling | CHCMTHKG001 | OT(Mathakaragola) | Surgicoin | CBC-7AR. | 0 | 2004-11-11 | No |  | No |  | Non-functional | 200000
28 | Odisha | Dhenkanal | Mathakaragola CHC(Dhenkanal) | OT light (Mobile) | CHCMTHKG003 | OT(Mathakaragola) | Cardiac | MOBILE | 0 | 2001-08-01 | No |  | No |  | Functional | 25000
29 | Odisha | Dhenkanal | Mathakaragola CHC(Dhenkanal) | OT Table | CHCMTHKG001 | OT(Mathakaragola) | Surgicoin | OT Table Hydrolic | 0 | 2004-11-11 | No |  | No |  | Functional | 200000
30 | Odisha | Dhenkanal | Mathakaragola CHC(Dhenkanal) | Phototherapy | CHCMTHKG015 | Labour Room(Mathakaragola) | Phoenix Medical Systems Pvt Ltd | Brilliance | 0 | 2000-04-27 | No |  | No |  | Non-functional | 35000
31 | Odisha | Dhenkanal | Mathakaragola CHC(Dhenkanal) | Portable Autoclave | CHCMTHKG019 | Labour Room(Mathakaragola) | Medico International | Others 10 | 0 | 2013-08-07 | No |  | No |  | Functional | 25000
32 | Odisha | Dhenkanal | Mathakaragola CHC(Dhenkanal) | Radiant Warmer | 1419 | Labour Room(Mathakaragola) | Universal Medi System | First Care | 0 | 2011-01-01 | No |  | No |  | Non-functional | 60000
33 | Odisha | Dhenkanal | Mathakaragola CHC(Dhenkanal) | Sucction Apparatus.. | CHCMTHKG007 | OT(Mathakaragola) | Anand Surgical Industries | OP-108 | 0 | 2005-02-07 | No |  | No |  | Non-functional | 3500
34 | Odisha | Dhenkanal | Mathakaragola CHC(Dhenkanal) | Suction apparatus | CHCMTHKG018 | Labour Room(Mathakaragola) | Supreme | Instaavac | 11500 | 2013-08-07 | No |  | No |  | Functional | 10000
35 | Odisha | Dhenkanal | Mathakaragola CHC(Dhenkanal) | Suction apparatus | CHCMTHKG012 | Labour Room(Mathakaragola) | Anand Surgical Industries | Surgix | 0 | 2004-11-11 | No |  | No |  | Functional | 10000
36 | Odisha | Dhenkanal | Mathakaragola CHC(Dhenkanal) | Suction M/C(Foot Op.) | CHCMTHKG008 | OT(Mathakaragola) | Anand Surgical Industries | 7-B | 0 | 2005-02-07 | No |  | No |  | Non-functional | 5000
[13 empty] | Total Functional : 20 Total Non-Functional : 12 | [5 empty] | 1031500
Name of Institution :Meramundali AH(Dhenkanal) Institution Type : AH
1 | Odisha | Dhenkanal | Meramundali AH(Dhenkanal) | Autoclave Portable | AHMRML002 | OT(Meramundali AH) | Premier Surgicals | YSI 401 | 0 | 2004-10-25 | No |  | No |  | Functional | 10000
2 | Odisha | Dhenkanal | Meramundali AH(Dhenkanal) | Baby Weighing Machine | AHMRML006 | Labour Room(Meramundali AH) | CROWN | BABY | 0 | 2013-03-17 | No |  | No |  | Functional | 5000
3 | Odisha | Dhenkanal | Meramundali AH(Dhenkanal) | BP Instrument | AHMRML010 | Labour Room(Meramundali AH) | Elico | BP Instrument | 0 | 2013-03-17 | No |  | No |  | Functional | 2500
4 | Odisha | Dhenkanal | Meramundali AH(Dhenkanal) | BP Instrument | AHMRML011 | Labour Room(Meramundali AH) | Elico | BP Instrument | 0 | 2013-03-17 | No |  | No |  | Functional | 2500
5 | Odisha | Dhenkanal | Meramundali AH(Dhenkanal) | Fetal Doppler | 271161204 | Labour Room(Meramundali AH) | Indian Healosurg(p) ltd | DOPP-ZX | 9500 | 2013-09-25 | No |  | No |  | Functional | 3000
6 | Odisha | Dhenkanal | Meramundali AH(Dhenkanal) | Focus Light | AHMRML007 | Labour Room(Meramundali AH) | Sparx | Focus | 0 | 2004-10-25 | No |  | No |  | Functional | 10000
7 | Odisha | Dhenkanal | Meramundali AH(Dhenkanal) | Instrument Sterilizer | AHMRML009 | Store(Meramundali AH) | Atlas | instrument steriliser0I | 0 | 2004-10-25 | No |  | No |  | Non-functional | 5000
8 | Odisha | Dhenkanal | Meramundali AH(Dhenkanal) | Instrument Sterilizer | AHMRML008 | Store(Meramundali AH) | Atlas | instrument steriliser0I | 0 | 2004-10-25 | No |  | No |  | Non-functional | 5000
9 | Odisha | Dhenkanal | Meramundali AH(Dhenkanal) | Labour Table | AHMRML004 | Labour Room(Meramundali AH) | Surgicoin | Labour table0A | 0 | 2004-10-25 | No |  | No |  | Functional | 7500
10 | Odisha | Dhenkanal | Meramundali AH(Dhenkanal) | Labour Table | AHMRML005 | Labour Room(Meramundali AH) | Surgicoin | Labour table0A | 0 | 2004-10-25 | No |  | No |  | Functional | 7500
11 | Odisha | Dhenkanal | Meramundali AH(Dhenkanal) | OT Light Celling | 1198 | OT(Meramundali AH) | Deepak Enterprises | DEO 885M | 0 | 2004-10-25 | No |  | No |  | Functional | 200000
12 | Odisha | Dhenkanal | Meramundali AH(Dhenkanal) | OT Table | AHMRML001 | OT(Meramundali AH) | Surgicoin | MINOR | 0 | 2004-10-25 | No |  | No |  | Functional | 200000
13 | Odisha | Dhenkanal | Meramundali AH(Dhenkanal) | Radiant Warmer | 1048/2010 | Labour Room(Meramundali AH) | Universal Medi System | First Care | 0 | 2013-03-17 | No |  | No |  | Functional | 60000
14 | Odisha | Dhenkanal | Meramundali AH(Dhenkanal) | Suction apparatus | 13G03 | Labour Room(Meramundali AH) | Supreme | Instaavac | 11500 | 2014-01-24 | No |  | No |  | Functional | 10000
15 | Odisha | Dhenkanal | Meramundali AH(Dhenkanal) | Weighing Machine | AHMRML003 | Labour Room(Meramundali AH) | Dr Beliram | DIGITAL WEIGHT | 0 | 2013-03-17 | No |  | No |  | Functional | 1000
[13 empty] | Total Functional : 13 Total Non-Functional :2 | [5 empty] | 529000
Name of Institution :Odapada CHC(Dhenkanal) Institution Type : CHC
1 | Odisha | Dhenkanal | Odapada CHC(Dhenkanal) | Autoclave Portable | CHCODPD009 | OT(Odapada CHC) | Yorco | Auto Clave Portable | 0 | 2004-10-25 | No |  | No |  | Functional | 10000
2 | Odisha | Dhenkanal | Odapada CHC(Dhenkanal) | Binacular Microscope | 3177102 | Pathology(Odapada CHC) | M/s Labovision India | COAX-10B | 0 | 2004-10-25 | No |  | No |  | Functional | 30000
3 | Odisha | Dhenkanal | Odapada CHC(Dhenkanal) | Binacular Microscope | 522667 | Pathology(Odapada CHC) | Nikon | YS-100 | 0 | 2009-10-25 | No |  | No |  | Functional | 30000
4 | Odisha | Dhenkanal | Odapada CHC(Dhenkanal) | BP Instrument | CHCODPD015 | OT(Odapada CHC) | Elico | BP Instrument | 0 | 2013-05-17 | No |  | No |  | Non-functional | 30000
5 | Odisha | Dhenkanal | Odapada CHC(Dhenkanal) | BP Instrument | CHCODPD016 | OT(Odapada CHC) | Elico | BP Instrument | 0 | 2013-05-17 | No |  | No |  | Non-functional | 2500
6 | Odisha | Dhenkanal | Odapada CHC(Dhenkanal) | BP Instrument | CHCODPD018 | OT(Odapada CHC) | Elico | BP Instrument | 0 | 2013-05-17 | No |  | No |  | Functional | 2500
7 | Odisha | Dhenkanal | Odapada CHC(Dhenkanal) | BP Instrument | CHCODPD017 | OT(Odapada CHC) | Elico | BP Instrument | 0 | 2013-05-17 | No |  | No |  | Non-functional | 2500
8 | Odisha | Dhenkanal | Odapada CHC(Dhenkanal) | Fetal Doppler | 271161211 | Labour Room(Odapada CHC) | Indian Healosurg(p) ltd | DOPP-ZX | 9500 | 2013-09-25 | No |  | No |  | Functional | 3000
9 | Odisha | Dhenkanal | Odapada CHC(Dhenkanal) | Hellogen Spot Light | CHCODPD005 | Labour Room(Odapada CHC) | Basco | HL-2000 | 0 | 2013-03-19 | No |  | No |  | Functional | 10000
10 | Odisha
11 | Odisha
12 | Odisha | Dhenkanal | Odapada CHC(Dhenkanal) | Instrument Sterilizer | CHCODPD006 | Labour Room(Odapada CHC) | Atlas | instrument steriliser0I | 0 | 2004-10-25 | No |  | No |  | Functional | 5000
13 | Odisha | Dhenkanal | Odapada CHC(Dhenkanal) | Instrument Sterilizer | CHCODPD013 | OT(Odapada CHC) | Equipment De Chandigarh | Stove Heated | 0 | 2004-10-25 | No |  | No |  | Functional | 5000
14 | Odisha | Dhenkanal | Odapada CHC(Dhenkanal) | Instrument Sterilizer | CHCODPD012 | OT(Odapada CHC) | Equipment De Chandigarh | Stove Heated | 0 | 2004-10-25 | No |  | No |  | Functional | 5000
15 | Odisha | Dhenkanal | Odapada CHC(Dhenkanal) | Instrument Sterilizer | CHCODPD023 | Store(Odapada CHC) | Equipment De Chandigarh | Instrument Sterilizer | 0 | 2004-10-25 | No |  | No |  | Functional | 5000
16 | Odisha
17 | Odisha
18 | Odisha | Dhenkanal | Odapada CHC(Dhenkanal) | Labour Table | CHCODPD001 | Labour Room(Odapada CHC) | Royale safe | RS/ET1 | 0 | 2014-01-24 | No |  | No |  | Functional | 7500
19 | Odisha | Dhenkanal | Odapada CHC(Dhenkanal) | Labour Table | CHCODPD002 | Labour Room(Odapada CHC) | Surgicoin | Labour table0A | 0 | 2004-10-25 | No |  | No |  | Functional | 7500
20 | Odisha | Dhenkanal | Odapada CHC(Dhenkanal) | Needle Cutter | CHCODPD021 | Labour Room(Odapada CHC) | MCP | Needle Cutter | 0 | 2013-07-13 | No |  | No |  | Functional | 2000
21 | Odisha | Dhenkanal | Odapada CHC(Dhenkanal) | OT Light Celling | CHCODPD007 | OT(Odapada CHC) | Deepak Enterprises | DEO 885M | 0 | 2004-10-25 | No |  | No |  | Non-functional | 200000
22 | Odisha | Dhenkanal | Odapada CHC(Dhenkanal) | OT Table | CHCODPD008 | OT(Odapada CHC) | Surgicoin | MINOR | 0 | 2004-10-25 | No |  | No |  | Functional | 200000
23 | Odisha | Dhenkanal | Odapada CHC(Dhenkanal) | Radiant Warmer | CHCODPD004 | Labour Room(Odapada CHC) | Pragati Medical System | PMS-8000 | 0 | 2012-12-08 | No |  | No |  | Functional | 60000
24 | Odisha | Dhenkanal | Odapada CHC(Dhenkanal) | Suction apparatus | CHCODPD014 | Labour Room(Odapada CHC) | Supreme | Instaavac | 11500 | 2014-03-22 | No |  | No |  | Functional | 10000
25 | Odisha | Dhenkanal | Odapada CHC(Dhenkanal) | Suction M/C(Foot Op.) | CHCODPD014 | OT(Odapada CHC) | Anand Surgical Industries | Suction Machine(Foot Op.) | 0 | 2004-10-25 | No |  | No |  | Functional | 5000
26 | Odisha | Dhenkanal | Odapada CHC(Dhenkanal) | Weighing Machine | CHCODPD003 | Labour Room(Odapada CHC) | Dr Beliram | DIGITAL WEIGHT | 0 | 2013-03-15 | No |  | No |  | Functional | 1000
[13 empty] | Total Functional : 18 Total Non-Functional : 4 | [5 empty] | 633500
Name of Institution : Parjang-CHC(Dhenkanal) Institution Type : CHC
1 | Odisha | Dhenkanal | Parjang-CHC(Dhenkanal) | Baby Weighing Machine | CHCPRJNG016 | Labour Room(Parjang CHC) | CROWN | BABY | 0 | 2012-08-06 | No |  | No |  | Functional | 5000
2 | Odisha | Dhenkanal | Parjang-CHC(Dhenkanal) | Binacular Microscope | 522647 | Pathology(Parjang CHC) | Nikon | YS-100 | 0 | 2009-05-15 | No |  | No |  | Functional | 30000
3 | Odisha | Dhenkanal | Parjang-CHC(Dhenkanal) | Binacular Microscope | CHCPRJNG017 | Pathology(Parjang CHC) | M/s Labovision India | COAX-10B | 0 | 2007-01-13 | No |  | No |  | Functional | 30000
4 | Odisha | Dhenkanal | Parjang-CHC(Dhenkanal) | Binacular Microscope | CHCPRJNG018 | Pathology(Parjang CHC) | M/s Labovision India | COAX-10B | 0 | 2007-01-13 | No |  | No |  | Functional | 30000
5 | Odisha | Dhenkanal | Parjang-CHC(Dhenkanal) | Centrifuse Machine | EGCL6809 | Pathology(Parjang CHC) | Remi Elektrotechnik Limited | C-852 | 10736 | 2013-07-30 | No |  | No |  | Functional | 30000
6 | Odisha | Dhenkanal | Parjang-CHC(Dhenkanal) | Deep Freezer | 20032005491 | Immunization(Parjang CHC) | Vestfrost | MK144 | 0 | 2003-10-19 | No |  | No |  | Functional | 150000
7 | Odisha | Dhenkanal | Parjang-CHC(Dhenkanal) | Glucometer | 40242351 | Pathology(Parjang CHC) | Hypoguard | Glucometer | 0 | 2007-01-13 | No |  | No |  | Functional | 1000
8 | Odisha | Dhenkanal | Parjang-CHC(Dhenkanal) | Glucometer | 40242156 | Pathology(Parjang CHC) | Hypoguard | Glucometer | 0 | 2007-01-13 | No |  | No |  | Functional | 1000
9 | Odisha | Dhenkanal | Parjang-CHC(Dhenkanal) | Ice Lined Refrigerator | 20032000978 | Immunization(Parjang CHC) | Vestfrost | ME144 | 0 | 2003-10-19 | No |  | No |  | Functional | 45000
10 | Odisha
11 | Odisha | Dhenkanal | Parjang-CHC(Dhenkanal) | Instrument Sterilizer | CHCPRJNG005 | OT(Parjang CHC) | Atlas | instrument steriliser0I | 0 | 2007-01-13 | No |  | No |  | Functional | 5000
12 | Odisha | Dhenkanal | Parjang-CHC(Dhenkanal) | Instrument Sterilizer | CHCPRJNG006 | OT(Parjang CHC) | Atlas | instrument steriliser0I | 0 | 2007-01-13 | No |  | No |  | Non-functional | 5000
13 | Odisha | Dhenkanal | Parjang-CHC(Dhenkanal) | Instrument Sterilizer | CHCPRJNG015 | Labour Room(Parjang CHC) | Atlas | instrument steriliser0I | 0 | 2007-01-13 | No |  | No |  | Functional | 5000
14 | Odisha | Dhenkanal | Parjang-CHC(Dhenkanal) | Labour Table | CHCPRJNG010 | Labour Room(Parjang CHC) | Mediplus | labour table. | 4368 | 2011-06-24 | No |  | No |  | Functional | 7500
15 | Odisha | Dhenkanal | Parjang-CHC(Dhenkanal) | Labour Table | CHCPRJNG009 | Labour Room(Parjang CHC) | Royale safe | RS/ET1 | 8714 | 2013-08-06 | No |  | No |  | Functional | 7500
16 | Odisha | Dhenkanal | Parjang-CHC(Dhenkanal) | OT Light | 1212 | OT(Parjang CHC) | Deepak Enterprises | OT Light Ceilling | 23500 | 2006-10-24 | No |  | No |  | Functional | 130000
17 | Odisha | Dhenkanal | Parjang-CHC(Dhenkanal) | OT Light Celling | CHCPRJNG007 | OT(Parjang CHC) | Multilux | coolex cs-28 | 0 | 2007-01-13 | No |  | No |  | Functional | 200000
18 | Odisha | Dhenkanal | Parjang-CHC(Dhenkanal) | OT Table | CHCPRJNG001 | OT(Parjang CHC) | Surgicoin | OT Table Hydrolic | 0 | 2007-01-13 | No |  | No |  | Functional | 200000
19 | Odisha | Dhenkanal | Parjang-CHC(Dhenkanal) | OT Table | CHCPRJNG003 | OT(Parjang CHC) | Surgicoin Medequip Pvt Ltd | Ordinary | 0 | 2007-01-13 | No |  | No |  | Functional | 200000
20 | Odisha | Dhenkanal | Parjang-CHC(Dhenkanal) | OT Table | CHCPRJNG002 | OT(Parjang CHC) | Surgicoin Medequip Pvt Ltd | Ordinary | 0 | 2007-01-13 | No |  | No |  | Functional | 200000
21 | Odisha | Dhenkanal | Parjang-CHC(Dhenkanal) | Portable Autoclave | CHCPRJNG004 | OT(Parjang CHC) | M/s York Scientific Industries Pvt Ltd | YSI - 401 | 12500 | 2013-06-19 | No |  | No |  | Functional | 25000
22 | Odisha | Dhenkanal | Parjang-CHC(Dhenkanal) | Pulse Oximeter | 197444 | Labour Room(Parjang CHC) | Masimo | Radical 7 | 62100 | 2013-08-02 | No |  | No |  | Functional | 40000
23 | Odisha | Dhenkanal | Parjang-CHC(Dhenkanal) | Radiant Warmer | CHCPRJNG011 | Labour Room(Parjang CHC) | Neocare | NW/03/10 | 49700 | 2010-12-24 | No |  | No |  | Functional | 60000
24 | Odisha | Dhenkanal | Parjang-CHC(Dhenkanal) | Suction apparatus | CHCPRJNG012 | Labour Room(Parjang CHC) | Supreme | Instaavac | 11500 | 2014-07-23 | No |  | No |  | Functional | 10000
25 | Odisha | Dhenkanal | Parjang-CHC(Dhenkanal) | Suction apparatus | CHCPRJNG014 | Labour Room(Parjang CHC) | Anand Surgical Industries | Surgix | 0 | 2007-01-13 | No |  | No |  | Non-functional | 10000
26 | Odisha | Dhenkanal | Parjang-CHC(Dhenkanal) | Suction machine | CHCPRJNG013 | Labour Room(Parjang CHC) | Life X | SUCTION | 0 | 2012-08-06 | No |  | No |  | Functional | 10000
[13 empty] | Total Functional : 23 Total Non-Functional : 2 | [5 empty] | 1437000
Name of Institution : Sriramchandrapur CHC(Dhenkanal) Institution Type : CHC
1 | Odisha | Dhenkanal | Sriramchandrapur CHC(Dhenkanal) | Autoclave | CHCSRCPR019 | OT(Sriramchandrapur CHC) | Surgicoin | Vertical | 0 | 2005-10-25 | No |  | No |  | Functional | 10000
2 | Odisha | Dhenkanal | Sriramchandrapur CHC(Dhenkanal) | Baby Weighing Machine | CHCSRCPR011 | Labour Room(Sriramchandrapur C | CROWN | BABY | 0 | 2011-08-03 | No |  | No |  | Functional | 5000
3 | Odisha | Dhenkanal | Sriramchandrapur CHC(Dhenkanal) | Binacular Microscope | 522400 | Pathology(Sriramchandrapur CHC) | Nikon | YS-100 | 0 | 2009-08-05 | No |  | No |  | Functional | 30000
4 | Odisha | Dhenkanal | Sriramchandrapur CHC(Dhenkanal) | Binacular Microscope | 3.20009E+11 | Pathology(Sriramchandrapur CHC) | MLW | MLW lab | 0 | 2005-10-25 | No |  | No |  | Non-functional | 30000
5 | Odisha | Dhenkanal | Sriramchandrapur CHC(Dhenkanal) | Binacular Microscope | 3179503 | Pathology(Sriramchandrapur CHC) | M/s Labovision India | KXi2000. | 0 | 2005-10-25 | No |  | No |  | Functional | 30000
6 | Odisha | Dhenkanal | Sriramchandrapur CHC(Dhenkanal) | Binocular Microscope | 950518 | Pathology(Sriramchandrapur CHC) | Labo Vision | BIOX2000 | 0 | 2005-10-25 | No |  | No |  | Functional | 25000
7 | Odisha | Dhenkanal | Sriramchandrapur CHC(Dhenkanal) | Centrifuse Machine | CHCSRCPR012 | Pathology(Sriramchandrapur CHC) | Remi Elektrotechnik Limited | C-852 | 0 | 2005-10-25 | No |  | No |  | Functional | 45000
8 | Odisha | Dhenkanal | Sriramchandrapur CHC(Dhenkanal) | Deep Freezer | CHCSRCPR020 | Immunisation(Sriramchandrapur C | Haier | HBD-286 | 0 | 2005-11-28 | No |  | No |  | Functional | 150000
9 | Odisha | Dhenkanal | Sriramchandrapur CHC(Dhenkanal) | Ice Lined Refrigerator | CHCSRCPR022 | Immunisation(Sriramchandrapur C | Haier | HBD286 | 0 | 2007-08-15 | No |  | No |  | Functional | 45000
10 | Odisha
11 | Odisha | Dhenkanal | Sriramchandrapur CHC(Dhenkanal) | Instrument Sterilizer | CHCSRCPR023 | OT(Sriramchandrapur CHC) | Atlas | instrument steriliser0I | 0 | 2005-10-25 | No |  | No |  | Non-functional | 5000
12 | Odisha | Dhenkanal | Sriramchandrapur CHC(Dhenkanal) | Instrument Sterilizer | CHCSRCPR005 | Labour Room(Sriramchandrapur C | Atlas | instrument steriliser0I | 0 | 2005-10-25 | No |  | No |  | Functional | 5000
13 | Odisha | Dhenkanal | Sriramchandrapur CHC(Dhenkanal) | Instrument Sterilizer | CHCSRCPR006 | Labour Room(Sriramchandrapur C | Atlas | instrument steriliser0I | 0 | 2005-10-25 | No |  | No |  | Functional | 5000
14 | Odisha | Dhenkanal | Sriramchandrapur CHC(Dhenkanal) | Instrument Sterilizer | CHCSRCPR007 | Labour Room(Sriramchandrapur C | Atlas | instrument steriliser0I | 0 | 2005-10-25 | No |  | No |  | Functional | 5000
15 | Odisha | Dhenkanal | Sriramchandrapur CHC(Dhenkanal) | Instrument Sterilizer | CHCSRCPR008 | Labour Room(Sriramchandrapur C | Atlas | instrument steriliser0I | 0 | 2005-10-25 | No |  | No |  | Functional | 5000
16 | Odisha | Dhenkanal | Sriramchandrapur CHC(Dhenkanal) | Instrument Sterilizer | CHCSRCPR009 | Labour Room(Sriramchandrapur C | Atlas | instrument steriliser0I | 0 | 2005-10-25 | No |  | No |  | Functional | 5000
17 | Odisha
18 | Odisha
19 | Odisha | Dhenkanal | Sriramchandrapur CHC(Dhenkanal) | Labour Table | CHCSRCPR002 | Labour Room(Sriramchandrapur C | Deepak Enterprises | Labour Table | 0 | 2005-10-25 | No |  | No |  | Functional | 7500
20 | Odisha | Dhenkanal | Sriramchandrapur CHC(Dhenkanal) | Labour Table | CHCSRCPR004 | Labour Room(Sriramchandrapur C | Royale safe | RS/ET1 | 0 | 2011-11-08 | No |  | No |  | Functional | 7500
21 | Odisha | Dhenkanal | Sriramchandrapur CHC(Dhenkanal) | Labour Table | CHCSRCPR003 | Labour Room(Sriramchandrapur C | Deepak Enterprises | Labour Table | 0 | 2005-10-25 | No |  | No |  | Functional | 7500
22 | Odisha | Dhenkanal | Sriramchandrapur CHC(Dhenkanal) | Labour Table | CHCSRCPR001 | Labour Room(Sriramchandrapur C | Deepak Enterprises | Labour Table | 0 | 2005-10-25 | No |  | No |  | Functional | 7500
23 | Odisha | Dhenkanal | Sriramchandrapur CHC(Dhenkanal) | Nebulizer | 171409 | Labour Room(Sriramchandrapur C | Bioplus | A 410 | 0 | 2014-11-11 | No |  | No |  | Functional | 2500
24 | Odisha | Dhenkanal | Sriramchandrapur CHC(Dhenkanal) | OT Light | CHCSRCPR013 | OT(Sriramchandrapur CHC) | Multilux | Coolexcs28 | 0 | 2005-10-25 | No |  | No |  | Functional | 130000
25 | Odisha | Dhenkanal | Sriramchandrapur CHC(Dhenkanal) | OT Light Celling | 1200 | OT(Sriramchandrapur CHC) | Deepak Enterprises | DEO 885M | 0 | 2005-10-25 | No |  | No |  | Functional | 200000
26 | Odisha | Dhenkanal | Sriramchandrapur CHC(Dhenkanal) | OT Table | CHCSRCPR016 | OT(Sriramchandrapur CHC) | Surgicoin | MINOR | 0 | 2005-10-25 | No |  | No |  | Functional | 200000
27 | Odisha | Dhenkanal | Sriramchandrapur CHC(Dhenkanal) | OT Table | CHCSRCPR017 | OT(Sriramchandrapur CHC) | Surgicoin | MINOR | 0 | 2005-10-25 | No |  | No |  | Functional | 200000
28 | Odisha | Dhenkanal | Sriramchandrapur CHC(Dhenkanal) | OT table Hydrolic | CHCSRCPR015 | OT(Sriramchandrapur CHC) | Surgicoin | OT Table. | 0 | 2005-10-25 | No |  | No |  | Functional | 200000
29 | Odisha | Dhenkanal | Sriramchandrapur CHC(Dhenkanal) | OT table Hydrolic | CHCSRCPR014 | OT(Sriramchandrapur CHC) | Surgicoin | OT Table. | 0 | 2005-10-25 | No |  | No |  | Functional | 200000
30 | Odisha | Dhenkanal | Sriramchandrapur CHC(Dhenkanal) | Portable Autoclave | CHCSRCPR020 | OT(Sriramchandrapur CHC) | M/s York Scientific Industries Pvt Ltd | YSI - 401 | 0 | 2005-10-25 | No |  | No |  | Functional | 25000
31 | Odisha | Dhenkanal | Sriramchandrapur CHC(Dhenkanal) | Portable Autoclave | CHCSRCPR021 | OT(Sriramchandrapur CHC) | M/s York Scientific Industries Pvt Ltd | YSI - 401 | 0 | 2005-10-25 | No |  | No |  | Functional | 25000
32 | Odisha | Dhenkanal | Sriramchandrapur CHC(Dhenkanal) | Portable Autoclave | CHCSRCPR022 | OT(Sriramchandrapur CHC) | M/s York Scientific Industries Pvt Ltd | YSI - 401 | 0 | 2005-10-25 | No |  | No |  | Non-functional | 25000
33 | Odisha | Dhenkanal | Sriramchandrapur CHC(Dhenkanal) | Pulse Oximeter | CHCSRCPR023 | OT(Sriramchandrapur CHC) | Masimo | Radical 7 | 0 | 2013-08-06 | No |  | No |  | Functional | 40000
34 | Odisha | Dhenkanal | Sriramchandrapur CHC(Dhenkanal) | Radiant Warmer | CHCSRCPR010 | Labour Room(Sriramchandrapur C | Bird Meditech | Innova | 49920 | 2011-02-25 | No |  | No |  | Functional | 60000
35 | Odisha | Dhenkanal | Sriramchandrapur CHC(Dhenkanal) | Sucction Apparatus.. | 423 | OT(Sriramchandrapur CHC) | Deepak Enterprises | Suction Apparatus | 0 | 2005-10-25 | No |  | No |  | Functional | 3500
36 | Odisha | Dhenkanal | Sriramchandrapur CHC(Dhenkanal) | Suction apparatus | CHCSRCPR019 | Labour Room(Sriramchandrapur C | Supreme | Instaavac | 0 | 2014-03-29 | No |  | No |  | Functional | 10000
37 | Odisha | Dhenkanal | Sriramchandrapur CHC(Dhenkanal) | Suction M/C(Foot Op.) | CHCSRCPR024 | Labour Room(Sriramchandrapur C | Anand Surgical Industries | Suction Machine(Foot Op.) | 4000 | 2014-11-10 | No |  | No |  | Functional | 5000
[13 empty] | Total Functional : 31 Total Non-Functional : 3 | [5 empty] | 1756000
43131000