## GH Panchkula
MASTER EQUIPMENT BASE
Name of District- Panchkula Type of facility- Civil Hospital Name of the Facility- Civil Hospital Panchkula
S.no | Equipment category | Equipment name | Qty | Manufacturer | Model | Equipment S.No. | Installation date(m-yy) | Under Warranty(Y=1/N=0) | Warranty Upto(m-yy) | AMC/CMC(Y=1,N=0) | AMC/CMC upto(m/yy) | Working status
[12 empty] | W | NW
1 | CARDIAC EQUIPMENTS | ECG machine | 1 | BPL | 8408 | BRTA5C1060 | 2005 | 0 | NA | 0 | NA | W
2 |  |  | 2 | Trivitron | AR600 | 5601113 | 2012-04-01 | 0 | NA | 0 | NA | W
3 | [5 empty] | 5601116 |  | 0 | NA | 0 | NA | W
4 |  |  | 2 | BPL | 6108 | 3772 | 2001 | 0 | NA | 0 | NA | W
5 |  |  |  | BPL | 6108 | 3771 | 2001 |  | NA | 0 | NA | W
6 |  | TMT machine | 1 | GE | MAX 1 | 88380-006 | NA | 0 | NA | 0 | NA |  | NW
7 | DENTAL | Electrically operated dental chairs | 4 | Confident | NA | NA | 2013-04-01 | 0 | NA | 1 | 2016-04-01 | W
8 |  |  |  |  | NA | NA |  | 0 | NA | 1 |  | W
9 |  |  |  |  | NA | NA |  | 0 | NA | 1 |  | W
10 |  |  |  | CRB | NA | NA | 2010 | 0 | NA | 0 | NA | W
11 |  | Dental X ray | 1 | Confident | NA | NA | 2014-05-01 | 0 | NA | 0 | NA |  | NW
12 |  | Boiler | 2 | NA | NA | NA | NA | 0 | NA | 0 | NA | W
13 |  | Autoclave | 2 | NA | NA | NA | NA | 0 | NA | 0 | NA | W
14 | EMERGENCY | Oxygen Concentrator | 1 | Moditech Internation | JAY 5A | NA | 2011-06-01 | 0 | NA | 0 | NA | W
15 |  | Electrical Suction machine | 1 | NA | NA | NA | 2011-03-01 | 0 | NA | 0 | NA | W
16 |  | Sterilizer | 1 | NA | NA | NA | 2013-07-01 | 0 | NA | 0 | NA | W
17 |  | Nebulizer | 2 | NA | NA | NA | NA | 0 | NA | 0 | NA | W
18 |  | Laryngoscope | 2 | NA | NA | NA | NA | 0 | NA | 0 | NA | W
19 |  | Defibrillator | 1 | Zoll |  |  |  | 1 |  | 0 | NA | W
20 |  | Infusion pump | 5 | NA | Accumate 2300 | NA | NA | 0 | NA | 0 | NA | W
21 |  | Multipara Monitor | 1 | Spacelab | Elance 93300 | 330000 0388 | NA | 0 | NA | 0 | NA | W
22 |  | Crash cart | 4 | NA | NA | NA | 2009-09-01 | 0 | NA | 1 | NA | W
23 |  |  |  | NA | NA | NA | 2011-07-01 | 0 | NA | 2 | NA | W
24 |  |  |  | NA | NA | NA | 2014-04-01 | 0 | NA | 3 | NA | W
25 |  |  |  | NA | NA | NA | 2014-04-01 | 0 | NA | 4 | NA | W
26 |  | Foot Operated Suction Machine | 2 | NA | NA | NA | NA | 0 | NA | 5 | NA | W
27 |  |  |  | NA | NA | NA | NA | 0 | NA | 6 | NA | W
28 | ENT | ENT Treatment unit | 1 | HAPPERSBERGER OTOPRONT | BASIC PLUS | 29462 | 2003 | 0 | NA | 1 | 2015-11-01 | W
29 |  | ENT CHAIR | 1 | HAPPERSBERGER OTOPRONT | SIT4/SIT4 PLUS | 4600900 | NA | 0 | NA | 0 | NA | W
30 |  | Operating Headlight | 1 | NA | NA | NA | NA | 0 | NA | 0 | NA | W
31 | SURGERY | ESWL | 1 | Shenzhen Huikang | ESWL VI | NA | Mar-09 | 0 | NA | 1 | 2015-07-01 | W
32 | EYE | A Scan | 1 | Appasamy | San Plus | NA | 2014-03-01 | 1 | 2016-03-01 | 0 | NA | W
33 |  | Slit lamp | 2 | SHIN NIPPON | NA | NA | NA | 0 | NA | 0 | NA | W
34 |  |  |  | INAMI | L-0189 | J04685 | NA | 0 | NA | 0 | NA |  | NW
35 |  | Ophthalmic Chair | 2 | Deepak Enterprises | DED 785 | NA | NA | 0 | NA | 0 | NA | W
36 | [5 empty] | NA | NA | 0 | NA | 0 | NA | W
37 |  | Keratometer | 1 | OMEGA | NA | NA | 2012-10-01 | 0 | NA | 0 | NA | W
38 |  | Autorefractro Meter | 1 | SHIN NIPPON | SR7000 | 27J987 | NA | 0 | NA | 0 | NA | W
39 |  | Direct Ophthalmoscope | 1 | Heine | BETA200 | NA | 2014-03-01 | 1 | 2016-03-01 | 0 | NA | W
40 |  | Indirect Ophthalmoscope | 1 | Heine | OMEGA500 | NA | 2015-02-01 | 1 | 2017-02-01 | 0 | NA | W
41 |  | Yag Laser | 1 | NIDEK | YC1600 | 6065 | Dec-14 | 0 | NA | 0 | NA | W
42 | ICU | SYRINGE PUMP | 8 | EMCO | INFUSOR950 | NA | NA | 0 | NA | 0 | NA | W
43 | [5 empty] | NA | NA | 0 | NA | 0 | NA | W
44 | [5 empty] | NA | NA | 0 | NA | 0 | NA | W
45 | [5 empty] | NA | NA | 0 | NA | 0 | NA | W
46 | [5 empty] | NA | NA | 0 | NA | 0 | NA | W
47 | [5 empty] | NA | NA | 0 | NA | 0 | NA |  | NW
48 | [5 empty] | NA | NA | 0 | NA | 0 | NA |  | NW
49 | [5 empty] | NA | NA | 0 | NA | 0 | NA |  | NW
50 |  | PATIENT MONIT0R WITH CENTRAL MONITOR | 5 | PHILIPS | MP50 | DE44028355 | Sep-07 | 0 | NA | 0 | NA |  | NW
51 | [5 empty] | DE44028402 |  | 0 | NA | 0 | NA |  | NW
52 | [5 empty] | DE44028391 |  | 0 | NA | 0 | NA |  | NW
53 | [5 empty] | DE44028399 |  | 0 | NA | 0 | NA |  | NW
54 | [5 empty] | DE44028588 |  | 0 | NA | 0 | NA |  | NW
55 |  |  | 1 |  |  |  |  | 0 | NA | 0 | NA |  | NW
56 |  | Patinet Monitor | 6 | Contec | CMS8000 | 140810 0036 | 2014-11-01 | 1 | 2016-11-01 | 0 | NA | W
57 | [5 empty] | 140810 0118 |  | 1 |  | 0 | NA | W
58 | [5 empty] | 140810 0068 |  | 1 |  | 0 | NA | W
59 | [5 empty] | 140810 0102 |  | 1 |  | 0 | NA | W
60 | [5 empty] | 14081 00023 |  | 1 |  | 0 | NA | W
61 | [5 empty] | 140810 0131 |  | 1 |  | 0 | NA | W
62 |  | PATIENT BED | 5 | CONTOURA/HOSPINEEDS | 480 | NA | Nov-07 | 0 | NA | 0 | NA | W
63 | [5 empty] | NA |  | 0 | NA | 0 | NA | W
64 | [5 empty] | NA |  | 0 | NA | 0 | NA | W
65 | [5 empty] | NA |  | 0 | NA | 0 | NA | W
66 | [5 empty] | NA |  | 0 | NA | 0 | NA | W
67 |  | Volumetric Infusion Pump | 8 | NA | Accumate2300 | NA | NA | 0 | NA | 0 | NA | W
68 | [5 empty] | NA | NA | 0 | NA | 0 | NA
69 | [5 empty] | NA | NA | 0 | NA | 0 | NA
70 | [5 empty] | NA | NA | 0 | NA | 0 | NA
71 | [5 empty] | NA | NA | 0 | NA | 0 | NA
72 | [5 empty] | NA | NA | 0 | NA | 0 | NA |  | NW
73 | [5 empty] | NA | NA | 0 | NA | 0 | NA
74 | [5 empty] | NA | NA | 0 | NA | 0 | NA
75 |  | ECG Machine | 1 | BIONET | cardiocare2000 | EG0400008 | 2008-07-01 | 0 | NA | 0 | NA | W
76 |  | Ventilator | 2 | Medisys | CRITIVENT | NA | NA | 0 | NA | 0 | NA |  | NW
77 |  |  |  | HAMILTON MEDICAL | GALIELIO | 2454 | Aug-01 | 0 | NA | 0 | NA |  | NW
78 |  | BP apparatus | 1 | NA | NA | NA | NA | 0 | NA | 0 | NA | W
79 |  | Crash cart | 1 | NA | NA | NA | NA | 0 | NA | 0 | NA | W
80 |  | Defibrillator | 1 | BPL | DF2509 | BZMC7A1530 | NA | 0 | NA | 0 | NA | W
81 | LAB MEDICINE | Centrifuge Machine | 6 | Remi | R8C | BGLC1379 | 2013-05-01 | 0 | NA | 0 | NA |  | NW
82 |  |  |  | Remi | R8C | AGLC1250 | 2013-05-01 | 0 | NA | 0 | NA |  | NW
83 |  |  |  | LINCO | T-8BL | NA | 2014-11-01 | 1 | 23.11.2016 | 0 | NA | W
84 |  |  |  | LINCO |  | NA |  | 1 |  | 0 | NA | W
85 |  |  |  | LINCO |  | NA |  | 1 |  | 0 | NA | W
86 |  |  |  | LINCO |  | NA |  | 1 |  | 0 | NA | W
87 |  | Hot Air oven | 2 | Microsil | Universal |  | Sep-07 | 0 | NA | 0 | NA | W
88 |  |  |  | Yorco | NA | 08LA173 | 2009-04-01 | 0 | NA | 0 | NA | W
89 |  | Incubator | 4 | Universal | NA | NA | Apr-11 | 0 | NA | 0 | NA | W
90 |  |  |  | Yorco | NA | 08E5466 | Sep-07 | 0 | NA | 0 | NA | W
91 |  |  |  | Tempstar | NA | NA | 2008-10-01 | 0 | NA | 0 | NA | W
92 |  |  |  | Medishield | NA | NA | 2013-12-01 | 0 | NA | 0 | NA | W
93 |  | Binocular Microscope | 4 | Olympus | Magnus MLX-DX | 70-526796 | Aug-08 | 0 | NA | 0 | NA | W
94 |  |  |  | Olympus | Magnus MLX-DX | 70-526797 | Aug-08 | 0 | NA | 0 | NA | W
95 |  |  |  | Olympus | Magnus MLX-DX | 70-526788 | Aug-08 | 0 | NA | 0 | NA | W
96 |  |  |  | Suswox Optic | SKC 400 | NA | NA | 0 | NA | 0 | NA | W
97 |  | Refrigerator | 6 | LG (312 Lt.) | 322DM | NA | 2005-03-01 | 0 | NA | 0 | NA | W
98 |  |  |  | Whirlpool | DC19352012 | NA | 2013-03-01 | 0 | NA | 0 | NA | W
99 |  |  |  | LG (175 Lt.) | NA | NA | 2007-08-01 | 0 | NA | 0 | NA | W
100 |  |  |  | Samsung | NA | NA | 2006-09-01 | 0 | NA | 0 | NA |  | NW
101 |  |  |  | Cellfrost | NA | NA | 2014-08-01 | 0 | NA | 0 | NA | W
102 |  |  |  | Cellfrost | NA | NA | 2014-08-01 | 0 | NA | 0 | NA | W
103 |  | Semi Auto Analyzer | 1 | TRANSASIA | CHEM -7 | 1091231 | Jul-10 | 0 | NA | 1 | 2015-03-01 | W
104 |  | Fully Automatic Biochemistry Analyzer | 2 | TRIVITRON | Konelab | NA | 2004-06-01 | 0 | NA | 0 | NA |  | NW
105 |  |  |  | Beckman Coulter/ Daignostics & scientific Supplier | AU480 | 2013112793 | 2014-05-01 | 1 | 2016-05-01 | 0 | NA | W
106 |  | Cell Counter (3 part) | 2 | TRANSASIA | KX-21 | B3876 | 2008-10-01 | 0 | NA | 1 | 2015-03-01 | W
107 |  |  |  | Beckman Coulter/ Daignostics & scientific Supplier | AcT DIFF | AW07021 | 2014-05-01 | 1 | 2016-05-01 | 0 | NA | W
108 |  | Water bath | 3 | Yorco | YSI-413 | 08A4037 | 2008-10-01 | 0 | NA | 0 | NA | W
109 |  |  |  | NA | NA | NA | NA | 0 | NA | 0 | NA | W
110 |  |  |  | NA | NA | NA | NA | 0 | NA | 0 | NA | W
111 |  | Colorimeter | 2 | NA | NA | NA | 2013-12-01 | 0 | NA | 0 | NA | W
112 |  |  |  | NA | NA | NA | 2013-12-01 | 0 | NA | 0 | NA | W
113 |  | Rotary Microtome | 2 | NA | NA | NA | Feb-04 | 0 | NA | 0 | NA | W
114 |  | Fully Automatic Microtome |  | Yorco | YSI060 | NA | Jan-09 | 0 | NA | 0 | NA | W
115 |  | Electric Balance+ Analytical Balance | 2 | Wensar | ECB600 | NA | 2012-11-01 | 0 | NA | 0 | NA | W
116 |  |  |  | Remi | CY20 | NA | May-13 | 0 | NA | 0 | NA | W
117 |  | Eliza reader & washer | 1 | TRANSASIA | Lisa Wash & LISA SCAN II | 120138 | Feb-10 | 0 | NA | 1 | 2015-03-01 | W
118 |  | Fully Automatic ELIZA Reader & Washer | 1 | /B.K.Surgicals | TRITURUS | NA | Sep-05 | 0 | NA | 0 | NA |  | NW
119 |  | Fully Automatic Tissue Processor | 1 | Yorco | YSI 1015 | 08L0607 | 2009-01-01 | 0 | NA | 0 | NA | W
120 |  | Automatic Knife Sharpener | 1 | Yorco | YSI 128 | 08H0221 | 2009-01-01 | 0 | NA | 0 | NA | W
121 |  | Hot plate | 1 | Microsil | NA | NA | 2007 | 0 | NA | 0 | NA | W
122 |  | pH Meter | 2 | Biomed | pH20 | 487 | NA | 0 | NA | 0 | NA | W
123 |  |  |  | Swastika | NA | NA | NA | 0 | NA | 0 | NA | W
124 |  | Distilled Water Plant | 2 | NA | NA | NA | Sep-07 | 0 | NA | 0 | NA | W
125 |  |  |  | NA | NA | NA | Sep-07 | 0 | NA | 0 | NA | W
126 |  | ILR | 1 | Westfrost | NA | NA | NA | 0 | NA | 0 | NA | W
127 |  | Vertical Autoclave | 2 | NA | NA | NA | NA | 0 | NA | 0 | NA | W
128 |  |  |  | NA | NA | NA | NA | 0 | NA | 0 | NA | W
129 |  | Blood Culture System | 1 | BD Diagnostic/NW Overseas | BAXTEC FX 40 | FF080 | 2014-08-01 | 1 | 2016-08-01 | 0 | NA | W
130 |  | Automated Immunoassay Analyzer | 1 | Beckman Coulter/ Daignostics & scientific Supplier | ACCESS 2 | 509101 | 2014-05-01 | 1 | 2016-05-01 | 0 | NA | W
131 |  | Cell Counter (5 part) | 1 | Beckman Coulter/ Daignostics & scientific Supplier | LH 750 | AV47178 | 2014-05-01 | 1 | 2016-05-01 | 1 | NA | W
132 |  | Vertex mixture | 2 | Remi (Medshield) | CM101 | NA | 2014-03-01 | 0 | NA | 2 | NA | W
133 |  | Automated Coagulation Analyzer | 1 | Instrumentation Laboratory | ACL7000 | 13074570 | 2014-05-01 | 1 | 2016-05-01 | 3 | NA | W
134 |  | Humidity & Temperature Meter | 6 | NA | NA | NA | NA | 0 | NA | 4 | NA | W
135 |  | Electrolyte Analyzer | 1 | Fortune/Sri Sri Enterprises | FT-300 | 300A1409002 | 2014-12-01 | 1 | 2016-12-01 | 5 | NA | W
136 | LABOR ROOM | Foetal Doppler | 4 | Nidek | NA | NA | NA | 0 | NA | 0 | NA | W
137 |  |  |  | Nidek | NA | NA | NA | 0 | NA | 0 | NA | W
138 |  |  |  | Contec | Sonoline B | NA | 2014 | 1 | 2016 | 0 | NA | W
139 |  |  |  | Contec | Sonoline B | NA | 2014 | 1 | 2016 | 0 | NA | W
140 |  | Mobile OT light | 3 | NA | NA | NA | 2013-02-01 | 0 | NA | 0 | NA | W
141 |  |  |  | NA | NA | NA | 2012-08-01 | 0 | NA | 0 | NA |  | NW
142 |  |  |  | NA | NA | NA | 2001-01-01 | 0 | NA | 0 | NA |  | NW
143 |  | Suction Machine | 1 | NA | NA | NA | 2009-09-01 | 0 | NA | 0 | NA | W
144 |  | Boiler | 2 | NA | NA | NA | NA | 0 | NA | 0 | NA | W
145 |  | Crash Cart | 1 | NA | NA | NA | 2014 | 0 | NA | 0 | NA | W
146 |  | BP Apparatus | 1 | NA | NA | NA | NA | 0 | NA | 0 | NA | W
147 |  | Multipara Monitor | 4 | Cardio Care, Mohali | M6-Aster | 21212 1912 | 2013-12-01 | 1 | 2015-12-01 | 0 | NA | W
148 | [5 empty] | 21212 1924 |  | 1 |  | 0 | NA | W
149 | [5 empty] | 21212 1889 |  | 1 |  | 0 | NA | W
150 | [5 empty] | 21212 1904 |  | 1 |  | 0 | NA | W
151 | MINOR OT | Mobile ot Light | 1 | Multilux | NA | NA | NA | 0 | NA | 0 | NA | W
152 |  | Boiler | 1 | NA | NA | NA | 2008 | 0 | NA | 0 | NA | W
153 |  | Vertical Autoclave | 1 | NA | NA | NA | NA | 0 | NA | 0 | NA | W
154 |  | Plaster Cutter | 3 | NA | NA | NA | 2012-04-01 | 0 | NA | 0 | NA | W
155 |  |  |  | NA | NA | NA | 2013-07-01 | 0 | NA | 0 | NA | W
156 |  |  |  | NA | NA | NA | 2014-04-01 | 0 | NA | 0 | NA | W
157 | MORTUARY | Mortuary Chamber (4 Body) | 1 | Spencers / rattan Sales | 1210-SMC-004 | S22110262 | 2013-02-01 | 1 | 2015-02-01 | 0 | NA | W
158 | ORTHO | BMD Machine | 1 | HOLOGIC INCORPORATION LTD | EXPLORER | 90914 | 2007-06-01 | 0 | NA | 0 | NA |  | NW
159 | OPERATION THEATRE | Horizontal Autoclave | 5 | ARCO | NA | NA | 2004 | 0 | NA | 0 | NA |  | NW
160 |  |  |  | SURGICOIN | NA | NA | Mar-11 | 0 | NA | 0 | NA |  | NW
161 |  |  |  | SURGICOIN | NA | NA | 2012 | 0 | NA | 0 | NA |  | NW
162 |  |  |  | SURGICOIN | NA | NA |  | 0 | NA | 0 | NA | W
163 |  |  |  | SURGICOIN | NA | NA |  | 0 | NA | 0 | NA | W
164 |  | Vertical Autoclave | 1 | NA | NA | NA | 2005-07-01 | 0 | NA | 0 | NA |  | NW
165 |  | Instrument Sterilizer (Boiler) | 5 | NA | NA | NA | 2009-02-01 | 0 | NA | 0 | NA | W
166 |  |  |  | NA | NA | NA | 2009-10-01 | 0 | NA | 0 | NA | W
167 |  |  |  | NA | NA | NA | 2009-10-01 | 0 | NA | 0 | NA | W
168 |  |  |  | NA | NA | NA | 2010-02-01 | 0 | NA | 0 | NA | W
169 |  |  |  | NA | NA | NA | 2010-02-01 | 0 | NA | 0 | NA | W
170 |  | Flash Autoclave | 1 | Sturdy, Taiwan/Bergen Healthcare | SA-260MA | 111110203-003 | Feb-12 | 0 | NA | 0 | NA | W
171 |  | Anaesthesia Workstation | 4 | Instromedix | VATO EX 20 | DW2C001407 | Jun-13 | 1 | 2015-06-01 | 0 | NA | W
172 |  |  |  |  | VATO EX 21 | DW2C001408 | Jun-13 | 1 | 2015-06-01 | 0 | NA | W
173 |  |  |  | Allied | Neptune | 8057 | Mar-13 | 0 | NA | 0 | NA | W
174 |  |  |  | Allied | Galaxy | GALX10109 | Aug-10 | 0 | NA | 0 | NA |  | NW
175 |  | Boyle 's apparatus with accessories (6) | 4 | Allied | JUPITER200 | 2001716 | Jun-09 | 0 | NA | 0 | NA | W
176 |  |  |  | Allied | JUPITER200 | 2001720 | Apr-09 | 0 | NA | 0 | NA | W
177 |  |  |  | Allied | JUPITER200 | 2001719 |  | 0 | NA | 0 | NA | W
178 |  |  |  | Allied | Jupiter200 | 20028351310551330001826 | Mar-14 | 1 | 2016-03-01 | 0 | NA | W
179 |  | Cardiac monitor with Defibrillator | 2 | SCHILLER |  |  | Jul-10 | 1 | NA | 0 | NA | W
180 |  |  |  | Physiocontrol | LIFEPAK20e | 40981183 | Feb-13 | 0 | NA | 0 | NA | W
181 |  | Patient Monitors | 8 | Instromedix/Mindray | MEC20E | CV2A109234 | Mar-13 | 0 | NA | 0 | NA | W
182 | [5 empty] | CV2A109235 |  | 0 | NA | 0 | NA | W
183 | [5 empty] | CV2A109236 |  | 0 | NA | 0 | NA | W
184 | [5 empty] | CV2A109231 |  | 0 | NA | 0 | NA | W
185 | [5 empty] | CV2A109233 |  | 0 | NA | 0 | NA | W
186 | [5 empty] | CV2A109232 |  | 0 | NA | 0 | NA | W
187 |  |  |  | Cardiocare | M6 Aster | 212121890 | Dec-13 | 1 |  | 0 | NA | W
188 | [5 empty] | 212121880 |  | 1 |  | 0 | NA | W
189 |  |  |  | Schiller | Truscope II | M003E03995 | Mar-14 | 1 | Mar-16 | 0 | NA | W
190 |  |  |  | Mindray | ipm10 | FG2C002564 | Jun-13 | 1 | Jun-15 | 0 | NA | W
191 |  |  |  | Mindray | ipm1 | FG2C002565 | Jun-13 | 1 | Jun-15 | 1 | NA | W
192 |  |  |  | Allied | M-601 | 1245698 00001 | Mar-13 | 0 | NA | 1 | NA | W
193 |  | Ceiling OT light | 4 | NW Overseas/Surgident | LED 6+6 | SUR-1536 | 2013-10-01 | 1 | Oct-15 | 0 | NA | W
194 | [5 empty] | SUR-1537 | 2013-10-02 | 1 | Oct-15 | 0 | NA | W
195 | [5 empty] | SUR-1538 | 2013-10-03 | 1 | Oct-15 | 0 | NA | W
196 | [5 empty] | SUR-1539 | 2013-10-04 | 1 | Oct-15 | 0 | NA | W
197 |  | Hydraulic OT Table | 6 | NW Overseas/ Surgident | XL3000 | SUR-T-2500 | 2013-10-05 | 1 | Oct-15 | 0 | NA | W
198 | [5 empty] | SUR-T-2600 | 2013-10-06 | 1 | Oct-15 | 0 | NA
199 | [5 empty] | SUR-T-2700 | 2013-10-07 | 1 | Oct-15 | 0 | NA
200 | [5 empty] | SUR-T-2800 | 2013-10-08 | 1 | Oct-15 | 0 | NA
201 | [5 empty] | SUR-T-2900 | 2013-10-09 | 1 | Oct-15 | 0 | NA
202 | [5 empty] | SUR-T-3000 | 2013-10-10 | 1 | Oct-15 | 0 | NA
203 |  | MODEL VARIOSCOPE | 1 | LIFE OPTICS | VARIOSCOPE | 501459 | Jan-08 | 0 | NA | 0 | NA | W
204 |  | Crash Cart | 2 | NA | NA | NA | Apr-14 | 0 | NA | 0 | NA | W
205 |  |  |  | NA | NA | NA | Apr-14 | 0 | NA | 0 | NA | W
206 |  | BP apparatus (With stand) | 3 | NA | NA | NA | Aug-06 | 0 | NA | 0 | NA | W
207 |  | Gynecological Examination treatment workstation | 1 | ATMOS | GYNE CHAIR 41 | 460008030/000002-2007,06 | Jan-08 | 0 | NA | 0 | NA | W
208 |  | Laparoscope(Double puncture) | 1 | HERSTELLER | SURGEFLATOR | 0102CE324 | Jun-02 | 0 | NA | 0 | NA | W
209 |  | Laparoscope(Single puncture) | 1 | KARL STORZ | NA | NA | May-10 | 0 | NA | 0 | NA | W
210 |  | Battery operated Drill machine | 1 | Stryker/ Rohit Surgicals | SYSTEM 06 | NA | Jul-14 | 0 | Jul-16 | 0 | NA | W
211 |  | Electric plaster Cutting Saw | 1 | NA | NA | NA | Aug-05 | 0 | NA | 0 | NA | W
212 |  | Electric Torniquette (with battery back u) | 1 | NA | NA | NA | Dec-07 | 0 | NA | 0 | NA | W
213 |  | C arm |  | Allengers | HF49R | 2K1002062-C | Mar-12 | 0 | NA | 0 | NA | W
214 |  |  |  | Allengers | HF49R | 2K1302047-C | 2013-07-23 | 1 | 2015-03-01 | 0 | NA | W
215 |  | Arthroscope Set | 1 | NA | NA | NA | 2006-08-07 | 0 | NA | 0 | NA |  | NW
216 |  | Operating Microscope with light source (EYE) | 1 | Carl Zeiss | OPMI 1FR | NA | 2009-09-01 | 0 | NA | 0 | NA | W
217 |  |  | 1 | Carl Zeiss | OPMI FRPRO | 101482 | 2014-06-01 | 1 | 2016-06-01 | 0 | NA | W
218 |  | Phaco machine | 2 | BAUSCH & LOMB | CX1000 | BAS10216C0M07572 | 2009-06-01 | 0 | NA | 0 | NA | W
219 |  | Cautery machine (Eye) | 1 | NA | NA | NA | 2006-03-01 | 0 | NA | 0 | NA | W
220 |  | Camera for Endoscope with screen | 1 | NA | NA | NA | 2009-09-01 | 0 | NA | 0 | NA | W
221 |  | ENT light Source | 3 | NA | NA | NA | 2009-09-01 | 0 | NA | 0 | NA | W
222 |  |  |  | NA | NA | NA |  | 0 | NA | 0 | NA |  | NW
223 |  |  |  | NA | NA | NA |  | 0 | NA | 0 | NA |  | NW
224 |  | Telescope 0 degree | 2 | NA | NA | NA | NA | 0 | NA | 0 | NA | W
225 |  |  |  | NA | NA | NA | NA | 0 | NA | 0 | NA | NW
226 |  | Telescope 30 degrees | 1 | NA | NA | NA | 2009-10-01 | 0 | NA | 0 | NA | W
227 |  | Telescope 70 degrees | 1 | NA | NA | NA | 2010-10-01 | 0 | NA | 0 | NA | W
228 |  | Otoscope | 2 | NA | NA | NA | 2010-10-02 | 0 | NA | 0 | NA | W
229 |  | Electric Heavy Duty Straight & curved Handpiece | 1 | NA | NA | NA | 2009-09-01 | 0 | NA | 0 | NA | W
230 |  | Surgical operating microscope (ENT) | 1 | ZEISS | S7 | 437904 | 2004-01-19 | 0 | NA | 0 | NA | W
231 |  | ENT Cautery (Bipolar) | 1 | NA | NA | NA | 2009-09-29 | 0 | NA | 0 | NA | W
232 |  | Urethroscope | 1 | NA | NA | NA | 2012-02-01 | 0 | NA | 0 | NA | W
233 |  | Lithoclast | 1 | NA | NA | NA | Feb012 | 0 | NA | 0 | NA | W
234 |  | Cystoscopy & TURP Set | 1 | EUROSEP | ILLUM4000 | 2100508 | 2009-03-21 | 0 | NA | 0 | NA | W
235 |  | Electric cautery machine | 7 | L&T | MAESTRO | E0270043 | 2004-05-29 | 0 | NA | 0 | NA |  | NW
236 |  |  |  | L&T | MAESTRO | E0270128 | 2005-06-25 | 0 | NA | 0 | NA |  | NW
237 |  |  |  | VALLEY LAB | FORCEFX8C | F7A51698A | 2007-03-10 | 0 | NA | 0 | NA |  | NW
238 |  |  |  | CALS MEDICAL CO.LTD | 4000 | CES400176 | 1995-05-29 | 0 | NA | 0 | NA | W
239 |  |  |  | DIVLABS | NA | TY011067 | 2011-08-08 | 0 | NA | 0 | NA | W
240 |  |  |  |  | NA | TY012092 |  | 0 | NA | 0 | NA | W
241 |  |  |  | Conmed | NA | NA | 2013-12-01 | 0 | NA | 0 | NA | W
242 |  | Lap-coly-set Gall bladder operation / Surgical laparoscope | 2 | KALL STORZ | ENDOFLATER | FD1322D | 2006-10-05 | 0 | NA | 0 | NA | W
243 |  |  |  | KARL STORZ | NA | NA | 1905-07-05 | 0 | NA | 0 | NA | W
244 | PHYSIOTHERAPY | Ultrasonic therapy | 1 | HMS MEDICAL SYSTEM | DIGISONIC | 12101 0200308 | NA | 0 | NA | 0 | NA | W
245 |  | Shock wave Therapy | 1 | SHENZHEN HUIKANG MEDICAL EQUIPENT CHINA/NW OVERSEAS | HK-ESWO AJII | NA | NA | 0 | NA | 0 | NA | W
246 |  | Shortwave Diathermy | 1 | NA | NA | NA | NA | 0 | NA | 0 | NA |  | NW
247 | IMAGING | X-Ray Machine 500 MA | 2 | ALLENGERS | Allenger-525(500MA) | 20550810 | 2003-03-01 | 0 | NA | 1 | Ap-16 | W
248 |  |  |  |  | MARS40 | NA | 2013-03-01 | 0 | NA | 1 | 2015-05-01 | W
249 |  | X-Ray Machine 100 MA Mobile | 1 |  | 100-CBM | 30810134 | NA | 0 | NA | 1 | Ap-16 | W
250 |  | X ray Machine 150mA Mobile | 1 |  | MARS-15 | NA | 2013-03-01 | 0 | NA | 1 | 2015-03-01 | W
251 |  | X-Ray Machine 300 MA Mobile | 1 | VILLA SYSTEM MEDICALS | VISITOR AR-30 | NA | NA | 0 | NA | 0 | NA | W
252 |  | Automatic X ray Film Processor | 1 | CHANDIGARH MEDICAL CORPORATION | JP-33 | NA | NA | 0 | NA | 0 | NA |  | NW
253 |  | CT Scan Machine Camera Automatic Developer | 1 | WIPRO GE | 22469993 | 835515YM38 | 2002-12-01 | 0 | NA | 1 | 2015-12-01 | W
254 |  | Ultrasound Colour Doppler | 2 | MEDISON | SONO-ACE8000 PRIME | NA | 2004-07-01 | 0 | NA | 1 | 2015-09-01 | W
255 |  | Computed Radiography System Printer of CR System | 2 | AGFA | ADS SOLO | NA | 2004-08-01 | 0 | NA | 1 | 2015-08-01 | W
256 |  |  |  |  | CR30XM | NA | 2013-08-01 | 1 | 2015-08-01 | 1 | NA | W
257 | SKIN | Nd YAG LASER | 1 | CANDELA (USA) | GENTLE YAG | NA | 2007 | 0 | NA | 0 | NA |  | NW
258 |  | Naow Band UVB (311-315mm) | 1 | V care Medical Systems / cardio care Mohali | NA | NA | NA | 0 | NA | 0 | NA |  | NW
259 |  | Hand Held Phoththerapy | 1 | NA | NA | NA | NA | 0 | NA | 0 | NA | W
260 |  | Deram Abrasion Machine | 1 | NA | NA | NA | NA | 0 | NA | 0 | NA | W
261 |  | Cautery Machine | 1 | NA | NA | NA | NA | 0 | NA | 0 | NA | W
262 |  | Radiofrequecy machine | 1 | V care Medical Systems / cardio care Mohali | NA | NA | NA | 0 | NA | 0 | NA | W
263 | SNCU | Open care system | 8 | Phoenix Medical Systems | NRC-100 | TU1041 | 2011-08-03 | 0 | NA | 1 | 2015-08-01 | W
264 | [5 empty] | TU1042 |  | 0 | NA | 1 | 2015-08-01 | W
265 | [5 empty] | TU1043 |  | 0 | NA | 1 | 2015-08-01 | W
266 | [5 empty] | TU1044 |  | 0 | NA | 1 | 2015-08-01 | W
267 | [5 empty] | TU1045 |  | 0 | NA | 1 | 2015-08-01 | W
268 | [5 empty] | TU1046 |  | 0 | NA | 1 | 2015-08-01 | W
269 | [5 empty] | TU1047 |  | 0 | NA | 1 | 2015-08-01 | W
270 | [5 empty] | TU1048 |  | 0 | NA | 1 | 2015-08-01 | W
271 |  |  | 4 |  |  | TU1063 | 2013-01-10 | 0 | NA | 1 | 2015-08-01 | W
272 | [5 empty] | TU1064 |  | 0 | NA | 1 | 2015-08-01 | W
273 | [5 empty] | TU1065 |  | 0 | NA | 1 | 2015-08-01 | W
274 | [5 empty] | TU1066 |  | 0 | NA | 1 | 2015-08-01 | W
275 |  |  | 9 | Nice Neotech Medical Systems | NICE2010BC | 141507001862 | 2014-09-01 | 1 | 2016-09-01 | 0 | NA | W
276 | [5 empty] | 141507001813 |  | 1 | 2016-09-01 | 0 | NA | W
277 | [5 empty] | 141506001467 |  | 1 | 2016-09-01 | 0 | NA | W
278 | [5 empty] | 141506001445 |  | 1 | 2016-09-01 | 0 | NA | W
279 | [5 empty] | 141506001485 |  | 1 | 2016-09-01 | 0 | NA | W
280 | [5 empty] | 141506001464 |  | 1 | 2016-09-01 | 0 | NA | W
281 | [5 empty] | 141506001487 |  | 1 | 2016-09-01 | 0 | NA | W
282 | [5 empty] | 141506001486 |  | 1 | 2016-09-01 | 0 | NA | W
283 | [5 empty] | 141506001481 |  | 1 | 2016-09-01 | 0 | NA | W
284 |  | Radiant Warmer | 5 | Nice Neotech Medical Systems | NICE2007S | 141506001369 | 2014-09-01 | 1 | 2016-09-01 | 0 | NA | W
285 | [5 empty] | 141506001370 |  | 1 | 2016-09-01 | 0 | NA | W
286 | [5 empty] | 141506001371 |  | 1 | 2016-09-01 | 0 | NA | W
287 | [5 empty] | 141506001372 |  | 1 | 2016-09-01 | 0 | NA | W
288 | [5 empty] | 141506001373 |  | 1 | 2016-09-01 | 0 | NA | W
289 |  | CFL Photohterapy Single Head | 3 | Phoenix Medical Systems | CFL101 | TU1058 | 2011-08-03 | 0 | NA | 1 | 2015-08-01 | W
290 | [5 empty] | TU1059 |  | 0 | NA | 1 | 2015-08-01 | W
291 | [5 empty] | TU1060 |  | 0 | NA | 1 | 2015-08-01 | W
292 |  | Syringe Pump | 6 | South India Co. Ltd. | SP-500 | 62521 | 2006 | 0 | NA | 1 | 2015-10-01 | W
293 | [5 empty] | 62531 |  | 0 | NA | 1 | 2015-10-01 | W
294 | [5 empty] | 62541 |  | 0 | NA | 1 | 2015-10-01 | W
295 | [5 empty] | 62551 |  | 0 | NA | 1 | 2015-10-01 | W
296 | [5 empty] | 62781 |  | 0 | NA | 1 | 2015-10-01 | W
297 | [7 empty] | 0 | NA | 1 | 2015-10-01 | W
298 |  | Bedside patient Monitors | 6 | Schiller Healthcare | Truscope II | B0673110 | 2011-08-03 | 0 | NA | 1 | 2015-08-01 | W
299 | [5 empty] | B0673140 |  | 0 | NA | 1 | 2015-08-01 | W
300 | [5 empty] | B0673132 |  | 0 | NA | 1 | 2015-08-01 | W
301 | [5 empty] | B0673123 |  | 0 | NA | 1 | 2015-08-01 | W
302 | [5 empty] | B0673056 |  | 0 | NA | 1 | 2015-08-01 | W
303 | [5 empty] | B0673096 |  | 0 | NA | 1 | 2015-08-01 | NW
304 |  | Resuscitator 500ml | 2 | System plus | NA | NA | 2011-07-01 | 0 | NA | 0 | NA | W
305 |  |  | 2 | NA | NA | NA | 2013-04-01 | 0 | NA | 0 | NA | W
306 |  | Resuscitator 250ml | 2 | System plus | NA | NA | 2011-07-01 | 0 | NA | 0 | NA | W
307 |  |  | 13 | NA | NA | NA | 2013-04-01 | 0 | NA | 0 | NA | W
308 |  | Suction Machine foot operated | 1 | System plus | NA | NA | NA | 0 | NA | 0 | NA | W
309 |  |  | 1 | NA | NA | NA | NA | 0 | NA | 0 | NA | W
310 |  | Laryngoscope neonate | 3 | System plus | NA | NA | 2011-07-01 | 0 | NA | 0 | NA | W
311 |  |  | 1 | NA | NA | NA | 2011-05-01 | 0 | NA | 0 | NA | W
312 |  |  | 4 | NA | NA | NA | 2013-09-01 | 0 | NA | 0 | NA | W
313 |  | Light meter | 1 | Wipro GE | Billi Blanket | 40003674 | 2010 | 0 | NA | 0 | NA | W
314 |  | Suction Machine Electrical | 4 | Devine Medihealth | NA | NA | 2010 | 0 | NA | 0 | NA | W
315 |  |  |  |  | NA | NA | 2010 | 0 | NA | 0 | NA | W
316 |  |  |  |  | NA | NA | 2010 | 0 | NA | 0 | NA | W
317 |  |  |  |  | NA | NA | 2010 | 0 | NA | 0 | NA | W
318 |  | Glucomter | 5 | NA | NA | NA | 2011-07-01 | 0 | NA | 0 | NA | W
319 |  |  |  | NA | NA | NA | 2011-07-01 | 0 | NA | 0 | NA | W
320 |  |  |  | NA | NA | NA | 2011-07-01 | 0 | NA | 0 | NA | W
321 |  |  |  | NA | NA | NA | 2011-07-01 | 0 | NA | 0 | NA | W
322 |  |  |  | NA | NA | NA | 2014-03-01 | 0 | NA | 0 | NA | W
323 |  | Digital Weighing Machine | 3 | Yorco | NA | NA | 2012-08-01 | 0 | NA | 0 | NA | W
324 |  |  |  | NA | NA | NA | 2013-12-01 | 0 | NA | 0 | NA | W
325 |  |  |  | NA | NA | NA | 2014-03-01 | 0 | NA | 0 | NA | W
326 |  | Weighing Machine | 1 | NA | NA | NA | 2013-12-01 | 0 | NA | 0 | NA | W
327 |  | Room Heater | 2 | System Plus | NA | NA | 2010 | 0 | NA | 0 | NA | W
328 |  | Oxygen concentrator | 1 | Moditech International | JAY 5A | NA | 2011-06-24 | 0 | NA | 0 | NA | W
329 |  | Embrace Warmer | 1 | Wipro GE | NEST infant warmer | FD0904042100154 | 2013-04-08 | 0 | NA | 0 | NA | W
330 |  | Refrigerator | 1 | NA | NA | NA | NA | 0 | NA | 0 | NA | W
331 |  | Jaundice Meter | 1 | Cardiocare | Draeger JM-103 | 3204487 | 7.12.2015 | 1 | 2017-12-01 | 0 | NA | W
332 |  | Crash cart | 1 | NA | NA | NA | NA | NA | NA | NA | NA | W
333 | Blood Bank | Needle Destroyer & Shredder | 2 | YORK SCIENTIFIC | YSI158 | 07F-1 | 2013-01-01 | 0 | NA | 0 | NA |  | NW
334 |  |  |  | SAI INTERNATIONAL |  |  | 1995-06-01 | 0 | NA | 0 | NA | W
335 |  | Water Bath | 2 | VIKRANT SCIENTIFIC | 255 | 224 | 1997-10-01 | 0 | NA | 0 | NA | W
336 |  |  |  | NA | NA | NA | 1996-10-01 | 0 | NA | 0 | NA | W
337 |  | ILR | 1 | VESTFROST | NMK 142 | 44710545 | 1996-10-01 | 0 | NA | 0 | NA | W
338 |  | Blood Bank Refrigerator | 5 | DEEPEE | BR303 | BC010 | 1998-06-01 | 0 | NA | 0 | NA | W
339 |  |  |  | JEWETT | BBR 25 | 63956-299 | 2000-02-01 | 0 | NA | 1 | 2016-05-01 | W
340 |  |  |  | PAWAR ELECTRO SYSTEM | JAR03 | 611218 | 2007-05-01 | 0 | NA | 0 | NA | W
341 |  |  |  | ELECTROLUX | 3E1800SBA | 81400740 | 2008-04-01 | 0 | NA | 0 | NA | W
342 |  |  |  | HAIER | HXC 608 |  | 2010-12-01 | 0 | NA | 0 | NA | W
343 |  | Centrifuge | 3 | HETTICH | EBA8 |  | 1996-10-01 | 0 | NA | 0 | NA | W
344 | [6 empty] | 1996-10-01 | 0 | NA | 0 | NA |  | NW
345 |  |  |  | MICROSIL | M8P |  | 2006-08-01 | 0 | NA | 0 | NA | W
346 |  | VDRL MIXER | 1 |  |  |  | 1996-10-01 | 0 | NA | 0 | NA | W
347 |  | HOT AIR OVEN | 1 | SWASTHIKA | SES | 7270 | 2001-01-01 | 0 | NA | 0 | NA | W
348 |  | AUTOCLAVE | 1 |  |  |  | 2001-01-01 | 0 | NA | 0 | NA | W
349 |  | HOT PLATE | 1 |  |  |  | 1996-10-01 | 0 | NA | 0 | NA |  | NW
350 |  | ELISA STRIP READER | 1 | AWARENESS TECHNOLOGY | MEDILISA 318PLUS | 3181055 | 2001-05-01 | 0 | NA | 0 | NA |  | NW
351 |  | STERILIZER | 1 |  |  |  | 1996-10-01 | 0 | NA | 0 | NA |  | NW
352 |  | Binocular Microscope | 3 |  |  |  | 1997-01-01 | 0 | NA | 0 | NA | W
353 |  |  |  | LABOMED |  | 8931 | 2000-09-01 | 0 | NA | 0 | NA | W
354 |  |  |  | RADICAL | RMH-4B | 19430 | 2001-05-01 | 0 | NA | 0 | NA | W
355 |  | Incubator | 2 | Universal |  |  | 1997-10-01 | 0 | NA | 0 | NA | W
356 |  |  |  | Universal |  |  | 1999-02-01 | 0 | NA | 0 | NA | W
357 |  |  | 3 | INSIGNIA | BM-35X |  | 2012-04-01 | 0 | NA | 0 | NA | W
358 |  | Bio mixer |  | Terumo Penpol | D601 | 12111274 | 2013-01-01 | 0 | NA | 1 | 2016-04-01 | W
359 | [5 empty] | 12111275 | 2013-01-01 | 0 | NA | 1 | 2016-04-01 | W
360 |  | Tube sealer | 1 | Terumo Penpol | XS1000T | 1210134 | 2013-01-01 | 0 | NA | 1 | 2016-04-01 | W
361 |  | Digital Analytical balance | 1 | Remi Sales & Engineering | CI220 | 4126333 | NA | 0 | NA | 0 | NA | W
362 |  | ELISA Reader & Washer | 1 | Transasia | Lisa Scan and Lisa Wash | 121203 & 130624 | 2013-05-01 | 0 | NA | 1 | 2016-05-01 | W
363 |  | Cell Separator | 1 | Terumo BCT USA/Biocell Medicare | TRIMA ACCEL | ITO 6334 | 2014-04-01 | 1 | 2016-04-01 | 0 | NA | W
364 |  | Blood Bag Weiging Balance | 4 | DOCBEL | BRAON |  | 2012-10-01 | 0 | NA | 0 | NA | W
365 | [7 empty] | 0 | NA | 0 | NA | W
366 | [7 empty] | 0 | NA | 0 | NA | W
367 | [7 empty] | 0 | NA | 0 | NA | W
368 |  | Adult Weiging Machine | 2 |  |  |  | 1996-10-01 | 0 | NA | 0 | NA |  | NW
369 | [6 empty] | 2007-04-01 | 0 | NA | 0 | NA | W
370 |  | HB Meter | 3 |  |  |  | 1996-09-01 | 0 | NA | 0 | NA | W
371 | [6 empty] | 1996-09-01 | 0 | NA | 0 | NA | W
372 | [6 empty] | 1996-09-01 | 0 | NA | 0 | NA | W
373 |  | Oxygen Cylinder | 1 |  |  |  | 1997-01-01 | 0 | NA | 0 | NA | W
374 |  | Donor Couch | 1 | M/s Terumo Penpol | DC200 | 1410208 | 2015-01-01 | 1 | 2017-01-01 | 0 | NA | W
375 |  | Platelet Agitator | 1 | M/s Terumo Penpol | PA300 | 1407962 | 2015-01-01 | 1 | 2017-01-01 | 0 | NA | W
376 |  | Platelet Incubator | 1 | M/s Terumo Penpol | PI200 | 1411875 | 2015-01-01 | 1 | 2017-01-01 | 0 | NA | W
Contact details : 0172-2562199
Facility Incharge :Dr. Usha Gupta
Store keeper :Mr. Jitender, Pharmacist
Biomedical Engineer :Mrs. Esha Sharma

## MLA Hostel Dispensary Sect-3
MASTER EQUIPMENT BASE
Name of District- Panchkula Type of facility- Govt. Dispensary Name of the Facility-MLA Hostel Dispensary, Sect-3
S.no | Equipment category | Equipment name | Qty | Manufacturer | Model | Equipment S.No. | Installation date(m-yy) | Under Warranty(Y=1/N=0) | Warranty Upto(m-yy) | AMC/CMC(Y=1,N=0) | AMC/CMC upto(m/yy) | Working status
[12 empty] | W | NW
1 | Radiology | 300 mA X -ray Machine | 1 | M/s Allenger Medical | Mars 30 | 2K140330126 | 2014-06-01 | 1 | 2016-06-01 | 0 | NA | W
2 | Radiology | CR system | 1 | M/s Agfa | CR-35X | 8065 | 2012-03-01 | 0 | NA | 1 | 2016-03-01 | W
3 | Radiology | Color Doppler Ultrasound | 1 | M/s Philips | Envisor HD | 605822 | 2006-08-01 | 0 | NA | 1 | 2015-08-01 | W
4 | Laboratory | Semi Auto Analyzer | 1 | M/s Transasia | Erba | Chem 7 | 2010-01-01 | 0 | NA | 1 | 2015-08-01 | W
5 | Laboratory | Heamatology Analyzer | 1 | M/s Transasia | Erba | Kx-21 | 2010-01-01 | 0 | NA | 1 | 2015-08-01 | W
6 | Laboratory | Electrolyte Analyzer | 1 | M/s Fortune | FT 300 |  | 2014-12-01 | 1 | 2016-12-01 | 0 | NA | W
7 | Emergency | Defibrillator | 1 | M/s Philips | Heart XL | US00452742 | 2007-06-01 | 0 | NA | 1 | 2014-08-01 | W
8 | Emergency | Cardiac Monitor with Defibrillator | 1 | M/s Hawett Packerd | Codemaster 100 |  | NA | 0 | NA | 0 | NA |  | NW
9 | Physiotherpy | Microwave Diathermy | 1 | MIDIZIN ELEKTONIK LUNEBURG MILI | NA | NA | NA | 0 | NA | 0 | NA | W
10 | Emergency | ECG machine | 5 | 3 (BPL), 2 HP | NA | NA | NA | 0 | NA | 0 | NA | 2 W | 3 NW
11 | Emergency | Oxygen Concentrator | 2 | NA | NA | NA | Aug -07,Mar-2012 | 0 | NA | 0 | NA | W
12 | Physiotherpy | Short Wave Diathermy | 1 | Neo Pharma | NA | NA | NA | 0 | NA | 0 | NA | W
13 | Dental | Dental Chair Unit | 1 | M/s Confident | Mookambika | NA | 2013-06-01 | 1 | 2016-06-01 | 0 | NA | W
14 | Dental | Dental X -ray | 2 | Kumar Dental System | Max-AXIO70Digtal | NA | 2014-08-01 | 1 | NA | 0 | NA | W
15 | Emergency | Oxygen Cylinder | 2 | NA | NA | NA | NA | 0 | NA | 0 | NA | W
16 | Laboratory | Centrifuge Machine | 1 | Microsil | NA | NA | NA | 0 | NA | 0 | NA | W
17 | Laboratory | Centrifugal Heamatology Analyzer | 1 | NA | NA | NA | NA | 0 | NA | 0 | NA |  | NW
Contact details : 8288087403
Facility Incharge :Dr. R.S.Chauhan
Store Incharge :Satish Kumar
Store keeper :Satish Kumar
Biomedical Engineer : Sandeep Kumar

## Urban Dispensary Sector-19
MASTER EQUIPMENT BASE
Name of District- Panchkula Type of facility- Govt. Dispensary Name of the Facility-Sector-19
S.no | Equipment category | Equipment name | Qty | Manufacturer | Model | Equipment S.No. | Installation date(m-yy) | Under Warranty(Y=1/N=0) | Warranty Upto(m-yy) | AMC/CMC(Y=1,N=0) | AMC/CMC upto(m/yy) | Working status
[12 empty] | W | NW
1 | OPD | BP Apparatus | 2 | NA | NA | NA | 2014-11-01 | 0 | NA | 0 | NA | W
2 | Labour Room | Electric Suction Machine | 1 | NA | NA | NA | 2014-09-01 | 0 | NA | 0 | NA | W
3 | Labour Room | Instrument Sterlizer | 1 | NA | NA | NA | 2014-09-01 | 0 | NA | 0 | NA | W
4 | OPD | X-Ray View Box | 1 | NA | NA | NA | 2014-07-01 | 0 | NA | 0 | NA | W
5 | OPD | Water Cooler | 1 | NA | NA | NA | 2014-07-01 | 0 | NA | 0 | NA | W
6 | Labour Room | Foot Suction Machine | 1 | NA | NA | NA | 2014-09-01 | 0 | NA | 0 | NA | W
7 | Laboratory | Colorimeter | 1 | NA | NA | NA | 2014-11-01 | 0 | NA | 0 | NA | W
8 | Labour Room | Mobile OT Light | 1 | NA | NA | NA | 2014-10-01 | 0 | NA | 0 | NA | W
9 | Labour Room | Foetal Doppler | 1 | NA | NA | NA | 2014-10-01 | 0 | NA | 0 | NA | W
10 | Laboratory | Centrifuge Machine | 1 | NA | NA | NA | 2014-11-01 | 0 | NA | 0 | NA | W
11 | Laboratory | Electrolyte Analyzer | 1 | NA | NA | NA | 2014-09-01 | 0 | NA | 0 | NA | W
12 | Laboratory | Glucometer | 1 | NA | NA | NA | 2014-11-01 | 0 | NA | 0 | NA | W
13 | OPD | Nebulizer | 1 | NA | NA | NA | 2014-10-01 | 0 | NA | 0 | NA | W
14 | OPD | Adult Weighing Machine | 1 | NA | NA | NA | 2014-01-01 | 0 | NA | 0 | NA | W
15 | Labour Room | Baby Weighing Machine | 1 | NA | NA | NA | 2014-01-01 | 0 | NA | 0 | NA | W
16 | Laboratory | Hb Meter | 1 | NA | NA | NA | 2014-11-01 | 0 | NA | 0 | NA | W
17 | OPD | Stethoscope | 2 | NA | NA | NA | 2014-08-01 | 0 | NA | 0 | NA | W
18 | Laboratory | Electric Needle Destroyer | 2 | NA | NA | NA | 2014-10-01 | 0 | NA | 0 | NA | W
Contact details : 9872217799
Facility Incharge :Dr. Meenu Sachdeva
Store Incharge :Satish Kumar
Store keeper :Satish Kumar
Biomedical Engineer : Sandeep Kumar

## Urban Slum Dispensary Sect-19
MASTER EQUIPMENT BASE
Name of District- Panchkula Type of facility- Urban Slum Dispensary Name of the Facility-Sector-19
S.no | Equipment category | Equipment name | Qty | Manufacturer | Model | Equipment S.No. | Installation date(m-yy) | Under Warranty(Y=1/N=0) | Warranty Upto(m-yy) | AMC/CMC(Y=1,N=0) | AMC/CMC upto(m/yy) | Working status
[12 empty] | W | NW
1 | Labour Room | Delivery Table | 1 | NA | NA | NA | 2011-04-01 | 0 | NA | 0 | NA | W
2 | General OPD | BP Apparatus | 3 | NA | NA | NA | Nov-09,Apr-11,Nov-13 | 0 | NA | 0 | NA | W
3 | Labour Room | Examination Light | 1 | NA | NA | NA | 2013-03-01 | 0 | NA | 0 | NA | W
4 | Laboratory | Centrifuge Machine | 1 | NA | NA | NA | 2013-10-01 | 0 | NA | 0 | NA | W
5 | Cold Chain | Deep Freezer | 1 | NA | NA | NA | 2011-01-01 | 0 | NA | 0 | NA | W
6 | Cold Chain | ILR | 1 | NA | NA | NA | 2011-01-01 | 0 | NA | 0 | NA | W
7 | Cold Chain | Refrigerator | 1 | NA | NA | NA | 2014-01-01 | 0 | NA | 0 | NA | W
8 | Laboratory | Microscope | 1 | NA | NA | NA | 2010-10-01 | 0 | NA | 0 | NA | W
9 | Laboratory | Incubator | 1 | NA | NA | NA | 2010-10-01 | 0 | NA | 0 | NA | W
10 | Labour Room | Foot Suction Machine | 1 | NA | NA | NA | 2013-11-01 | 0 | NA | 0 | NA | W
11 | Labour Room | Baby Weighing Machine | 1 | NA | NA | NA | 2009-11-01 | 0 | NA | 0 | NA | W
12 | General OPD | Adult Weighing Machine | 1 | NA | NA | NA | 2009-11-01 | 0 | NA | 0 | NA | W
13 | Labour Room | Fitto Scope | 1 | NA | NA | NA | 2011-04-01 | 0 | NA | 0 | NA | W
14 | Labour Room | Auto Clave | 1 | NA | NA | NA | 2011-08-01 | 0 | NA | 0 | NA | W
15 | Labour Room | Boiler | 1 | NA | NA | NA | 2011-08-01 | 0 | NA | 0 | NA | W
16 | Emergency | Oxygen Cylinder | 1 | NA | NA | NA | 2011-04-01 | 0 | NA | 0 | NA | W
17 | Emergency | Suction Machine | 1 | NA | NA | NA | 2011-04-01 | 0 | NA | 0 | NA | W
18 | Emergency | Flowmeter with Key | 1 | NA | NA | NA | 2011-04-01 | 0 | NA | 0 | NA | W
19 | General OPD | Stethoscope | 1 | NA | NA | NA | 2014-01-01 | 0 | NA | 0 | NA | W
20 | Laboratory | Hb Meter | 1 | NA | NA | NA | 2010-01-01 | 0 | NA | 0 | NA | W
21 | Laboratory | Glucometer | 1 | NA | NA | NA | 2011-01-01 | 0 | NA | 0 | NA | W
22 | Laboratory | Nebulizer | 1 | NA | NA | NA | 2014-01-01 | 0 | NA | 0 | NA | W
23 | Labour Room | D & C Kit | 1 | NA | NA | NA | Nov-09,Apr-11 | 0 | NA | 0 | NA | W
24 | Labour Room | Baby Cardle | 1 | NA | NA | NA | 2011-04-01 | 0 | NA | 0 | NA | W
25 | Labour Room | Copper T Set | 1 | NA | NA | NA | 2012-12-01 | 0 | NA | 0 | NA | W
26 | Labour Room | Instrument Sterlizer | 1 | NA | NA | NA | 2009-11-01 | 0 | NA | 0 | NA | W
27 | General OPD | Invertor with Battery | 1 | NA | NA | NA | 2011-09-01 | 0 | NA | 0 | NA | W
28 | General OPD | Room Cooler | 1 | NA | NA | NA | 2014-06-01 | 0 | NA | 0 | NA | W
29 | Cold Chain | Cold Box | 1 | NA | NA | NA | NA | 0 | NA | 0 | NA | W
30 | Labour Room | Room Thermometer | 1 | NA | NA | NA | 2014-01-01 | 0 | NA | 0 | NA | W
Contact details :
Facility Incharge :Dr. Kapoor
Store Incharge :Satish Kumar
Store keeper :Satish Kumar
Biomedical Engineer : Sandeep Kumar

## Govt Dispensary Sector -8
MASTER EQUIPMENT BASE
Name of District- Panchkula Type of facility- Govt. Dispensary Name of the Facility-Sector-8
S.no | Equipment category | Equipment name | Qty | Manufacturer | Model | Equipment S.No. | Installation date(m-yy) | Under Warranty(Y=1/N=0) | Warranty Upto(m-yy) | AMC/CMC(Y=1,N=0) | AMC/CMC upto(m/yy) | Working status
[12 empty] | W | NW
1 | Emergency | Oxygen Cylinder | 1 | NA | NA | NA | NA | 0 | NA | 0 | NA | W
2 | General OPD | Nebulizer | 1 | NA | NA | NA | NA | 0 | NA | 0 | NA | W
3 | Dental | Dental Chair | 1 | M/s Confident | Mookambika | NA | NA | 0 | NA | 0 | NA | W
4 | Dental | Boiler | 1 | NA | NA | NA | 2013-06-01 | 1 | 2015-06-01 | 0 | NA | W
5 | Dental | Autoclave | 1 | NA | NA | NA | NA | 0 | NA | 0 | NA | W
6 | General OPD | BP Apparatus | 3 | NA | NA | NA | NA | 0 | NA | 0 | NA | W
7 | Laboratory | Glucometer | 1 | NA | NA | NA | NA | 0 | NA | 0 | NA | W
8 | Laboratory | Centrifuge Machine | 1 | NA | NA | NA | NA | 0 | NA | 0 | NA | W
9 | General OPD | Baby Weighing Machine | 1 | NA | NA | NA | NA | 0 | NA | 0 | NA | W
10 | Laboratory | Hub Cutter | 2 | NA | NA | NA | NA | 0 | NA | 0 | NA | W
11 | Laboratory | Needle Destroyer | 2 | NA | NA | NA | NA | 0 | NA | 0 | NA | W
12 | Dental | Dental Light Cure Unit | 1 | NA | NA | NA | NA | 0 | NA | 0 | NA | W
Contact details : 9855477647
Facility Incharge :Dr. Aruna
Store Incharge :Satish Kumar
Store keeper :Satish Kumar
Biomedical Engineer : Sandeep Kumar

## Main Sectt Sector-1 Chd
MASTER EQUIPMENT BASE
Name of District- Panchkula Type of facility- Govt. Dispensary Name of the Facility-Main Sectt. Sector-1, Chandigarh
S.no | Equipment category | Equipment name | Qty | Manufacturer | Model | Equipment S.No. | Installation date(m-yy) | Under Warranty(Y=1/N=0) | Warranty Upto(m-yy) | AMC/CMC(Y=1,N=0) | AMC/CMC upto(m/yy) | Working status
[12 empty] | W | NW
1 | Dental | Dental Chair Unit | 1 | M/s Confident | Mookambika | NA | 2013-06-01 | 1 | 2015-06-01 | 0 | In Process | W
2 | Emergency | ECG Machine | 1 | NA | NA | NA | 2014-12-01 | 0 | NA | 0 | NA | W
3 | General OPD | Nebulizer | 1 | NA | NA | NA | NA | 0 | NA | 0 | NA | W
4 | Laboratory | Refrigerator | 1 | NA | NA | NA | 2008-08-01 | 0 | NA | 0 | NA | W
5 | Dental | Autoclave | 1 | NA | NA | NA | 2007-02-01 | 0 | NA | 0 | NA | W
6 | General OPD | Digital BP Apparatus | 2 | NA | NA | NA | 2007-01-01 | 0 | NA | 0 | NA | W
7 | Laboratory | Glucometer | 2 | NA | NA | NA | Nov 2006,Mar-2010 | 0 | NA | 0 | NA | W
8 | Laboratory | Electric Needle Destroyer | 2 | NA | NA | NA | 2005-02-01 | 0 | NA | 0 | NA | W
9 | Dental | Glass Beads Sterlizer | 1 | NA | NA | NA | 2010-08-01 | 0 | NA | 0 | NA | W
10 | Emergency | Oxygen Cylinder Trolley | 2 | NA | NA | NA | 2006-11-01 | 0 | NA | 0 | NA | W
11 | Emergency | Flowmeter with Key | 1 | NA | NA | NA | 2006-11-01 | 0 | NA | 0 | NA | W
12 | General OPD | Weighing Machine | 1 | NA | NA | NA | 2006-05-01 | 0 | NA | 0 | NA | W
13 | General OPD | Mercury BP Apparatus | 1 | NA | NA | NA | NA | 0 | NA | 0 | NA | W
14 | General OPD | Stethoscope | 2 | NA | NA | NA | NA | 0 | NA | 0 | NA | W
Contact details : 9814041181
Facility Incharge :Dr. Aarti
Store Incharge :Satish Kumar
Store keeper :Satish Kumar
Biomedical Engineer : Sandeep Kumar

## Govt Dispensary Sector-20
MASTER EQUIPMENT BASE
Name of District- Panchkula Type of facility- Govt. Dispensary Name of the Facility-Sector-20
S.no | Equipment category | Equipment name | Qty | Manufacturer | Model | Equipment S.No. | Installation date(m-yy) | Under Warranty(Y=1/N=0) | Warranty Upto(m-yy) | AMC/CMC(Y=1,N=0) | AMC/CMC upto(m/yy) | Working status
[12 empty] | W | NW
1 | Emergency | Oxygen Cylinder | 1 | M/s Confident | Mookambika | NA | 2013-05-01 | 0 | NA | 0 | NA | W
2 | General OPD | Nebulizer | 1 | NA | NA | NA | NA | 0 | NA | 0 | NA | W
3 | Dental | Dental Chair Unit | 1 | NA | NA | NA | NA | 0 | NA | 0 | NA | W
4 | Dental | Autoclave | 1 | NA | NA | NA | NA | 0 | NA | 0 | NA | W
5 | General OPD | BP Apparatus | 3 | NA | NA | NA | NA | 0 | NA | 0 | NA | W
6 | Dental | Boiler | 2 | NA | NA | NA | NA | 0 | NA | 0 | NA | W
7 | Emergency | Suction Machine | 1 | NA | NA | NA | NA | 0 | NA | 0 | NA | W
8 | General OPD | Weighing Machine | 1 | NA | NA | NA | NA | 0 | NA | 0 | NA | W
9 | General OPD | Infant Weighing Machine | 1 | NA | NA | NA | NA | 0 | NA | 0 | NA | W
10 | Laboratory | Centrifuge Machine | 1 | NA | NA | NA | NA | 0 | NA | 0 | NA | W
11 | Laboratory | Glucometer | 1 | NA | NA | NA | NA | 0 | NA | 0 | NA | W
12 | Laboratory | Microscope | 1 | NA | NA | NA | NA | 0 | NA | 0 | NA | W
13 | General OPD | Thermometer | 1 | NA | NA | NA | NA | 0 | NA | 0 | NA | W
14 | Laboratory | Needle Cutter | 1 | NA | NA | NA | NA | 0 | NA | 0 | NA | W
| Total |  | 17 | [8 empty] | 17
Contact details : 8054326659
Facility Incharge :Dr. Sanju
Store Incharge :Satish Kumar
Store keeper :Satish Kumar
Biomedical Engineer : Sandeep Kumar

## Govt Polyclinic MDC 4
MASTER EQUIPMENT BASE
Name of District- Panchkula Type of facility- Govt. Polyclinic Name of the Facility- MDC -4
S.no | Equipment category | Equipment name | Qty | Manufacturer | Model | Equipment S.No. | Installation date(m-yy) | Under Warranty(Y=1/N=0) | Warranty Upto(m-yy) | AMC/CMC(Y=1,N=0) | AMC/CMC upto(m/yy) | Working status
[12 empty] | W | NW
1 | Dental | Dental Chair | 1 | M/s Confident | Mookambika | NA | 2013-05-01 | 0 | NA | 0 | In Process | W
2 | General OPD | BP Apparatus | 2 | NA | NA | NA | 2006-02-01 | 0 | NA | 0 | NA | W
3 | General OPD | Stethoscope | 2 | NA | NA | NA | 2006-02-01 | 0 | NA | 0 | NA | W
4 | General OPD | Weighing Machine | 2 | NA | NA | NA | Nov-03,Feb-14 | 0 | NA | 0 | NA | W
5 | Laboratory | Needle Destroyer | 2 | NA | NA | NA | 2006-02-01 | 0 | NA | 0 | NA | W
6 | Dental | Autoclave | 1 | NA | NA | NA | 2004-12-01 | 0 | NA | 0 | NA | W
7 | Dental | Sterlizer | 1 | NA | NA | NA | 2004-12-01 | 0 | NA | 0 | NA | W
8 | Emergency | Oxygen Cylinder | 1 | NA | NA | NA | 2007-06-01 | 0 | NA | 0 | NA | W
9 | Emergency | Suction Machine | 1 | NA | NA | NA | 2004-12-01 | 0 | NA | 0 | NA | W
10 | Cold Chain | ILR | 1 | NA | NA | NA | 2011-01-01 | 0 | NA | 0 | NA | W
11 | Cold Chain | Deep Freezer | 1 | NA | NA | NA | 2011-01-01 | 0 | NA | 0 | NA | W
12 | Laboratory | Microscope | 1 | NA | NA | NA | 2009-02-01 | 0 | NA | 0 | NA | W
13 | Laboratory | Centrifuge Machine | 1 | NA | NA | NA | 2009-02-01 | 0 | NA | 0 | NA | W
14 | Laboratory | Incubator | 1 | NA | NA | NA | 2011-08-01 | 0 | NA | 0 | NA | W
| Total |  | 18 | [8 empty] | 18
Contact details : 9417506756
Facility Incharge :Dr. Shruti
Store Incharge :Satish Kumar
Store keeper :Satish Kumar
Biomedical Engineer : Sandeep Kumar

## New Sectt Dispensary Sector -17
MASTER EQUIPMENT BASE
Name of District- Panchkula Type of facility- Govt. Dispensary Name of the Facility- New Sectt Dispensary Sector -17
S.no | Equipment category | Equipment name | Qty | Manufacturer | Model | Equipment S.No. | Installation date(m-yy) | Under Warranty(Y=1/N=0) | Warranty Upto(m-yy) | AMC/CMC(Y=1,N=0) | AMC/CMC upto(m/yy) | Working status
[12 empty] | W | NW
1 | Emergency | Oxygen Cylinder | 1 | NA | NA | NA | NA | 0 | NA | 0 | NA | W | -
2 | Dental | Dental Chair | 1 | M/s Confident | Mookambika |  | 2013-05-01 | 0 | NA | 0 | In Process | W | -
3 | General OPD | BP Apparatus | 2 | NA | NA | NA | NA | 0 | NA | 0 | NA | W | -
4 | Laboratory | Glucometer | 1 | NA | NA | NA | NA | 0 | NA | 0 | NA | W | -
5 | Dental | Electric Sterlizer | 1 | NA | NA | NA | NA | 0 | NA | 0 | NA | W | -
6 | OPD | Wheel Chair | 1 | NA | NA | NA | NA | 0 | NA | 0 | NA | W | -
7 | Dental & General OPD | Instrument for use in MOPD & Dental OPD | 1 | NA | NA | NA | NA | 0 | NA | 0 | NA | W | -
8 | Dental | Dresssing Drum | 2 | NA | NA | NA | NA | 0 | NA | 0 | NA | W | -
9 | Dental | Glass Beads Sterlizer | 1 | NA | NA | NA | NA | 0 | NA | 0 | NA | W | -
| Total |  | 11 | [8 empty] | 11
Contact details : 9646688780
Facility Incharge :Dr. Shivani
Store Incharge :Satish Kumar
Store keeper :Satish Kumar
Biomedical Engineer : Sandeep Kumar

## Shri Mata Mansa Devi Disp.
MASTER EQUIPMENT BASE
Name of District- Panchkula Type of facility- Govt. Dispensary Name of the Facility- Shri Mata Mansa Devi Disp.
S.no | Equipment category | Equipment name | Qty | Manufacturer | Model | Equipment S.No. | Installation date(m-yy) | Under Warranty(Y=1/N=0) | Warranty Upto(m-yy) | AMC/CMC(Y=1,N=0) | AMC/CMC upto(m/yy) | Working status
[12 empty] | W | NW
1 | Emergency | Oxygen Cylinder | 1 | NA | NA | NA | 2014 | 0 | NA | 0 | NA | W | -
2 | General OPD | BP Appartus | 2 | NA | NA | NA | 2014 | 0 | NA | 0 | NA | W | -
3 | General OPD | Weighing machine | 1 | NA | NA | NA | 2011 | 0 | NA | 0 | NA | W | -
4 | Laboratory | Glucometer | 1 | NA | NA | NA | 2011 | 0 | NA | 0 | NA | W | -
5 | General OPD | Themometer | 1 | NA | NA | NA | 2014 | 0 | NA | 0 | NA | W | -
6 | Emergency | Suction Machine | 1 | NA | NA | NA | 1994 | 0 | NA | 0 | NA | W | -
7 | Laboratory | Needle Cutter | 1 | NA | NA | NA | 2010 | 0 | NA | 0 | NA | W | -
8 | General OPD | Boiler Sterlizer | 1 | NA | NA | NA | 2010 | 0 | NA | 0 | NA | W | -
|  | Total | 9
Contact details : 9417594292
Facility Incharge :Dr. Manav
Store Incharge :Satish Kumar
Store keeper :Satish Kumar
Biomedical Engineer : Sandeep Kumar

## Govt. Dip Sec-10
MASTER EQUIPMENT BASE
Name of District- Panchkula Type of facility- Govt. Dispensary Name of the Facility- Govt Dispensary Sector-10
S.no | Equipment category | Equipment name | Qty | Manufacturer | Model | Equipment S.No. | Installation date(m-yy) | Under Warranty(Y=1/N=0) | Warranty Upto(m-yy) | AMC/CMC(Y=1,N=0) | AMC/CMC upto(m/yy) | Working status
[12 empty] | W | NW
1 | General OPD | BP Appartus | 3 | NA | NA | NA | NA | 0 | NA | 0 | NA | W | -
2 | Emergency | Suction Machine | 1 | NA | NA | NA | NA | 0 | NA | 0 | NA | W | -
3 | Emergency | Oxygen Cylinder | 1 | NA | NA | NA | NA | 0 | NA | 0 | NA | W | -
4 | Dental | Boiller | 2 | NA | NA | NA | NA | 0 | NA | 0 | NA | W | -
5 | Dental | Autoclave | 1 | NA | NA | NA | NA | 0 | NA | 0 | NA | W | -
6 | Laboratory | Microscope | 1 | NA | NA | NA | NA | 0 | NA | 0 | NA | W | -
7 | Dental | Dental Chair Unit | 1 | M/s Confident | Mookambika | NA | 2013-05-01 | 0 | NA | 0 | In process | W | -
8 | Laboratory | Centrifuge Machine | 1 | NA | NA | NA | NA | 0 | NA | 0 | NA | W | -
9 | General OPD | Weighing machine | 1 | NA | NA | NA | NA | 0 | NA | 0 | NA | W
10 | General OPD | Nebulizer | 1 | NA | NA | NA | NA | 0 | NA | 0 | NA | W
11 | Laboratory | Glucometer | 1 | NA | NA | NA | NA | 0 | NA | 0 | NA | W
|  | Total | 14
Contact details : 9356781650
Facility Incharge :Dr. Poonam
Store Incharge :Satish Kumar
Store keeper :Satish Kumar
Biomedical Engineer : Sandeep Kumar

## Govt. Disp. Sector-7
MASTER EQUIPMENT BASE
Name of District- Panchkula Type of facility- Govt. Dispensary Name of the Facility- Govt Dispensary Sector-7
S.no | Equipment category | Equipment name | Qty | Manufacturer | Model | Equipment S.No. | Installation date(m-yy) | Under Warranty(Y=1/N=0) | Warranty Upto(m-yy) | AMC/CMC(Y=1,N=0) | AMC/CMC upto(m/yy) | Working status
[12 empty] | W | NW
1 | General OPD | BP Appartus | 3 | NA | NA | NA | 2009-03-01 | 0 | NA | 0 | NA | W | -
2 | General OPD | Nebulizer | 1 | NA | NA | NA | 2015-02-01 | 0 | NA | 0 | NA | W | -
3 | Emergency | Oxygen Cylinder | 1 | NA | NA | NA | 2009-03-01 | 0 | NA | 0 | NA | W | -
4 | Laboratory | Centrifuge Machine | 1 | NA | NA | NA | 2009-03-01 | 0 | NA | 0 | NA | W | -
5 | Laboratory | Microscope | 1 | NA | NA | NA | 2009-02-01 | 0 | NA | 0 | NA | W | -
6 | General OPD | Stethoscope | 2 | NA | NA | NA | 2015-02-01 | 0 | NA | 0 | NA | W | -
7 | Dental | Dental Chair Unit | 1 | M/s Confident | Mookambika | NA | 2013-05-01 | 0 | NA | 0 | In process | W | -
8 | Laboratory | Glucometer | 1 | NA | NA | NA | 2014-08-01 | 0 | NA | 0 | NA | W | -
9 | Dental | Autoclave | 2 | NA | NA | NA | 2009-03-01 | 0 | NA | 0 | NA | W
10 | General OPD | Weighing machine Adult | 1 | NA | NA | NA | 2009-03-01 | 0 | NA | 0 | NA | W
|  | Total | 14 | [8 empty] | 14
Contact details : 9417408104
Facility Incharge :Dr. Rimjhim
Store Incharge :Satish Kumar
Store keeper :Satish Kumar
Biomedical Engineer : Sandeep Kumar

## Govt Dispensary Sector-25
MASTER EQUIPMENT BASE
Name of District- Panchkula Type of facility- Govt. Dispensary Name of the Facility- Govt Dispensary Sector-25
S.no | Equipment category | Equipment name | Qty | Manufacturer | Model | Equipment S.No. | Installation date(m-yy) | Under Warranty(Y=1/N=0) | Warranty Upto(m-yy) | AMC/CMC(Y=1,N=0) | AMC/CMC upto(m/yy) | Working status
[12 empty] | W | NW
1 | Dental | Dental Chair Unit | 1 | NA | NA | NA | 2015-02-01 | 0 | 2015-05-01 | 0 | In Process | W | -
2 | Emergency | Oxygen Cylinder | 1 | NA | NA | NA | NA | 0 | NA | 0 | NA | W | -
3 | General OPD | Nebulizer | 1 | NA | NA | NA | NA | 0 | NA | 0 | NA | W | -
4 | Dental | Autoclave | 1 | NA | NA | NA | NA | 0 | NA | 0 | NA | W | -
5 | General OPD | BP Appartus | 3 | NA | NA | NA | NA | 0 | NA | 0 | NA | W | -
6 | General OPD | Baby Weighing Machine | 1 | NA | NA | NA | NA | 0 | NA | 0 | NA | W | -
7 | General OPD | Weighing machine Adult | 1 | NA | NA | NA | NA | 0 | NA | 0 | In process | W | -
8 | Emergency | Suction Machine | 1 | NA | NA | NA | NA | 0 | NA | 0 | NA | W | -
9 | Laboratory | Microscope | 1 | NA | NA | NA | NA | 0 | NA | 0 | NA | W
10 | Laboratory | Hb Meter | 1 | NA | NA | NA | NA | 0 | NA | 0 | NA | W
11 | Laboratory | Centrifuge Machine | 1 | NA | NA | NA | NA | 0 | NA | 0 | NA | W
12 | Laboratory | Colorimeter | 1 | NA | NA | NA | NA | 0 | NA | 0 | NA | W
Contact details : 9417060652
Facility Incharge :Dr. Jyoti
Store Incharge :Satish Kumar
Store keeper :Satish Kumar
Biomedical Engineer : Sandeep Kumar

## Govt. Dispensary Sect-12A
MASTER EQUIPMENT BASE
Name of District- Panchkula Type of facility- Govt. Dispensary Name of the Facility- Govt Dispensary Sector-12A
S.no | Equipment category | Equipment name | Qty | Manufacturer | Model | Equipment S.No. | Installation date(m-yy) | Under Warranty(Y=1/N=0) | Warranty Upto(m-yy) | AMC/CMC(Y=1,N=0) | AMC/CMC upto(m/yy) | Working status
[12 empty] | W | NW
1 | Emergency | Oxygen Cylinder | 1 | NA | NA | NA | NA | 0 | NA | 0 | NA | W | -
2 | General OPD | Nebulizer | 1 | NA | NA | NA | NA | 0 | NA | 0 | NA | W | -
3 | Dental | Dental Chair | 1 | M/s Confident | Mookambika | NA | 2013-04-01 | 0 | 2015-04-01 | 0 | In Process | W | -
4 | Dental | Boiler | 1 | NA | NA | NA | NA | 0 | NA | 0 | NA | W | -
5 | Dental | Autoclave | 1 | NA | NA | NA | NA | 0 | NA | 0 | NA | W | -
6 | General OPD | BP Appartus | 3 | NA | NA | NA | NA | 0 | NA | 0 | NA | W | -
7 | Dental | Dental Light Cure Unit | 1 | NA | NA | NA | NA | 0 | NA | 0 | In process | W | -
8 | Cold Chain | ILR | 1 | NA | NA | NA | NA | 0 | NA | 0 | NA | W | -
9 | Cold Chain | Deep Freezer | 1 | NA | NA | NA | NA | 0 | NA | 0 | NA | W
10 | General OPD | Baby Weighing Machine | 1 | NA | NA | NA | NA | 0 | NA | 0 | NA | W
11 | Laboratory | Glucometer | 1 | NA | NA | NA | NA | 0 | NA | 0 | NA | W
12 | Laboratory | Centrifuge Machine | 1 | NA | NA | NA | NA | 0 | NA | 0 | NA | W
13 | Laboratory | Microscope | 1 | NA | NA | NA | NA
|  | Total | 15
Contact details : 7087378227
Facility Incharge :Dr. Noreen
Store Incharge :Satish Kumar
Store keeper :Satish Kumar
Biomedical Engineer : Sandeep Kumar

## Govt Dispensary Sector-4
MASTER EQUIPMENT BASE
Name of District- Panchkula Type of facility- Govt. Dispensary Name of the Facility- Govt Dispensary Sector-4
S.no | Equipment category | Equipment name | Qty | Manufacturer | Model | Equipment S.No. | Installation date(m-yy) | Under Warranty(Y=1/N=0) | Warranty Upto(m-yy) | AMC/CMC(Y=1,N=0) | AMC/CMC upto(m/yy) | Working status
[12 empty] | W | NW
1 | Emergency | MTP Suction Apparatus | 1 | NA | NA | NA | 2001-12-01 | 0 | NA | 0 | NA | W | -
2 | Emergency | Oxygen Cylinder with Flowmeter Stand | 1 | NA | NA | NA | 2001-01-01 | 0 | NA | 0 | NA | W | -
3 | Dental | Autoclave | 1 | NA | NA | NA | 2014-06-01 | 0 | NA | 0 | NA |  | NW
4 | Dental | Autoclave | 1 | NA | NA | NA | NA | 0 | NA | 0 | NA | W | -
5 | Dental | Dental Chair Unit | 1 | M/s Confident | Mookambika | NA | 2013-04-01 | 0 | 2015-04-01 | 0 | In Process | W | -
6 | Dental | Electric Sterlizer (Small) | 1 | NA | NA | NA | NA | 0 | NA | 0 | NA |  | NW
7 | Dental | Electric Sterlizer (Big) | 1 | NA | NA | NA | 2004-12-01 | 0 | NA | 0 | NA | W | -
8 | General OPD | Weiging Machine | 1 | NA | NA | NA | NA | 0 | NA | 0 | NA | W | -
9 | General OPD | Weiging Machine | 1 | NA | NA | NA | 2012-09-01 | 0 | NA | 0 | NA | W
10 | General OPD | Baby Weighing Machine | 1 | NA | NA | NA | 2001-01-01 | 0 | NA | 0 | NA | W
11 | General OPD | BP Apparatus (Dial Type) | 2 | NA | NA | NA | Dec-00,Jan-14 | 0 | NA | 0 | NA | W
12 | General OPD | BP Apparatus (Mercury Type) | 2 | NA | NA | NA | Apr-06,Jan-14 | 0 | NA | 0 | NA | W
13 | Laboratory | Centrifuge Machine | 1 | NA | NA | NA | Dec-00, | 0 | NA | 0 | NA | W
14 | Laboratory | Microscope | 1 | NA | NA | NA | 2000-12-01 | 0 | NA | 0 | NA | W
15 | Cold Chain | ILR | 1 | NA | NA | NA | NA | 0 | NA | 0 | NA | W
16 | Cold Chain | Deep Freezer | 1 | NA | NA | NA | NA | 0 | NA | 0 | NA | W
|  | Total | 18 | [8 empty] | 16 | 2
Contact details : 9463998778
Facility Incharge :Dr. Suresh
Store Incharge :Satish Kumar
Store keeper :Satish Kumar
Biomedical Engineer : Sandeep Kumar

## Govt Dispensary Sector-21
MASTER EQUIPMENT BASE
Name of District- Panchkula Type of facility- Govt. Dispensary Name of the Facility- Govt Dispensary Sector-21
S.no | Equipment category | Equipment name | Qty | Manufacturer | Model | Equipment S.No. | Installation date(m-yy) | Under Warranty(Y=1/N=0) | Warranty Upto(m-yy) | AMC/CMC(Y=1,N=0) | AMC/CMC upto(m/yy) | Working status
[12 empty] | W | NW
1 | Emergency | Oxygen Cylinder | 1 | NA | NA | NA | 2009 | 0 | NA | 0 | NA | W | -
2 | Emergency | Suction Machine | 1 | NA | NA | NA | 2009 | 0 | NA | 0 | NA | W | -
3 | Dental | Dental Chair | 1 | M/s Confident | Mookambika | NA | 2013-05-01 | 0 | 2015-05-01 | 0 | In Process | W
4 | Laboratory | Centrifuge Machine | 1 | NA | NA | NA | NA | 0 | NA | 0 | NA | W | -
5 | Laboratory | Microscope | 1 | NA | NA | NA | NA | 0 | NA | 0 | NA | W | -
6 | Dental | Boiler | 1 | NA | NA | NA | NA | 0 | NA | 0 | NA | W
7 | Dental | Autoclave | 1 | NA | NA | NA | NA | 0 | NA | 0 | NA | W | -
8 | Cold Chain | Refrigerator | 1 | NA | NA | NA | 2009 | 0 | NA | 0 | NA | W | -
9 | General OPD | BP Apparatus | 3 | NA | NA | NA | NA | 0 | NA | 0 | NA | W
10 | General OPD | Weighing machine Adult | 1 | NA | NA | NA | NA | 0 | NA | 0 | NA | W
11 | Cold Chain | ILR | 1 | NA | NA | NA | NA | 0 | NA | 0 | NA | W
12 | Cold Chain | Deep Freezer | 1 | NA | NA | NA | NA | 0 | NA | 0 | NA | W
13 | Dental | Glass Beads Sterlizer | 1 | NA | NA | NA | NA | 0 | NA | 0 | NA | W
|  | Total | 15 | [8 empty] | 15 | 0
Contact details : 9417377916
Facility Incharge :Dr. Navneet
Store Incharge :Satish Kumar
Store keeper :Satish Kumar
Biomedical Engineer : Sandeep Kumar

## Govt Dispensary Sector -11
MASTER EQUIPMENT BASE
Name of District- Panchkula Type of facility- Govt. Dispensary Name of the Facility- Govt Dispensary Sector-11
S.no | Equipment category | Equipment name | Qty | Manufacturer | Model | Equipment S.No. | Installation date(m-yy) | Under Warranty(Y=1/N=0) | Warranty Upto(m-yy) | AMC/CMC(Y=1,N=0) | AMC/CMC upto(m/yy) | Working status
[12 empty] | W | NW
1 | Dental | Auto Clave | 1 | NA | NA | NA | 2006-07-01 | 0 | NA | 0 | NA | W | -
2 | General OPD | weiging Machine | 1 | NA | NA | NA | 2006-07-01 | 0 | NA | 0 | NA | W | -
3 | Emergency | Oxygen Trolley | 1 | NA | NA | NA | NA | 0 | NA | 0 | NA | W
4 | Emergency | Oxygen Cylinder | 1 | NA | NA | NA | NA | 0 | NA | 0 | NA | W | -
5 | Emergency | Oxygen Flow meter | 1 | NA | NA | NA | NA | 0 | NA | 0 | NA | W | -
6 | General OPD | Weiging Machine Child | 1 | NA | NA | NA | NA | 0 | NA | 0 | NA | W
7 | Cold Chain | Refrigerator | 1 | NA | NA | NA | 2005-08-01 | 0 | NA | 0 | NA | W | -
8 | General OPD | BP Apparatus | 3 | NA | NA | NA | NA | 0 | NA | 0 | NA | W | -
9 | Dental | Dental Chair | 1 | M/s Confident | Mookambika | NA | 2013-05-01 | 0 | 2015-05-01 | 0 | In Process | W
10 | Cold Chain | ILR | 1 | NA | NA | NA | NA | 0 | NA | 0 | NA | W
11 | Cold Chain | Deep Freezer | 1 | NA | NA | NA | NA | 0 | NA | 0 | NA | W
12 | General OPD | Nebulizer | 1 | NA | NA | NA | 2011-06-01 | 0 | NA | 0 | NA | W
13 | Dental | Sterlizer | 2 | NA | NA | NA | 2006-07-01 | 0 | NA | 0 | NA | W
|  | Total | 16 | [8 empty] | 16 | 0
Contact details : 9463955178
Facility Incharge :Dr. Sujata
Store Incharge :Satish Kumar
Store keeper :Satish Kumar
Biomedical Engineer : Sandeep Kumar

## PHC Old Panchkula
MASTER EQUIPMENT BASE
Name of District- Panchkula Type of facility- PHC Name of the Facility- Old Panchkula
S.no | Equipment category | Equipment name | Qty | Manufacturer | Model | Equipment S.No. | Installation date(m-yy) | Under Warranty(Y=1/N=0) | Warranty Upto(m-yy) | AMC/CMC(Y=1,N=0) | AMC/CMC upto(m/yy) | Working status
[12 empty] | W | NW
1 | Dental | Dental Chair with accessories | 1 | Confident | Mookambika | NA | 2013-04-01 | 0 | 2015-04-01 | 0 | In Process | w
2 | Dental | Dental X ray machine | 1 | Dimaond X-ray | NA | NA | 2010-10-01 | 0 | NA | 0 | NA | w
3 | Dental | Glass Bead Sterlizer | 1 |  | NA | NA | 2014-06-01 | 0 | NA | 0 | NA | w
4 | Dental | Light Cure Unit | 1 | APOZO | NA | NA | NA | 0 | NA | 0 | NA | w
5 | Emergency | Suction Apparatus – Electrical | 1 | NA | NA | NA | NA | 0 | NA | 0 | NA | w
6 | Emergency | Suction Apparatus - Foot operated | 2 | NA | NA | NA | NA | 0 | NA | 0 | NA | w
7 | Laboratory | Binocular Microscope | 1 | NA | NA | NA | NA | 0 | NA | 0 | NA | w
8 | Laboratory | Glucometer | 1 | NA | NA | NA | NA | 0 | NA | 0 | NA | w
9 | Laboratory | Haemoglobinometer | 1 | NA | NA | NA | NA | 0 | NA | 0 | NA | w
10 | Laboratory | Electric Calorimeter | 1 | NA | NA | NA | NA | 0 | NA | 0 | NA | w
11 | Dental | Sterilizer big (Instrument) | 1 | NA | NA | NA | NA | 0 | NA | 0 | NA | w
12 | General OPD | Steriliser Small (Instruments) | 2 | NA | NA | NA | NA | 0 | NA | 0 | NA | w
13 | General OPD | Foetal Doppler | 1 | NA | NA | NA | NA | 0 | NA | 0 | NA | w
14 | General OPD | Nebulizer baby | 1 | NA | NA | NA | NA | 0 | NA | 0 | NA | w
15 | General OPD | Weighing machine adult | 2 | NA | NA | NA | NA | 0 | NA | 0 | NA | w
16 | General OPD | Weighing machine infant | 1 | NA | NA | NA | NA | 0 | NA | 0 | NA | w
17 | Emergency | New Natal Ambubag | 1 | NA | NA | NA | NA | 0 | NA | 0 | NA | w
|  | Total | 20 | [8 empty] | 20
Contact details : 9417361044
Facility Incharge :Dr. Meenu
Store Incharge :Satish Kumar
Store keeper :Satish Kumar
Biomedical Engineer : Sandeep Kumar

## PHC Surajpur
MASTER EQUIPMENT BASE
Name of District- Panchkula Type of facility- PHC Name of the Facility- Surajpur
S.no | Equipment category | Equipment name | Qty | Manufacturer | Model | Equipment S.No. | Installation date(m-yy) | Under Warranty(Y=1/N=0) | Warranty Upto(m-yy) | AMC/CMC(Y=1,N=0) | AMC/CMC upto(m/yy) | Working status
[12 empty] | W | NW
1 | Dental | Dental Chair with accessories | 1 | Confident equipment | Pentagraph | NA | 2006-12-01 | 0 | NA | 0 | NA | W
2 | Dental | Dental X ray machine | 1 | Diamond X- Ray | NA | NA | 2009-04-01 | 0 | NA | 0 | NA | W
3 | Dental | Glass Bead Sterlizer | 1 | Denfort | NA | NA | 2007-06-01 | 0 | NA | 0 | NA | W
4 | Dental | Light Cure Unit | 1 | Dentamerica | litex 680 A | NA | 2007-06-01 | 0 | NA | 0 | NA | W
5 | Laboratory | Glucometer | 1 | NA | NA | NA | 2013-04-01 | 0 | NA | 0 | NA | W
6 | Laboratory | Haemoglobinometer | 1 | NA | NA | NA | 2013-07-01 | 0 | NA | 0 | NA | W
7 | OPD | Digital Weighing Machine | 1 | NA | NA | NA | 2013-11-01 | 0 | NA | 0 | NA | W
8 | Labour Room | Sterilizer big (Instrument) | 1 | NA | NA | NA | 2007-06-01 | 0 | NA | 0 | NA | W
9 | OPD | Nebulizer | 1 | NA | NA | NA | NA | 0 | NA | 0 | NA | W
10 | Emergency | oxygen Cylinder | 2 | NA | NA | NA | NA | 0 | NA | 0 | NA | W
11 | Emergency | AMBU BAG | 2 | NA | NA | NA | NA | 0 | NA | 0 | NA | W
12 | General OPD | BP Apparatus | 4 | NA | NA | NA | NA | 0 | NA | 0 | NA | W
13 | Labour Room | Foetal Doppler | 1 | NA | NA | NA | NA | 0 | NA | 0 | NA | W
14 | Labour Room | Weighing machine infant | 1 | NA | NA | NA | NA | 0 | NA | 0 | NA | W
15 | Labour Room | Labour Table | 1 | NA | NA | NA | NA | 0 | NA | 0 | NA | W
16 | Labour Room | New Natal Ambubag | 1 | NA | NA | NA | NA | 0 | NA | 0 | NA | W
17 | Emergency | Suction Apparatus – Electrical | 1 | NA | NA | NA | NA | 0 | NA | 0 | NA | W
18 | Labour Room | Suction Apparatus - Foot operated | 1 | NA | NA | NA | NA | 0 | NA | 0 | NA | W
|  | Total | 23 | [8 empty] | 23
Contact details : 9876345452
Facility Incharge :Dr. Rohini
Store Incharge :Satish Kumar
Store keeper :Satish Kumar
Biomedical Engineer : Sandeep Kumar

## PHC Hangola
MASTER EQUIPMENT BASE
Name of District- Panchkula Type of facility- PHC Name of the Facility- Hangola
S.no | Equipment category | Equipment name | Qty | Manufacturer | Model | Equipment S.No. | Installation date(m-yy) | Under Warranty(Y=1/N=0) | Warranty Upto(m-yy) | AMC/CMC(Y=1,N=0) | AMC/CMC upto(m/yy) | Working status
[12 empty] | W | NW
1 | Labour Room | Radiant Warmer | 1 | Medi Wave | NA | NA | NA | 0 | NA | 0 | NA | W
2 | Labour Room | Weighing Machine Digital | 1 | Smart Care | NA | NA | NA | 0 | NA | 0 | NA | W
3 | Cold Chain | ILR | 1 | NA | NA | NA | NA | 0 | NA | 0 | NA | W
4 | Cold Chain | Deep Freezer | 1 | NA | NA | NA | NA | 0 | NA | 0 | NA | W
5 | Laboratory | Centrifuge Machine | 1 | NA | NA | NA | NA | 0 | NA | 0 | NA | W
6 | Laboratory | Microscope | 1 | Olympus | NA | NA | NA | 0 | NA | 0 | NA | W
7 | Laboratory | Glucometer | 1 | On Cellplus | NA | NA | NA | 0 | NA | 0 | NA | W
8 | Laboratory | Hb Meter | 2 | Sahil | NA | NA | NA | 0 | NA | 0 | NA | W
9 | Dental | Dental Chair | 1 | M/s Confident | NA | NA | NA | 0 | NA | 0 | NA | W
10 | Dental | Dental X -ray | 1 | M/s Diamond | NA | NA | NA | 0 | NA | 0 | NA | W
11 | General OPD | BP Apparatus | 4 | NA | NA | NA | NA | 0 | NA | 0 | NA | W
12 | General OPD | Weighing Machine | 1 | NA | NA | NA | NA | 0 | NA | 0 | NA | W
13 | Labour Room | Autoclave | 1 | NA | NA | NA | NA | 0 | NA | 0 | NA | W
14 | Labour Room | Foetal Doppler | 3 | NA | NA | NA | NA | 0 | NA | 0 | NA | W
15 | Labour Room | Weighing machine infant | 1 | NA | NA | NA | NA | 0 | NA | 0 | NA | W
16 | Labour Room | Labour Table | 1 | NA | NA | NA | NA | 0 | NA | 0 | NA | W
17 | Emergency | New Natal Ambubag | 2 | NA | NA | NA | NA | 0 | NA | 0 | NA | W
18 | Emergency/Labour Room | Suction Apparatus – Electrical | 1 | NA | NA | NA | NA | 0 | NA | 0 | NA | W
19 | Emergency/Labour Room | Suction Apparatus - Foot operated | 2 | NA | NA | NA | NA | 0 | NA | 0 | NA | W
20 | Emergency | Crash Cart | 1 | NA | NA | NA | NA | 0 | NA | 0 | NA | W
21 | Labour Room | Emergency Light | 1 | NA | NA | NA | NA | 0 | NA | 0 | NA | W
22 | Labour Room | Autoclave vertical single bin | 2 | NA | NA | NA | NA | 0 | NA | 0 | NA | W
23 | Dental | Steriliser Small (Instruments) | 2 | NA | NA | NA | NA | 0 | NA | 0 | NA | W
|  | Total | 33 | [8 empty] | 33
Contact details : 9996619110
Facility Incharge :Dr. Vikas
Store Incharge :Satish Kumar
Store keeper :Satish Kumar
Biomedical Engineer : Sandeep Kumar

## PHC Nanakpur
MASTER EQUIPMENT BASE
Name of District- Panchkula Type of facility- PHC Name of the Facility- Nanakpur
S.no | Equipment category | Equipment name | Qty | Manufacturer | Model | Equipment S.No. | Installation date(m-yy) | Under Warranty(Y=1/N=0) | Warranty Upto(m-yy) | AMC/CMC(Y=1,N=0) | AMC/CMC upto(m/yy) | Working status
[12 empty] | W | NW
1 | Labour Room | Foetal Doppler | 2 | SONOLINE | 1203B | NA | 2014 | 0 | NA | 0 | NA | W
2 | General OPD | Weighing machine adult | 1 |  |  | NA |  | 0 | NA | 0 | NA | W
3 | Labour Room | Weighing machine infant | 1 | M/s Docebel Industeries | E-11 | NA |  | 0 | NA | 0 | NA | W
4 | Labour Room | Labour Table | 1 |  | NA | NA |  | 0 | NA | 0 | NA | W
5 | Labour Room | New Natal Ambubag | 2 |  | NA | NA |  | 0 | NA | 0 | NA | W
6 | Dental | Dental Chair with accessories | 1 | M/s Confident | NA | NA | 2006-12-01 | 0 | NA | 0 | NA | W
7 | Dental | Glass Bead Sterlizer | 1 | M/s Defront International | NA | NA | 2008-09-01 | 0 | NA | 0 | NA | W
8 | Dental | Light Cure Unit | 1 | AP-9 | NA | NA | 2008-04-01 | 0 | NA | 0 | NA | W
9 | Emergency/Labour Room | Suction Apparatus – Electrical | 1 | V-GAU6E IS-4533-78 LOT NO 05L01 | NA | NA | NA | 0 | NA | 0 | NA | W
10 | Emergency/Labour Room | Suction Apparatus - Foot operated | 1 | SHIVA IS3624 GAUGES | NA | NA | NA | 0 | NA | 0 | NA | W
11 | Labour Room | Emergency Light | 1 | NA | NA | NA | NA | 0 | NA | 0 | NA | W
12 | Emergency | Emergency Table | 1 | NA | NA | NA | NA | 0 | NA | 0 | NA | W
13 | Labour Room | Mobile OT Light | 1 | NA | NA | NA | NA | 0 | NA | 0 | NA | W
14 | Laboratory | Binocular Microscope | 1 | RADICAL | RXL-4B | NA | NA | 0 | NA | 0 | NA | W
15 | Laboratory | Electricentrifuge, table top | 1 | REMI | NA | NA | NA | 0 | NA | 0 | NA | W
16 | Laboratory | Glucometer | 1 | GLUCO | NA | NA | NA | 0 | NA | 0 | NA | W
17 | Laboratory | Haemoglobinometer | 1 | NA | NA | NA | NA | 0 | NA | 0 | NA | W
18 | Store | Autoclave vertical single bin | 1 | NA | NA | NA | NA | 0 | NA | 0 | NA | W
19 | Labour Room | Sterilizer big (Instrument) | 1 | NA | NA | NA | NA | 0 | NA | 0 | NA | W
20 | Dental | Sterilizer Medium (Instrument) | 2 | NA | NA | NA | NA | 0 | NA | 0 | NA | W
21 | Dental | Steriliser Small (Instruments) | 1 | NA | NA | NA | NA | 0 | NA | 0 | NA | W
|  | Total | 24 | [8 empty] | 24
Contact details : 9830499775
Facility Incharge :Dr. Charu
Store Incharge :Satish Kumar
Store keeper :Satish Kumar
Biomedical Engineer : Sandeep Kumar

## PHC Pinjore
MASTER EQUIPMENT BASE
Name of District- Panchkula Type of facility- PHC Name of the Facility- Pinjore
S.no | Equipment category | Equipment name | Qty | Manufacturer | Model | Equipment S.No. | Installation date(m-yy) | Under Warranty(Y=1/N=0) | Warranty Upto(m-yy) | AMC/CMC(Y=1,N=0) | AMC/CMC upto(m/yy) | Working status
[12 empty] | W | NW
1 | Laboratory | Microscope | 1 | Olympus | CPTI20I | NA | NA | 0 | NA | 0 | NA | W
2 | Laboratory | Centrifuge Machine | 1 | NA | NA | NA | NA | 0 | NA | 0 | NA | W
3 | Cold Chain | Referigerator | 1 | NA | NA | NA | NA | 0 | NA | 0 | NA | W
4 | Dental | Dental Chair Unit | 1 | M/s Confident | MODEL IV | NA | 1997-06-01 | 0 | NA | 0 | NA | W
5 | Dental | Glass Beads Sterlizer | 1 | NA | NA | NA | NA | 0 | NA | 0 | NA | W
6 | Dental | Light Cure Unit | 1 | NA | NA | NA | NA | 0 | NA | 0 | NA | W
7 | Dental | Ultrasonic Scaler | 1 | NA | NA | NA | NA | 0 | NA | 0 | NA | W
8 | Dental | Needle Destroyer | 1 | NA | NA | NA | NA | 0 | NA | 0 | NA | W
9 | Dental | Auto Clave | 1 | NA | NA | NA | NA | 0 | NA | 0 | NA | W
10 | Dental | Dental X ray | 1 | M/s Meditronics | Medico 10 D | NA | 2006-03-01 | 0 | NA | 0 | NA | W
11 | General OPD | BP Appartus | 3 | NA | NA | NA | NA | 0 | NA | 0 | NA | W
12 | Emergency | ECG Machine | 1 | NA | NA | NA | NA | 0 | NA | 0 | NA | W
13 | Labour Room | Fumigation Machine | 1 | NA | NA | NA | NA | 0 | NA | 0 | NA | W
14 | Labour Room | Light Stand | 1 | NA | NA | NA | NA | 0 | NA | 0 | NA | W
15 |  | Magnifying Glass | 1 | NA | NA | NA | NA | 0 | NA | 0 | NA | W
16 | General OPD | Nebulizer | 2 | NA | NA | NA | NA | 0 | NA | 0 | NA | W
17 | Laboratory | Needle Destroyer | 2 | NA | NA | NA | NA | 0 | NA | 0 | NA | W
18 | General OPD | Weighing machine Adult | 1 | NA | NA | NA | NA | 0 | NA | 0 | NA | W
19 | Labour Room | Weighing machine Baby | 1 | NA | NA | NA | NA | 0 | NA | 0 | NA | W
20 | Labour Room | Torch | 1 | NA | NA | NA | NA | 0 | NA | 0 | NA | W
21 | Labour Room | Suction Machine baby | 1 | NA | NA | NA | NA | 0 | NA | 0 | NA | W
22 | Labour Room | Suction Machine Adult | 1 | NA | NA | NA | NA | 0 | NA | 0 | NA | W
23 | General OPD | Stethoscope | 3 | NA | NA | NA | NA | 0 | NA | 0 | NA | W
24 | Emergency | Foot Suction Machine | 2 | NA | NA | NA | NA | 0 | NA | 0 | NA | W
25 | Emergency | Oxygen Cylinder | 1 | NA | NA | NA | NA | 0 | NA | 0 | NA | W
26 | Laboratory | Glucometer | 2 | NA | NA | NA | NA | 0 | NA | 0 | NA | W
27 | Labour Room | Radiant Warmer | 1 | NA | NA | NA | NA | 0 | NA | 0 | NA | W
28 | Labour Room | Phototherapy Unit | 1 | NA | NA | NA | NA | 0 | NA | 0 | NA | W
29 | Labour Room | Room Warmer | 1 | NA | NA | NA | NA | 0 | NA | 0 | NA | W
30 | Labour Room | Foetal Doppler | 2 | NA | NA | NA | NA | 0 | NA | 0 | NA | W
|  | Total | 39 | [8 empty] | 39
Contact details : 9729213552
Facility Incharge :Dr. Manish
Store Incharge :Satish Kumar
Store keeper :Satish Kumar
Biomedical Engineer : Sandeep Kumar

## PHC Morni
MASTER EQUIPMENT BASE
Name of District- Panchkula Type of facility- PHC Name of the Facility-Morni
S.no | Equipment category | Equipment name | Qty | Manufacturer | Model | Equipment S.No. | Installation date(m-yy) | Under Warranty(Y=1/N=0) | Warranty Upto(m-yy) | AMC/CMC(Y=1,N=0) | AMC/CMC upto(m/yy) | Working status
[12 empty] | W | NW
1 | Radiology | X-ray machine 100 mA | 1 | M/s Siemens | CPTI20I | NA | NA | 0 | NA | 0 | NA | W
2 | Radiology | X-ray machine 100 mA | 1 | M/s Elpro GE | Elpro | STMPLEX 4374 | NA | 0 | NA | 0 | NA |  | NW
3 | Dental | Dental X ray machine | 1 | Dimonad Rays | NA | NA | NA | 0 | NA | 0 | NA | W
4 | Laboratory | Cetrifugel Machine | 1 |  | NA | NA | NA | 0 | NA | 0 | NA | W
5 | Dental | Dental Chair with accessories | 2 | M/s Confident | NA | NA | 1997-06-01 | 0 | NA | 0 | NA | W(1) | NW
6 | General OPD | Nebulizer baby | 1 | Infinity Mediequp India, | CN-01WB | NA | NA | 0 | NA | 0 | NA | W
7 | Labour Room | Autoclave vertical single bin | 1 | NA | NA | NA | NA | 0 | NA | 0 | NA | W
8 | General OPD | Weighing machine adult | 1 | Omrol Health care singapur Pyt ltd. | HN-286/HN-286-AP |  | NA | 0 | NA | 0 | NA | W
9 | Dental | Glass Bead Sterlizer | 1 | Denfort interrating | NA | NA | NA | 0 | NA | 0 | NA | W
10 | Labour Room | Labour Table | 1 | NA | NA | NA | NA | 0 | NA | 0 | NA | W
11 | General OPD | BP Apratus | 3 | NA | NA | NA | 2006-03-01 | 0 | NA | 0 | NA | W
12 | Emergency | ECG machine ordinary | 1 | Bionet Co. Ltd | Cardio cares 2000 | 210220 | NA | 0 | NA | 0 | NA | W
13 | Labour Room | Foetal Doppler | 2 | Nidek Medical India,Ultrasonic | NA | NA | NA | 0 | NA | 0 | NA | W
14 | Labour Room | Basic Obstetric set | 6 | NA | NA | NA | NA | 0 | NA | 0 | NA | W
15 | Labour Room | Weighing machine infant | 1 | Equinox | NA | NA | NA | 0 | NA | 0 | NA | W
16 | Labour Room | Radiant Warmer | 1 | NA | NA | NA | NA | 0 | NA | 0 | NA | W
17 | Labour Room | New Natal Ambubag | 2 | NA | NA | NA | NA | 0 | NA | 0 | NA | W
18 | Dental | Light Cure Unit | 1 | API (Ashoosons) | NA | NA | NA | 0 | NA | 0 | NA | W
19 | Emergency | Suction Apparatus – Electrical | 1 | PNC Wire Cables | NA | NA | NA | 0 | NA | 0 | NA | W
20 | Emergency | Suction Apparatus - Foot operated | 1 | NA | NA | NA | NA | 0 | NA | 0 | NA | W
21 | Emergency | Emergency Table | 1 | NA | NA | NA | NA | 0 | NA | 0 | NA | W
22 | Laboratory | Binocular Microscope | 1 | Olympus | NA | NA | NA | 0 | NA | 0 | NA | W
23 | Laboratory | Glucometer | 1 | ARKRAY Health Care Ltd. | 1050P6400184 |  | NA | 0 | NA | 0 | NA | W
24 | Laboratory | Haemoglobinometer | 1 | NA |  | NA | NA | 0 | NA | 0 | NA | W
25 | Laboratory | Electric Calorimeter | 1 | NA | PHOTIC-20 | NA | NA | 0 | NA | 0 | NA | W
26 | Laboratory | Lab Incubator* | 1 | NA | NA | NA | NA | 0 | NA | 0 | NA | W
27 | Dental | Sterilizer Medium (Instrument) | 3 | NA | NA | NA | NA | 0 | NA | 0 | NA | W
28 | Laboratory | cetrifugel Machine | 1 | NA | NA | NA | NA | 0 | NA | 0 | NA | W
|  | Total | 40 | [8 empty] | 38
Contact details : 9416090892
Facility Incharge :Dr. Vijay
Store Incharge :Satish Kumar
Store keeper :Satish Kumar
Biomedical Engineer : Sandeep Kumar

## PHC Barwala
MASTER EQUIPMENT BASE
Name of District- Panchkula Type of facility- PHC Name of the Facility- Barwala
S.no | Equipment category | Equipment name | Qty | Manufacturer | Model | Equipment S.No. | Installation date(m-yy) | Under Warranty(Y=1/N=0) | Warranty Upto(m-yy) | AMC/CMC(Y=1,N=0) | AMC/CMC upto(m/yy) | Working status
[12 empty] | W | NW
1 | Labour Room | Foetal Doppler | 1 | NISCO |  | NA | NA | 0 | NA | 0 | NA | W
2 | Labour Room | Basic Obstetric set | 2 |  | 50 HZ | NA | NA | 0 | NA | 0 | NA | W
3 | Labour Room | Vacuum extractor metal | 1 | Anand Hi Vac | CN/01WB | NA | NA | 0 | NA | 0 | NA | W
4 | General OPD | Nebulizer baby | 1 | INFINEB | HN280 | NA | NA | 0 | NA | 0 | NA | W
5 | General OPD | Weighing machine adult | 1 | Omron |  | NA | NA | 0 | NA | 0 | NA | W
6 | Labour Room | Weighing machine infant | 1 | Docebal Industeries |  | NA | NA | 0 | NA | 0 | NA | W
7 | Labour Room | Labour Table | 1 |  |  | NA | NA | 0 | NA | 0 | NA | W
8 | Labour Room | Radiant Warmer | 1 |  |  | NA | NA | 0 | NA | 0 | NA | W
9 | Labour Room | New Natal Ambubag | 2 | CE0434 | AN106, AN107 | NA | 2007-01-01 | 0 | NA | 0 | NA | W
10 | Dental | Dental Chair with accessories | 1 | CONFIDENT 0434 | AN107 PN018 C-115 | NA | 2007-01-01 | 0 | NA | 0 | NA | W
11 | Dental | Dental X ray machine | 1 | GOMAX | 10 DRS | NA | 2007-01-01 | 0 | NA | 0 | NA | W
12 | Dental | Glass Bead Sterlizer | 1 | DENFORT INTERNATION |  | NA | 2007-01-01 | 0 | NA | 0 | NA | W
13 | Dental | Light Cure Unit | 1 | UTEX TM | 680A | NA | NA | 0 | NA | 0 | NA | W
14 | Emergency | Suction Apparatus – Electrical | 1 | Anand Hi Vac |  | NA | NA | 0 | NA | 0 | NA | W
15 | Emergency | Suction Apparatus - Foot operated | 1 | Anand |  | NA | NA | 0 | NA | 0 | NA | W
16 | Emergency | Emergency Light | 1 | Eveready | DL66BIU | NA | NA | 0 | NA | 0 | NA | W
17 | Labour Room | Mobile OT Light | 1 |  |  | NA | NA | 0 | NA | 0 | NA | W
18 | Laboratory | Binocular Microscope | 1 | Olympus India Ltd |  | NA | NA | 0 | NA | 0 | NA | W
19 | Laboratory | Electricentrifuge, table top | 1 |  |  | NA | NA | 0 | NA | 0 | NA | W
20 | Laboratory | Glucometer | 1 |  |  | NA | NA | 0 | NA | 0 | NA | W
21 | Laboratory | Haemoglobinometer | 1 |  |  | NA | NA | 0 | NA | 0 | NA | W
22 | Dental | Autoclave vertical single bin | 1 |  |  | NA | NA | 0 | NA | 0 | NA | W
23 | Dental | Steriliser Small (Instruments) | 2 |  |  | NA | NA | 0 | NA | 0 | NA | W
|  | Total | 26 | [8 empty] | 26
Contact details : 9417095466
Facility Incharge :Dr. Sanjeev
Store Incharge :Satish Kumar
Store keeper :Satish Kumar
Biomedical Engineer : Sandeep Kumar

## PHC Kot
MASTER EQUIPMENT BASE
Name of District- Panchkula Type of facility- PHC Name of the Facility- Kot
S.no | Equipment category | Equipment name | Qty | Manufacturer | Model | Equipment S.No. | Installation date(m-yy) | Under Warranty(Y=1/N=0) | Warranty Upto(m-yy) | AMC/CMC(Y=1,N=0) | AMC/CMC upto(m/yy) | Working status
[12 empty] | W | NW
1 | Labour Room | Suction Machine | 2 |  |  | NA | NA | 0 | NA | 0 | NA | W
2 | Labour Room | Radiant Warmer | 1 |  |  | NA | NA | 0 | NA | 0 | NA | W
3 | Operation Theater | Mobile OT Light | 1 |  |  | NA | NA | 0 | NA | 0 | NA | W
4 | Labour Room | LR Table | 1 |  |  | NA | NA | 0 | NA | 0 | NA | W
5 | Labour Room | Baby Weighing Machine | 2 |  |  | NA | NA | 0 | NA | 0 | NA | W
6 | Labour Room | Fumigator | 1 |  |  | NA | NA | 0 | NA | 0 | NA | W
7 | Emergency | Oxygen Cylinder | 3 |  |  | NA | NA | 0 | NA | 0 | NA | W
8 | General OPD | Nebulizer | 2 |  |  | NA | NA | 0 | NA | 0 | NA | W
9 | Laboratory | Hub Cutter | 3 |  |  | NA | NA | 0 | NA | 0 | NA | W
10 | Dental | Autoclave | 2 |  |  | NA | NA | 0 | NA | 0 | NA | W
11 | Dental | Sterlizer | 2 |  |  | NA | NA | 0 | NA | 0 | NA | W
12 | Operation Theater | OT Table | 1 |  |  | NA | NA | 0 | NA | 0 | NA | W
13 | General OPD | BP Apparatus | 5 |  |  | NA | NA | 0 | NA | 0 | NA | W
14 | Dental | Dental Chair | 1 | M/s Confident |  | NA | NA | 0 | NA | 0 | NA | W
15 | Dental | Light Cure Unit | 1 |  |  | NA | NA | 0 | NA | 0 | NA | W
16 | Laboratory | Microscope | 1 |  |  | NA | NA | 0 | NA | 0 | NA | W
17 | Laboratory | Centrifuge Machine | 2 |  |  | NA | NA | 0 | NA | 0 | NA | W
18 | Laboratory | HB Meter | 1 |  |  | NA | NA | 0 | NA | 0 | NA | W
19 | Operation Theater | Boyles Apparatus | 1 |  |  | NA | NA | 0 | NA | 0 | NA |  | NW
20 | Emergency | ECG machine ordinary | 1 |  |  | NA | NA | 0 | NA | 0 | NA | W
21 | Labour Room | Foetal Doppler | 2 |  |  | NA | NA | 0 | NA | 0 | NA | W
22 | Labour Room | Neonatal Ambubag | 2 |  |  | NA | NA | 0 | NA | 0 | NA | W
23 | Emergency/Labour Room | Electrical Suction Machine | 1 |  |  | NA | NA | 0 | NA | 0 | NA | W
24 | Emergency/Labour Room | Foot Suction Machine | 1 |  |  | NA | NA | 0 | NA | 0 | NA | W
25 | Laboratory | Glucometer | 2 |  |  | NA | NA | 0 | NA | 0 | NA | W
26 | Laboratory | Lab Incubator | 1 |  |  | NA | NA | 0 | NA | 0 | NA | W
27 | Operation Theater | Auto Clave HP Vertical (2 bin) | 2 |  |  | NA | NA | 0 | NA | 0 | NA | W
28 | Dental | Sterilizer big (Instrument) | 2 |  |  | NA | NA | 0 | NA | 0 | NA | W
29 | Operation Theater | Sterilizer Medium (Instrument) | 2 |  |  | NA | NA | 0 | NA | 0 | NA | W
30 | Dental | Steriliser Small (Instruments) | 1 |  |  | NA | NA | 0 | NA | 0 | NA | W
|  | Total | 50 | [8 empty] | 49 | 1
Contact details : 9254793026
Facility Incharge :Dr. Arundeep
Store Incharge :Satish Kumar
Store keeper :Satish Kumar
Biomedical Engineer : Sandeep Kumar

## CHC Raipur Rani
MASTER EQUIPMENT BASE
Name of District- Panchkula Type of facility- CHC Name of the Facility- Raipur Rani
S.no | Equipment category | Equipment name | Qty | Manufacturer | Model | Equipment S.No. | Installation date(m-yy) | Under Warranty(Y=1/N=0) | Warranty Upto(m-yy) | AMC/CMC(Y=1,N=0) | AMC/CMC upto(m/yy) | Working status
[12 empty] | W | NW
1 | Rad | 300mA X-Ray | 1 | M/s Allenger Medical | Mars 30 | 2K140830384 | 2014-12-01 | 1 | 2016-12-01 | 0 | NA | W
2 | Labour Room | 100mA X-Ray Machine | 1 | M/s Allenger Medical | 100/FCF/MT |  | 1999-06-01 | 0 | NA | 0 | NA | W
3 | Labour Room | Dental Chair Unit | 1 | M/s Confident | Mookambika |  | 2013-05-01 | 0 | 2015-05-01 | 0 | In Process | W
4 | General OPD | Dental X ray | 1 | M/s Aardet | Orix 65 | SG31232 | 1995-03-01 | 0 | NA | 0 | NA | W
5 | General OPD | X- ray Developing Box | 1 |  |  |  |  | 0 | NA | 0 | NA | W
6 | Labour Room | Light Cure Unit | 1 |  |  |  |  | 0 | NA | 0 | NA | W
7 | Labour Room | Needle Destroyer | 1 |  |  |  |  | 0 | NA | 0 | NA | W
8 | Labour Room | CFL Photo therpy Unit | 2 | M/s Phoenix | CFL101 | T41113,T41114 | 2011-05-01 | 0 | NA | 0 | NA | W
9 | Labour Room | Radiant Warmer | 2 | M/s Phoenix | OCW 100 | T41063,T41064 | 2011-05-01 | 0 | NA | 0 | NA | W
10 | Dental | Open Care System | 1 | M/s Nice Neotech | Nice 2010 BC | 141506001434,18 | 2014-09-01 | 0 | 2016-09-01 | 0 | NA | W
11 | Dental | Foot Suction Machine | 1 |  |  |  |  | 0 | NA | 0 | NA | W
12 | Dental | Labour Table | 2 |  |  |  |  | 0 | NA | 0 | NA | W
13 | Dental | Oxygen Hood | 1 |  |  |  |  | 0 | NA | 0 | NA | W
14 | Emergency | Oxygen Cylinder | 2 |  |  |  |  | 0 | NA | 0 | NA | W
15 | Emergency | Foetal Doppler | 2 | Sonoline | CE0103, FD11L |  | Dec 2014,march 2013 | 0 | Dec 2016 & March 2016 | 0 | NA | W
16 | Emergency | Nebulizer baby | 1 |  | C53A |  | 2014-01-01 | 0 | NA | 0 | NA | W
17 | Labour Room | Weighing machine infant | 2 |  |  |  | 2014-08-01 | 0 | NA | 0 | NA | W
18 | Laboratory | New Natal Ambubag | 1 |  |  |  | 2008-10-01 | 0 | NA | 0 | NA | W
19 | Laboratory | Cell Counter | 1 | M/s Urit | Urit2900 Plus |  | 2014-07-01 | 0 | NA | 0 | NA | W
20 | Laboratory | Electrolyte Analyzer | 2 | Fortune | FT 300 | 300A1409011, 300A1409020 | Oct & Dec 2014 | 0 | NA | 0 | NA | W
21 | Laboratory | Semi Auto Analyzer | 1 | Transasia | Erba |  |  | 0 | NA | 0 | NA | W
22 | Dental | Centrifuge Machine | 2 |  |  |  |  | 0 | NA | 0 | NA | W
23 | Dental | Bionocular Microscope | 3 | Olympus |  |  |  | 0 | NA | 0 | NA | W
24 | Laboratory | Glucometer | 1 |  |  |  |  | 0 | NA | 0 | NA | W
25 | Laboratory | Needle Destroyer | 1 |  |  |  |  | 0 | NA | 0 | NA | W
27 | Operation Theater | Dome operation Light | 2 |  | Hospilate 6 |  | 2014-08-01 | 1 | 2016-03-01 | 0 | NA | W
28 | Operation Theater | Mobile OT Light | 4 |  | Vision 6 |  |  | 0 | NA | 0 | NA | W
29 | Operation Theater | Multi para monitor | 2 | Contec |  |  | 2014-06-01 | 1 | 2016-06-01 | 0 | NA | W
30 | Operation Theater | Hydrolic OT Table | 2 | Sugident India | XL-3000 |  | 2014-08-01 | 1 | 2016-08-01 | 0 | NA | W
31 | Operation Theater | Boyle's Apparatus | 1 | Allied | Jupitor 2000 |  | 2014-03-01 | 1 | 2016-03-01 | 0 | NA | W
32 | Operation Theater | Surgical Laproscope | 1 | Karl Storz |  |  | 2010-04-01 | 0 | NA | 0 | NA | W
33 | Emergency | ECG Machine | 1 | Shenzhen , | 1203B, |  |  | 0 | NA | 0 | NA | W
34 | ECG Room | ECG Machine | 1 | BPL | Cardiart 108T |  |  | 0 | NA | 0 | NA | W
35 | General OPD | BP Apparatus | 10 |  |  |  |  | 0 | NA | 0 | NA | W
36 | Blood Bank | Blood Bank Refergerator | 1 |  |  |  |  | 0 | NA | 0 | NA | W
37 | General OPD | Nebulizer | 2 |  |  |  |  | 0 | NA | 0 | NA | W
38 | Emergency | Pulse Oximeter | 1 |  |  |  | 2013-03-01 | 0 | NA | 0 | NA | W
39 | General OPD | Weighing machine Adult | 2 |  |  |  |  | 0 | NA | 0 | NA | W
40 | Labour Room | Weighing machine infant | 2 |  |  |  |  | 0 | NA | 0 | NA | W
|  | Total | 67 |  |  |  |  | 0 | NA | 0 | NA | W
Contact details : 8288030379
Facility Incharge :Dr. Sukhraj
Store Incharge :Satish Kumar
Store keeper :Satish Kumar
Biomedical Engineer : Sandeep Kumar

## CHC Kalka
MASTER EQUIPMENT BASE
Name of District- Panchkula Type of facility- CHC Name of the Facility-Kalka
S.no | Equipment category | Equipment name | Qty | Manufacturer | Model | Equipment S.No. | Installation date(m-yy) | Under Warranty(Y=1/N=0) | Warranty Upto(m-yy) | AMC/CMC(Y=1,N=0) | AMC/CMC upto(m/yy) | Working status
[12 empty] | W | NW
1 | Radiology | 300mA X-Ray | 1 | M/s Allenger Medical | Mars 30 | 2K140830406 | 2014-08-01 | 1 | 2015-08-01 | NA | NA | W
2 |  | 60 mA X-Ray | 1 | M/s Siemens | Poly Skop 2 | NA | 1995-03-01 | 0 | NA | 0 | NA |  | NW
3 | Dental | Dental Chair Unit | 1 | M/s Confident Dental Equipments | Mookambika | NA | 2013-05-01 | 1 | 2015-05-01 | 0 | NA | W
4 |  | Dental X -ray Machine | 1 | M/s Aardet | ORIX 65 | NA | 1995-03-01 | 0 | NA | 0 | NA | W
5 |  | Sterlizer for Dental Equipment | 1 | NA | NA | NA | NA | 0 | NA | 0 | NA | W
6 |  | Needle destroyer | 1 | NA | NA | NA | NA | 0 | NA | 0 | NA | W
7 |  | Light cure unit | 1 | NA | NA | NA | NA | 0 | NA | 0 | NA | W
8 | NICU | CFL Photo therpy Unit | 2 | M/s Phoenix | CFL101 | T41061,T41062 | 2011-05-01 | 0 | NA | 1 |  | W (2)
9 |  | Radiant Warmer | 2 | M/s Phoenix | OCW 100 | T41115,T41116 | 2011-05-01 | 0 | NA | 1 |  | W (2)
10 |  | Open Care System | 2 | M/s Nice Neotech | Nice 2010 BC | 141506001434,18 | 2014-09-01 | 1 | 2016-09-01 | NA | NA | W (2)
11 |  | Multi Para Monitor (Neo Natal) | 1 | M/s Schiller Healthcare | Truscope II | B0673127 | 2011-09-01 | 0 | NA | 1 |  | W (1)
12 |  | Infanto Meter | 1 | NA | NA | NA | NA | 0 | NA | 0 | NA | W
13 |  | Oxygen Hood | 1 | NA | NA | NA | NA | 0 | NA | 0 | NA | W
14 |  | Baby Weighing Machine | 1 | NA | NA | NA | NA | 0 | NA | 0 | NA | W
15 |  | Suction Machine | 1 | NA | NA | NA | NA | 0 | NA | 0 | NA | W
16 | Emergency | ECG machine | 1 | M/s Shenzhen Medikee | 1203 B | CB1407100111 | 2014-11-01 | 1 | 2016-11-01 | NA | NA | W
17 |  | Multi Para Monitor | 1 | M/s Contec Medical | CMS 8000 | AX1408100131 | 2014-11-01 | 1 | 2016-11-01 | NA | NA | W
18 |  | Suction Machine (Electrical ) | 1 | NA | NA | NA | NA | 0 | NA | 0 | NA | W
19 |  | Suction Machine | 1 | NA | NA | NA | NA | 0 | NA | 0 | NA | W
20 |  | Oxygen Cylinder With Flowmeter & Mask | 2 | NA | NA | NA | NA | 0 | NA | 0 | NA | W
21 |  | Glucometer | 1 | NA | NA | NA | NA | 0 | NA | 0 | NA | W
22 |  | BP Appartus | 2 | NA | NA | NA | NA | 0 | NA | 0 | NA | W
23 |  | Nebulizer | 1 | NA | NA | NA | NA | 0 | NA | 0 | NA | W
24 |  | Lyrngo Scop Adult | 1 | NA | NA | NA | NA | 0 | NA | 0 | NA | W
25 | Laboratory | Cell Counter | 1 | M/s Urit Medical Electronics | URIT 2900 Plus |  | 2014-03-01 | 1 | 2016-03-01 | NA | NA | W
26 |  | Electrolyte Analyzer | 1 | M/s Fortune | FT 300 | 300A1409028 | 2014-11-01 | 1 | 2016-11-01 | NA | NA | W
27 |  | Semi Auto Analyzer | 1 | M/s Transasia | ERBA Chem 5 | 90273 | NA | 0 | NA | 0 | NA | W
28 |  | VDRL Rotor | 1 | Yorco | NA | NA | NA | 0 | NA | 0 | NA | W
29 |  | Water Bath | 1 | Yorco | NA | NA | NA | 0 | NA | 0 | NA | W
30 |  | Needle destroyer | 1 | Medigold | NA | NA | NA | 0 | NA | 0 | NA | W
31 |  | Centrifuge Machine | 4 | Microsil , Laby Instrument | T-10, T88L | NA | 2014-11-01 | 1 | 2016-11-01 | 0 | NA | W (2) | NW (2)
32 |  | Glucometer | 1 | NA | NA | NA | NA | 0 | NA | 0 | NA | W
33 |  | Microscope | 1 | NA | NA | NA | NA | 0 | NA | 0 | NA | W
34 | Operation Theater | Operation Table | 2 | Cognate | SS 2000 | NA | 2012-07-01 | 0 | NA | 0 | NA | W
35 |  | Boyles Apparatus | 5 | 1 Allied, Indian Oxygen Limited | Jupitor 200 | 2001719 | 2009-04-01 | 0 | NA | 0 | NA | W (1) | NW (4)
36 |  | OT Light Ceiling | 1 | NA | NA | NA | 2012-07-01 | 0 | NA | 0 | NA | W
37 |  | OT Light Portable | 1 | Cognate | Vision 6 M | NA | NA | 0 | NA | 0 | NA | W
38 |  | Suction Machine (Electrical) | 1 | Accu Hy Sirc | ft Goley | NA | NA | 0 | NA | 0 | NA | W
39 |  | Laproscope | 2 | Karl Storz | NA | NA | NA | 0 | NA | 0 | NA | W
40 |  | Suction Machine | 1 | NA | NA | NA | NA | 0 | NA | 0 | NA | W
41 |  | Multi Para Monitor | 1 | M/s Contec Medical | CMS 8000 | AX1408100131 | NA | 0 | NA | 0 | NA | W
42 |  | Child Weiging Machine | 1 | NA | NA | NA | NA | 0 | NA | 0 | NA | W
43 |  | Autoclave | 1 | NA | NA | NA | NA | 0 | NA | 0 | NA | W
44 |  | Sterlizer | 2 | NA | NA | NA | NA | 0 | NA | 0 | NA | W
45 |  | Foetal Doppler | 1 | NA | NA | NA | NA | 0 | NA | 0 | NA | W
46 |  | FUMIGATOR | 1 | NA | NA | NA | NA | 0 | NA | 0 | NA | W
47 | Labour Room | Delivery Table | 3 | NA | NA | NA | NA | 0 | NA | 0 | NA | W
48 |  | Radiant Warmer | 1 | M/s Phoenix | OCW 100 | T41117 | NA | 0 | NA | 0 | NA | W
49 |  | Foetal Doppler | 1 | NA | NA | NA | NA | 0 | NA | 0 | NA | W
50 |  | Resuscitator (Adult/Neonatal) | 2 | NA | NA | NA | NA | 0 | NA | 0 | NA | W
51 |  | Oxygen Cylinder With Flowmeter & Mask | 2 | NA | NA | NA | NA | 0 | NA | 0 | NA | W
52 |  | Baby Weighing Machine | 1 | NA | NA | NA | NA | 0 | NA | 0 | NA | W
53 | ECG Room | ECG machine | 1 | Bionet | Cardiocare 2000 | EG0400050 | NA | 0 | NA | 0 | NA | W
54 | General OPD | Nebulizer | 2 | NA | NA | NA | NA | 0 | NA | 0 | NA | W
55 |  | BP Appartus | 10 | NA | NA |  | NA | 0 | NA | 0 | NA | W
56 |  | Oxygen Cylinder | 10 | NA | NA | NA | NA | 0 | NA | 0 | NA | W
57 |  | Weiging Machine Adult | 2 | NA | NA | NA | NA | 0 | NA | 0 | NA | W
58 |  | Foetal Doppler | 2 | NA | NA | NA | NA | 0 | NA | 0 | NA | W
59 | Cold Chain | ILR 116 L | 4 | Haier | NA | NA | NA | 0 | NA | 0 | NA | W (3) | NW (1)
60 | Blood Bank | Incubator | 1 | NA | NA | NA | NA | 0 | NA | 0 | NA | W
61 |  | Blood bank refrigerator | 1 | Rajas Enterprises | RJ04 | 1246 | NA | 0 | NA | 0 | NA | W
62 |  | Centrifuge Machine | 1 | Microsil | T-10 | NA | NA | 0 | NA | 0 | NA | W
63 |  | Domestic Referigerator | 1 | NA | NA | NA | NA | 0 | NA | 0 | NA | W
64 | General OPD | Slit Lamp | 1 | NA | NA | NA | NA | 0 | NA | 0 | NA | W
Contact details : 01733-220891
Facility Incharge :Dr. S.K.Gupta
Store Incharge :Satish Kumar
Store keeper :Satish Kumar
Biomedical Engineer : Sandeep Kumar

## Urban Health Center Sector-16
MASTER EQUIPMENT BASE
Name of District- Panchkula Type of facility- Urban Health Center Name of the Facility-Sector-16
S.no | Equipment category | Equipment name | Qty | Manufacturer | Model | Equipment S.No. | Installation date(m-yy) | Under Warranty(Y=1/N=0) | Warranty Upto(m-yy) | AMC/CMC(Y=1,N=0) | AMC/CMC upto(m/yy) | Working status
[12 empty] | W | NW
1 | Laboratory | Colorimeter | 1 |  | NA | NA | 2014-12-01 | 0 | NA | 0 | NA | W
2 | Laboratory | Centrifuge Machine | 1 | M/s Laby Instrument | T88L | NA | 2014-12-01 | 1 | 2016-12-01 | 0 | NA | W
3 | Emergency | ECG Machine | 1 | M/s Shenzhen Medikee | 1203B | NA | 2014-12-01 | 1 | 2016-12-01 | 0 | NA | W
4 | Laboratory | Electrolyte Analyzer | 1 | M/s Fortune | FT300 | NA | 2015-03-01 | 1 | 2015-03-01 | 0 | NA | W
5 | General OPD | Instrument Sterlizer | 1 |  | NA | NA | 2014-01-01 | 0 | NA | 0 | NA | W
6 | General OPD | Nebulizer | 1 |  | NA | NA | 2014-01-01 | 0 | 2015-01-01 | 0 | NA | W
7 | Emergency | Electronic Suction Machine | 1 | M/s Anand | NA | NA | 2014-01-01 | 0 | 2015-01-01 | 0 | NA | W
8 | Emergency | Suction Machine Foot operated | 1 |  | NA | NA | 2014-01-01 | 0 | 2015-01-01 | 0 | NA | W
9 | General OPD | X ray View Box | 1 |  | NA | NA | 2014-01-01 | 0 | 2015-01-01 | 0 | NA | W
10 | Radiology | X ray Machine | 1 | M/s Allenger Medical | NA | NA | Installation In process | 0 | NA | 0 | NA | W
11 | Laboratory | Glucometer | 1 |  | NA | NA | 2014-05-01 | 0 | 2015-05-01 | 0 | NA | W
12 | General OPD | BP Apparatus | 2 |  | NA | NA | 2014-04-01 | 0 | NA | 0 | NA | W
13 | General OPD | Foetal Doppler | 2 | M/s Contec Medical System | Sonoline B | NA | 2014-11-01 | 0 | 2016-11-01 | 0 | NA | W
Contact details :
Facility Incharge :Dr. Monika Jain
Store Incharge :Satish Kumar
Store keeper :Satish Kumar
Biomedical Engineer : Sandeep Kumar

## Govt Polyclinic Sector-26
MASTER EQUIPMENT BASE
Name of District- Panchkula Type of facility- Govt. Polyclinic Name of the Facility-Sector-26
S.no | Equipment category | Equipment name | Qty | Manufacturer | Model | Equipment S.No. | Installation date(m-yy) | Under Warranty(Y=1/N=0) | Warranty Upto(m-yy) | AMC/CMC(Y=1,N=0) | AMC/CMC upto(m/yy) | Working status
[12 empty] | W | NW
1 | Emergency | Oxygen Cylinder | 1 | NA | NA | NA | 2014-11-01 | 1 | 2015-11-01 | 0 | NA | W
2 | Emergency | Suction Machine | 1 | M/s Anand | T88L | NA | 2014-09-01 | 1 | 2015-09-01 | 0 | NA | W
3 | Emergency | Ambubag | 1 | NA | 1203B | NA | 2014-10-01 | 1 | 2015-10-01 | 0 | NA | W
4 | Laboratory | Ambubag (Neonate) | 1 | NA | FT300 | NA | 2014-10-01 | 1 | 2015-10-01 | 0 | NA | W
5 | Emergency | Laryngoscope | 1 | NA | NA | NA | 2014-11-01 | 1 | 2015-11-01 | 0 | NA | W
6 | Emergency | Endo trachial | 1 | NA |  | NA | 2014-11-01 | 1 | 2015-11-01 | 0 | NA | W
7 | General OPD | Nebulizer | 2 |  | NA | NA | 2014-09-01 | 1 | 2015-09-01 | 0 | NA | W
8 | Emergency | ECG Machine | 1 | M/s Shenzhen Medikee | 1203B | NA | 2014-07-01 | 1 | 2016-07-01 | 0 | NA | W
9 | General OPD | BP Apparatus | 4 | NA | NA | NA | 2014-06-01 | 1 | 2015-06-01 | 0 | NA | W
10 | Laboratory | Glucometer | 2 | NA | NA | NA | Jun-2014,Jan-15 | 1 | Jun-15,Jan-16 | 0 | NA | W
11 | Laboratory | Hb Meter | 1 | NA | NA | NA | 2015-01-01 | 1 | 2016-01-01 | 0 | NA | W
12 | Laboratory | Foetal Doppler | 2 | M/s Contec Medical System | Sonoline B | NA | Jul-14, Oct-14 | 1 | Jul-15,Oct-15 | 0 | NA | W
13 | Laboratory | Needle Destroyer | 2 | NA |  | NA | 2014-11-01 | 1 | 2015-11-01 | 0 | NA | W
14 | General OPD | Stethoscope | 2 | NA |  |  | May-14,Oct-14 | 1 | May-15, Oct-15 | 0 | NA | W
15 | Laboratory | Microscope | 1 | NA |  |  | 2014 | 1 | NA | 0 | NA | W
16 | Labour Room | Labour Table | 1 | M/s Surgicoin |  |  | 2014 | 1 | NA | 0 | NA | W
17 | General OPD | X ray View Box | 1 | M/s Partaap Surgical |  |  | 2014-08-01 | 1 | 2015-08-01 | 0 | NA | W
18 | Emergency | Crash Cart | 1 | M/s Surgicoin |  |  | 2014-11-01 | 1 | NA | 0 | NA | W
19 | Labour Room | Autoclave | 1 |  |  |  | 2014-11-01 | 1 | 2015-11-01 | 0 | NA | W
20 | Labour Room | Boiler | 1 |  |  |  | 2014-07-01 | 1 | 2015-07-01 | 0 | NA | W
21 | Laboratory | Centrifuge Machine | 1 | M/s Laby Instrument | T88L |  | 2014-07-01 | 1 | 2016-07-01 | 0 | NA | W
22 | Radiology | X -Ray Machine | 1 | M/s Allenger Medical | Mars30 |  | Installation in Process | 1 |  | 0 | NA | W
Contact details :
Facility Incharge :Dr. Rekha
Store Incharge :Satish Kumar
Store keeper :Satish Kumar
Biomedical Engineer : Sandeep Kumar

## Consolidate
Equipment Name | Quantity
300mA X-Ray | 2
60 mA X-Ray | 1
100mA X-Ray Machine | 1
Autoclave | 1
Short Wave Diathermy | 1
Referigerator | 1
Dental Chair Unit | 10
Dental X -ray Machine | 1
Sterlizer for Dental Equipment | 1
Hub Cutter | 5
Ultrasonic Scaler | 1
Needle destroyer | 13
Dental X ray | 1
X- ray Developing Box | 1
Cetrifugel Machine | 2
Dental Chair with accessories | 6
X-ray machine 100 mA | 2
Dental X ray machine | 4
Glass Bead Sterlizer | 5
Light cure unit | 9
CFL Photo therpy Unit | 4
Radiant Warmer | 15
BP apparatus (With stand) | 3
Gynecological Examination treatment workstation | 1
Laparoscope(Double puncture) | 1
Laparoscope(Single puncture) | 1
Battery operated Drill machine | 1
Electric plaster Cutting Saw | 1
Electric Torniquette (with battery back u) | 1
C arm
Arthroscope Set | 1
Operating Microscope with light source (EYE) | 1
Phaco machine | 2
Cautery machine (Eye) | 1
Camera for Endoscope with screen | 1
ENT light Source | 3
Telescope 0 degree | 2
Telescope 30 degrees | 1
Telescope 70 degrees | 1
Otoscope | 2
Electric Heavy Duty Straight & curved Handpiece | 1
Surgical operating microscope (ENT) | 1
ENT Cautery (Bipolar) | 1
Urethroscope | 1
Lithoclast | 1
Cystoscopy & TURP Set | 1
Electric cautery machine | 7
Lap-coly-set Gall bladder operation / Surgical laparoscope | 2
Ultrasonic therapy | 1
Shock wave Therapy | 1
Shortwave Diathermy | 1
X-Ray Machine 500 MA | 2
X-Ray Machine 100 MA Mobile | 1
X ray Machine 150mA Mobile | 1
X-Ray Machine 300 MA Mobile | 1
Automatic X ray Film Processor | 1
CT Scan Machine Camera Automatic Developer | 1
Ultrasound Colour Doppler | 2
Computed Radiography System Printer of CR System | 2
Nd YAG LASER | 1
Naow Band UVB (311-315mm) | 1
Hand Held Phoththerapy | 1
Deram Abrasion Machine | 1
Cautery Machine | 1
Radiofrequecy machine | 1
Open Care System | 11
Multi Para Monitor (Neo Natal) | 1
Infanto Meter | 1
Electric Suction Machine | 1
D & C Kit | 1
Baby Cardle | 1
Copper T Set | 1
Instrument Sterlizer | 3
X-Ray View Box | 1
Water Cooler | 1
Foot Suction Machine | 6
Labour Table | 8
Oxygen Hood | 2
Electric Sterlizer (Small) | 1
Electric Sterlizer (Big) | 1
Weiging Machine | 2
LR Table | 1
Adult Weighing Machine | 2
Baby Weighing Machine | 10
Mobile OT light | 3
Suction Machine | 6
Hydrolic OT Table | 2
Boyle's Apparatus | 1
Surgical Laproscope | 1
Ophthalmic Chair | 2
Keratometer | 1
Autorefractro Meter | 1
Direct Ophthalmoscope | 1
Indirect Ophthalmoscope | 1
Yag Laser | 1
CFL Photohterapy Single Head | 3
SYRINGE PUMP | 14
PATIENT MONIT0R WITH CENTRAL MONITOR | 5
Patinet Monitor | 6
PATIENT BED | 5
Volumetric Infusion Pump | 8
ECG machine | 10
Multi Para Monitor | 1
Suction Machine (Electrical ) | 1
Themometer | 1
Suction Machine | 8
Oxygen Cylinder With Flowmeter & Mask | 4
Bionocular Microscope | 3
Digital BP Apparatus | 2
Electricentrifuge, table top | 2
X ray Machine | 1
Glucometer | 27
BP Appartus | 29
Bedside patient Monitors | 6
Resuscitator 500ml | 2
Resuscitator 250ml | 2
Electronic Suction Machine | 1
Suction Machine foot operated | 2
Laryngoscope neonate | 3
Light meter | 1
Suction Machine Electrical | 4
Glucomter | 5
Digital Weighing Machine | 4
Mercury BP Apparatus | 1
Weighing machine Baby | 1
Torch | 1
Suction Machine baby | 1
Suction Machine Adult | 1
Stethoscope | 14
Oxygen Cylinder Trolley | 2
Flowmeter with Key | 2
Weighing Machine | 6
Room Heater | 2
Microwave Diathermy | 1
ECG machine | 5
Oxygen Concentrator | 4
Neonatal Ambubag | 2
Electrical Suction machine | 2
HOT PLATE | 1
ELISA STRIP READER | 1
Sterilizer | 2
Oxygen Cylinder | 9
Weighing Machine Digital | 1
ILR | 1
Deep Freezer | 7
Endo trachial | 1
Weighing machine | 2
Fumigation Machine | 1
Light Stand | 1
Magnifying Glass | 1
Nebulizer | 23
Lyrngo Scop Adult | 1
Basic Obstetric set | 8
Vacuum extractor metal | 1
Nebulizer baby | 4
Ventilator | 2
OT Table | 1
AMBU BAG | 2
Delivery Table | 1
BP Apparatus | 52
Blood Bank Refergerator | 1
Nebulizer | 2
Pulse Oximeter | 1
Weighing machine Adult | 11
Weighing machine infant | 10
New Natal Ambubag | 11
Cell Counter | 2
Colorimeter | 5
Rotary Microtome | 2
Fully Automatic Microtome
Electric Balance+ Analytical Balance | 2
Eliza reader & washer | 1
Fully Automatic ELIZA Reader & Washer | 1
Fully Automatic Tissue Processor | 1
Automatic Knife Sharpener | 1
Hot plate | 1
pH Meter | 2
Distilled Water Plant | 2
Dental Chair | 8
ILR | 8
Plaster Cutter | 3
Mortuary Chamber (4 Body) | 1
BMD Machine | 1
Horizontal Autoclave | 5
Vertical Autoclave | 4
Blood Culture System | 1
Automated Immunoassay Analyzer | 1
Cell Counter (5 part) | 1
Vertex mixture | 2
Automated Coagulation Analyzer | 1
Humidity & Temperature Meter | 6
Heamatology Analyzer | 1
Electrolyte Analyzer | 5
Emergency Table | 2
Binocular Microscope | 11
Embrace Warmer | 1
Oxygen Flow meter | 1
Weiging Machine Child | 1
Refrigerator | 11
300 mA X -ray Machine | 1
CR system | 1
Color Doppler Ultrasound | 1
Semi Auto Analyzer | 3
VDRL Rotor | 1
Fully Automatic Biochemistry Analyzer | 2
Cell Counter (3 part) | 2
Needle Destroyer & Shredder | 2
Water Bath | 6
Electrolyte Analyzer | 2
Semi Auto Analyzer | 1
Infant Weighing Machine | 1
BP Apparatus (Dial Type) | 2
BP Apparatus (Mercury Type) | 2
Examination Light | 1
Centrifuge Machine | 31
Microscope | 14
Operation Table | 2
Boyles Apparatus | 6
OT Light Ceiling | 1
OT Light Portable | 1
Suction Machine (Electrical) | 1
Laproscope | 2
Dome operation Light | 2
Suction Apparatus – Electrical | 6
Suction Apparatus - Foot operated | 8
Emergency Light | 3
Mobile OT Light | 9
Multi Para Monitor | 3
Child Weiging Machine | 1
TMT machine | 1
Electrically operated dental chairs | 4
Dental X ray | 2
Boiler | 12
Centrifuge | 3
VDRL MIXER | 1
HOT AIR OVEN | 1
MTP Suction Apparatus | 1
Oxygen Cylinder with Flowmeter Stand | 1
Boiller | 2
Autoclave | 19
Sterlizer | 2
BP Apratus | 3
ECG machine ordinary | 2
Phototherapy Unit | 1
Room Warmer | 1
Foetal Doppler | 29
FUMIGATOR | 2
Delivery Table | 3
Resuscitator (Adult/Neonatal) | 2
Bio mixer
Tube sealer | 1
Digital Analytical balance | 1
ELISA Reader & Washer | 1
Cell Separator | 1
Blood Bag Weiging Balance | 4
Adult Weiging Machine | 2
HB Meter | 10
Fitto Scope | 1
Auto Clave | 3
weiging Machine | 1
Oxygen Trolley | 1
Dental X -ray | 3
Oxygen Cylinder | 25
Weiging Machine Adult | 2
ILR 116 L | 4
Hot Air oven | 2
Incubator | 9
Blood bank refrigerator | 6
Domestic Referigerator | 1
Ambubag | 1
Ambubag (Neonate) | 1
Laryngoscope | 3
Defibrillator | 3
Infusion pump | 5
Multipara Monitor | 5
Instrument Sterilizer (Boiler) | 5
Flash Autoclave | 1
Anaesthesia Workstation | 4
Boyle 's apparatus with accessories (6) | 4
Cardiac monitor with Defibrillator | 3
Patient Monitors | 8
Ceiling OT light | 4
Hydraulic OT Table | 6
MODEL VARIOSCOPE | 1
Jaundice Meter | 1
X ray View Box | 2
Crash cart | 11
Foot Operated Suction Machine | 2
ENT Treatment unit | 1
ENT CHAIR | 1
Operating Headlight | 1
ESWL | 1
A Scan | 1
Slit Lamp | 3
Donor Couch | 1
Platelet Agitator | 1
Platelet Incubator | 1
Thermometer | 1
Needle Cutter | 2
Sterlizer | 5
Dental Light Cure Unit | 2
Electric Needle Destroyer | 2
Electric Sterlizer | 1
Wheel Chair | 1
Instrument for use in MOPD & Dental OPD | 1
Dresssing Drum | 2
Glass Beads Sterlizer | 4
X -Ray Machine | 1
Centrifugal Heamatology Analyzer | 1
Haemoglobinometer | 5
Autoclave vertical single bin | 5
Electric Calorimeter | 2
Lab Incubator | 1
Auto Clave HP Vertical (2 bin) | 2
Sterilizer big (Instrument) | 5
Sterilizer Medium (Instrument) | 7
Steriliser Small (Instruments) | 8
Boiler Sterlizer | 1
Electric Needle Destroyer | 2
Invertor with Battery | 1
Room Cooler | 1
Cold Box | 1
Room Thermometer | 1