## PHC GNANNAHATTI
Name of Consultant :- | [6 empty] | Date:- |  | 2015-07-08
Name of Dist./Type of Facility/Name of the Facility :- |  |  |  |  | PHC Gnannahatti
Equipment ID | Department | Equipment Description | Manufacturer | Model No. | Serial No. | Functional Status |  | Qty. | Approx Cost of Each Equipment | Total Cost of Equipment
[6 empty] | W | NW
# | # | Examination Table | * | * | * | 1 |  | 1 | 3500 | 3500
# | # | B. P. Apparatus | * | * | 200153837 | 1 |  | 1 | 650 | 650
# | # | Dental Chair | Bestodent | * | * | 1 |  | 1 | 150000 | 150000
# | # | Autoclave (Vertical) | * | * | * | 1 |  | 1 | 65000 | 65000
# | # | B. P. Apparatus (Hg) | Pagoda | * | 200078 |  | 1 | 1 | 1100 | 1100
# | # | B. P. Apparatus (Hg) | Novaphone | Deluxe | 116352 |  | 1 | 1 | 1100 | 1100
# | # | B. P. Apparatus (Hg) | Paradise | * | * |  | 1 | 1 | 1100 | 1100
# | # | Adult Weighing Machine | * | * | * | 1 |  | 1 | 2500 | 2500
# | # | Glass beads Sterilizer | * | * | * | 1 |  | 1 | 7000 | 7000
# | # | Sterilizer | * | * | * | 1 |  | 1 | 6500 | 6500
# | # | Scalar | Unicorn | * | AA20077 | 1 |  | 1 | 4500 | 4500
# | # | Domestic Refrigerator | GEM | * | * | 1 |  | 1 | 15000 | 15000
# | # | ILR | Haier | HBC-70 | * |  | 1 | 1 | 300000 | 300000
# | # | ILR | Haier | HBC-70 | * | 1 |  | 1 | 300000 | 300000
# | # | Deep Freezer | Unicef | Vest Frost | 20062329 432 | 1 |  | 1 | 150000 | 150000
# | # | Adult Weighing Machine | Krups | * | * | 1 |  | 1 | 2500 | 2500
# | # | Baby Weighing Machine | Crown | * | * | 1 |  | 1 | 2500 | 2500
# | # | Oxygen Concentrator | * | * | DCSCW 13040551 | 1 |  | 1 | 45000 | 45000
# | # | Sterilizer | * | * | * | 1 |  | 1 | 6500 | 6500
# | # | Needle Cutter | * | * | * | 1 |  | 1 | 1200 | 1200
NOTE
[6 empty] | Total No.of Equipment |  |  |  | 20
# | Not Created / Not Found |  |  |  |  | Total Equipment Cost |  |  |  | 1065650
* | Not Available |  |  |  |  | Total CMC Value |  |  |  | 74595.5

## PHC KASUMPTI
Name of Consultant :- | [6 empty] | Date:- |  | 2015-07-09
Name of Dist./Type of Facility/Name of the Facility :- |  |  |  |  | PHC Kasumpti
Equipment ID | Department | Equipment Description | Manufacturer | Model No. | Serial No. | Functional Status |  | Qty. | Approx Cost of Each Equipment | Total Cost of Equipment
[6 empty] | W | NW
# | # | B. P. Apparatus (Hg) | SGS | * | * |  | 1 | 1 | 1100 | 1100
# | # | B. P. Apparatus (Hg) | SGS | * | * |  | 1 | 1 | 1100 | 1100
# | # | B. P. Apparatus (Hg) | SGS | * | * |  | 1 | 1 | 1100 | 1100
# | # | B. P. Apparatus (Hg) | SGS | * | * |  | 1 | 1 | 1100 | 1100
# | # | B. P. Apparatus (Hg) | SGS | * | * | 1 |  | 1 | 1100 | 1100
# | # | Adult Weighing Machine | Doctor | * | * | 1 |  | 1 | 2500 | 2500
# | # | Examination Table | * | * | * | 1 |  | 1 | 3500 | 3500
# | # | Autoclave (Cooker Type) | * | * | * |  | 1 | 1 | 65000 | 65000
# | # | Sterilizer | * | * | * | 1 |  | 1 | 6500 | 6500
# | # | Needle Cutter | Microsil | * | * | 1 |  | 1 | 1200 | 1200
# | # | Adult Weighing Machine | * | * | * |  | 1 | 1 | 2500 | 2500
# | # | Deep Freezer | Haier | * | 200623 29455 | 1 |  | 1 | 150000 | 150000
# | # | ILR | Haier | * | 20090901 | 1 |  | 1 | 300000 | 300000
NOTE
[6 empty] | Total No.of Equipment |  |  |  | 13
# | Not Created / Not Found |  |  |  |  | Total Equipment Cost |  |  |  | 536700
* | Not Available |  |  |  |  | Total CMC Value |  |  |  | 37569

## PHC SHANJAULI
Name of Consultant :- | [6 empty] | Date:- |  | 2015-07-10
Name of Dist./Type of Facility/Name of the Facility :- |  |  |  |  | PHC Shanjauli
Equipment ID | Department | Equipment Description | Manufacturer | Model No. | Serial No. | Functional Status |  | Qty. | Approx Cost of Each Equipment | Total Cost of Equipment
[6 empty] | W | NW
# | # | B. P. Apparatus (Hg) | Pagoda | * | 305062 | 1 |  | 1 | 1100 | 1100
# | # | Needle Cutter | Microsil | * | * | 1 |  | 1 | 1200 | 1200
NOTE
[6 empty] | Total No.of Equipment |  |  |  | 2
# | Not Created / Not Found |  |  |  |  | Total Equipment Cost |  |  |  | 2300
* | Not Available |  |  |  |  | Total CMC Value |  |  |  | 161

## PHC JAKHOO
Name of Consultant :- | [6 empty] | Date:- |  | 2015-07-10
Name of Dist./Type of Facility/Name of the Facility :- |  |  |  |  | PHC Jakhoo
Equipment ID | Department | Equipment Description | Manufacturer | Model No. | Serial No. | Functional Status |  | Qty. | Approx Cost of Each Equipment | Total Cost of Equipment
[6 empty] | W | NW
# | # | B. P. Apparatus (Hg) | MCP | * | 07A1347 | 1 |  | 1 | 1100 | 1100
# | # | Adult Weighing Machine | Krups | * | * | 1 |  | 1 | 2500 | 2500
# | # | Needle Cutter | Microsil | * | * | 1 |  | 1 | 1200 | 1200
# | # | Examination Table | * | * | * | 1 |  | 1 | 3500 | 3500
# | # | B. P. Apparatus (Hg) | MCP | * | * | 1 |  | 1 | 1100 | 1100
NOTE
[6 empty] | Total No.of Equipment |  |  |  | 5
# | Not Created / Not Found |  |  |  |  | Total Equipment Cost |  |  |  | 9400
* | Not Available |  |  |  |  | Total CMC Value |  |  |  | 658

## PHC KOTI
Name of Consultant :- | [6 empty] | Date:- |  | 2015-07-10
Name of Dist./Type of Facility/Name of the Facility :- |  |  |  |  | PHC Koti
Equipment ID | Department | Equipment Description | Manufacturer | Model No. | Serial No. | Functional Status |  | Qty. | Approx Cost of Each Equipment | Total Cost of Equipment
[6 empty] | W | NW
# | # | B. P. Apparatus (Hg) | Prolix | * | * | 1 |  | 1 | 1100 | 1100
# | # | Adult weighing Machine | Krups | * | * | 1 |  | 1 | 2500 | 2500
# | # | Needle Cutter | * | * | * | 1 |  | 1 | 1200 | 1200
# | # | Deep Freezer | Unicef | * | * | 1 |  | 1 | 150000 | 150000
# | # | ILR | Haier | * | * |  | 1 | 1 | 300000 | 300000
# | # | Examination Table | * | * | * | 1 |  | 1 | 3500 | 3500
# | # | Baby Weighing Machine | Crown | * | * | 1 |  | 1 | 2500 | 2500
# | # | Sterilizer | * | * | * |  | 1 | 1 | 6500 | 6500
# | # | Needle Cutter | * | * | * | 1 |  | 1 | 1200 | 1200
# | # | B. P. Apparatus (Hg) | Pagoda | * | * | 1 |  | 1 | 1100 | 1100
# | # | Examination Table | * | * | * | 1 |  | 1 | 3500 | 3500
# | # | B. P. Apparatus (Digital) | Novaphone | * | * |  | 1 | 1 | 1100 | 1100
NOTE
[6 empty] | Total No.of Equipment |  |  |  | 12
# | Not Created / Not Found |  |  |  |  | Total Equipment Cost |  |  |  | 474200
* | Not Available |  |  |  |  | Total CMC Value |  |  |  | 33194

## PHC SHARDA
Name of Consultant :- | [6 empty] | Date:- |  | 2015-07-09
Name of Dist./Type of Facility/Name of the Facility :- |  |  |  |  | PHC Sharda
Equipment ID | Department | Equipment Description | Manufacturer | Model No. | Serial No. | Functional Status |  | Qty. | Approx Cost of Each Equipment | Total Cost of Equipment
[6 empty] | W | NW
# | # | B. P. Apparatus (Hg) | Perfect | * | * | 1 |  | 1 | 1100 | 1100
# | # | Adult weighing Machine | Crown | * | * | 1 |  | 1 | 2500 | 2500
# | # | Sterilizer | * | * | * | 1 |  | 1 | 6500 | 6500
# | # | Labour Table | * | * | * | 1 |  | 1 | 14000 | 14000
# | # | Needle Cutter | Life Care | * | * | 1 |  | 1 | 1200 | 1200
# | # | Baby Weighing Machine | Crown | * | * | 1 |  | 1 | 2500 | 2500
# | # | Needle Cutter | Microsil | * | * | 1 |  | 1 | 1200 | 1200
# | # | Needle Cutter | Life Care | * | * |  | 1 | 1 | 1200 | 1200
# | # | Weighing Machine | Crown | * | * | 1 |  | 1 | 2500 | 2500
NOTE
[6 empty] | Total No.of Equipment |  |  |  | 9
# | Not Created / Not Found |  |  |  |  | Total Equipment Cost |  |  |  | 32700
* | Not Available |  |  |  |  | Total CMC Value |  |  |  | 2289

## PHC TOTU
Name of Consultant :- | [6 empty] | Date:- |  | 2015-07-08
Name of Dist./Type of Facility/Name of the Facility :- |  |  |  |  | PHC Totu
Equipment ID | Department | Equipment Description | Manufacturer | Model No. | Serial No. | Functional Status |  | Qty. | Approx Cost of Each Equipment | Total Cost of Equipment
[6 empty] | W | NW
# | # | B. P. Apparatus (Digital) | OMRON | * | * | 1 |  | 1 | 1100 | 1100
# | # | B. P. Apparatus (Hg) | Pagoda | * | * | 1 |  | 1 | 1100 | 1100
# | # | Examination Table | * | * | * | 1 |  | 1 | 3500 | 3500
# | # | Deep Freezer | Unicef | * | * | 1 |  | 1 | 150000 | 150000
# | # | Adult Weighing Machine | Suvarna | * | * | 1 |  | 1 | 2500 | 2500
# | # | Domestic Refrigerator | Kohinoor | * | * | 1 |  | 1 | 15000 | 15000
# | # | ILR | Haier | * | * | 1 |  | 1 | 300000 | 300000
# | # | Needle Cutter | Microsil | * | * | 1 |  | 1 | 1200 | 1200
# | # | Sterilizer | * | * | * | 1 |  | 1 | 6500 | 6500
# | # | Needle Cutter | * | * | * | 1 |  | 1 | 1200 | 1200
# | # | Glucometer | Accu Check | * | * | 1 |  | 1 | 1400 | 1400
# | # | X-Ray Machine | Allengers | * | * | 1 |  | 1 | 450000 | 450000
# | # | Centrifuge | Remi | * | * | 1 |  | 1 | 6500 | 6500
NOTE
[6 empty] | Total No.of Equipment |  |  |  | 13
# | Not Created / Not Found |  |  |  |  | Total Equipment Cost |  |  |  | 940000
* | Not Available |  |  |  |  | Total CMC Value |  |  |  | 65800

## PHC SHOGI
Name of Consultant :- | [6 empty] | Date:- |  | 2015-07-09
Name of Dist./Type of Facility/Name of the Facility :- |  |  |  |  | PHC Shogi
Equipment ID | Department | Equipment Description | Manufacturer | Model No. | Serial No. | Functional Status |  | Qty. | Approx Cost of Each Equipment | Total Cost of Equipment
[6 empty] | W | NW
# | # | B. P. Apparatus (Hg) | * | * | * | 1 |  | 1 | 1100 | 1100
# | # | B. P. Apparatus (Digital) | Niscomed | * | * | 1 |  | 1 | 1100 | 1100
# | # | Adult Weighing Machine | Krups | * | * | 1 |  | 1 | 2500 | 2500
# | # | Baby Weighing Machine | Crown | * | * | 1 |  | 1 | 2500 | 2500
# | # | Domestic Refrigerator | GEM | * | * | 1 |  | 1 | 15000 | 15000
# | # | Needle Cutter | Microsil | * | * | 1 |  | 1 | 1200 | 1200
# | # | Needle Cutter | Microsil | * | * | 1 |  | 1 | 1200 | 1200
# | # | Needle Cutter | Microsil | * | * | 1 |  | 1 | 1200 | 1200
# | # | Sterilizer | * | * | * | 1 |  | 1 | 6500 | 6500
# | # | OT Light | * | * | * | 1 |  | 1 | 45000 | 45000
# | # | Examination Table | * | * | * | 1 |  | 1 | 3500 | 3500
# | # | Suction Machine | Jainco | * | * |  | 1 | 1 | 6500 | 6500
# | # | Autoclave (Cooker type) | * | * | * | 1 |  | 1 | 65000 | 65000
# | # | Nebulizer | * | * | * | 1 |  | 1 | 6500 | 6500
# | # | Oxygen Concentrator | Nidek | * | * | 1 |  | 1 | 45000 | 45000
# | # | Glucometer | * | Gluco Card | * | 1 |  | 1 | 1400 | 1400
# | # | Centrifuge | * | * | * |  | 1 | 1 | 6500 | 6500
# | # | Needle Cutter | Microsil | * | * | 1 |  | 1 | 1200 | 1200
# | # | B. P. Apparatus (Hg) | * | Deluxe | * | 1 |  | 1 | 1100 | 1100
# | # | Labour Table | * | * | * | 1 |  | 1 | 14000 | 14000
# | # | Retinoscope | * | * | * | 1 |  | 1 | 45000 | 45000
# | # | Dental Chair | Bestodent | * | * | 1 |  | 1 | 150000 | 150000
# | # | Sterilizer | * | * | * | 1 |  | 1 | 6500 | 6500
# | # | Sterilizer | * | * | * | 1 |  | 1 | 6500 | 6500
# | # | Needle Cutter | Microsil | * | * | 1 |  | 1 | 1200 | 1200
# | # | X-Ray Machine | Allengers | C110133 | * | 1 |  | 1 | 450000 | 450000
# | # | Denatal X-Ray Machine | Meditrix | * | * | 1 |  | 1 | 450000 | 450000
# | # | ILR | Haier | * | * | 1 |  | 1 | 300000 | 300000
# | # | ECG Machine | Nidek | ECG703 | * | 1 |  | 1 | 52000 | 52000
# | # | Examination Table | * | * | * | 1 |  | 1 | 3500 | 3500
NOTE
[6 empty] | Total No.of Equipment |  |  |  | 30
# | Not Created / Not Found |  |  |  |  | Total Equipment Cost |  |  |  | 1692700
* | Not Available |  |  |  |  | Total CMC Value |  |  |  | 118489

## PHC KUFRI
Name of Consultant :- | [6 empty] | Date:- |  | 2015-07-10
Name of Dist./Type of Facility/Name of the Facility :- |  |  |  |  | PHC Kufri
Equipment ID | Department | Equipment Description | Manufacturer | Model No. | Serial No. | Functional Status |  | Qty. | Approx Cost of Each Equipment | Total Cost of Equipment
[6 empty] | W | NW
# | # | B. P. Apparatus (Hg) | Pagoda | * | * | 1 |  | 1 | 1100 | 1100
# | # | Examination Table | * | * | * | 1 |  | 1 | 3500 | 3500
# | # | Baby Weighing Machine | Braun | Debel | * | 1 |  | 1 | 2500 | 2500
# | # | Needle Cutter | Sai Life | * | * | 1 |  | 1 | 1200 | 1200
# | # | ILR | Unicef | Vest Frost | 91208917 | 1 |  | 1 | 300000 | 300000
# | # | Deep Freezer | Haier | * | * | 1 |  | 1 | 150000 | 150000
# | # | Domestic Refrigerator | Godrej | Cold Gold | * | 1 |  | 1 | 15000 | 15000
# | # | X-Ray Machine | Allengers | * | * | 1 |  | 1 | 450000 | 450000
# | # | ECG Machine | BPL | Cardiart 108T | JOB 20773 |  | 1 | 1 | 52000 | 52000
# | # | Centrifuge | Remi | R8C | * | 1 |  | 1 | 6500 | 6500
# | # | Microscope (Binocular) | A Jay | OPTIK | * |  | 1 | 1 | 30000 | 30000
# | # | Analyzer (Auto) | Mini Lab | * | * |  | 1 | 1 | 200000 | 200000
# | # | Needle Cutter | * | * | * | 1 |  | 1 | 1200 | 1200
# | # | Domestic Refrigerator | Whirlpool | Flx | * | 1 |  | 1 | 15000 | 15000
# | # | Examination Table | * | * | * | 1 |  | 1 | 3500 | 3500
# | # | USG | Sealed | * | * | 1 |  | 1 | 450000 | 450000
# | # | Labour Table | * | * | * | 1 |  | 1 | 14000 | 14000
# | # | Sterilizer | * | * | * | 1 |  | 1 | 6500 | 6500
# | # | Incubator | * | * | * | 1 |  | 1 | 375000 | 375000
# | # | Needle Cutter | Life Care | * | * |  | 1 | 1 | 1200 | 1200
# | # | Suction Machine | Santoshi | * | * | 1 |  | 1 | 6500 | 6500
# | # | OT Light | Philips | * | 3168 | 1 |  | 1 | 45000 | 45000
# | # | B. P. Apparatus (Hg) | Pagoda | * | 135092 |  | 1 | 1 | 1100 | 1100
# | # | B. P. Apparatus (Hg) | Diamond | Deluxe | 21490 |  | 1 | 1 | 1100 | 1100
# | # | B. P. Apparatus (Hg) | Diamond | Deluxe | * |  | 1 | 1 | 1100 | 1100
# | # | OT Table | * | * | * | 1 |  | 1 | 45000 | 45000
# | # | Autoclave (Cooker Type) | * | * | * | 1 |  | 1 | 65000 | 65000
# | # | Autoclave (Cooker Type) | * | * | * | 1 |  | 1 | 65000 | 65000
# | # | Autoclave (Cooker Type) | * | * | * | 1 |  | 1 | 65000 | 65000
# | # | Nebulizer | Best Neb | * | 28704 | 1 |  | 1 | 6500 | 6500
NOTE
[6 empty] | Total No.of Equipment |  |  |  | 30
# | Not Created / Not Found |  |  | No. of Bed's |  | Total Equipment Cost |  |  |  | 2379500
* | Not Available |  |  | No. of Staff |  | Total CMC Value |  |  |  | 166565

## PHC JATOLI
Name of Consultant :- | [6 empty] | Date:- |  | 2015-07-10
Name of Dist./Type of Facility/Name of the Facility :- |  |  |  |  | PHC Jatoli
Equipment ID | Department | Equipment Description | Manufacturer | Model No. | Serial No. | Functional Status |  | Qty. | Approx Cost of Each Equipment | Total Cost of Equipment
[6 empty] | W | NW
# | # | B. P. Apparatus (Digital) | Life Line | * | 161112800 5180 | 1 |  | 1 | 1100 | 1100
# | # | Examination Table | * | * | * | 1 |  | 1 | 3500 | 3500
# | # | Domestic Refrigerator | Krisp Gold | * | * |  | 1 | 1 | 15000 | 15000
# | # | Adult Weighing Machine | Crown | Victoria DX | * |  | 1 | 1 | 2500 | 2500
# | # | Labour Table | * | * | * | 1 |  | 1 | 14000 | 14000
# | # | Suction Machine | Santoshi | * | * | 1 |  | 1 | 6500 | 6500
# | # | Hot Air Oven | Universal | * | * | 1 |  | 1 | 4500 | 4500
# | # | Sterilizer | * | * | * | 1 |  | 1 | 6500 | 6500
# | # | Sterilizer | * | * | * | 1 |  | 1 | 6500 | 6500
# | # | Baby Weighing Machine | Crown | * | * | 1 |  | 1 | 2500 | 2500
# | # | B. P. Apparatus (Hg) | Pagoda | * | 229015 |  | 1 | 1 | 1100 | 1100
# | # | B. P. Apparatus (Digital) | Life Line | * | 1611128 0005222 |  | 1 | 1 | 1100 | 1100
# | # | B. P. Apparatus (Hg) | Pagoda | * | 126168 |  | 1 | 1 | 1100 | 1100
# | # | B. P. Apparatus (Hg) | Novaphone | * | 27 |  | 1 | 1 | 1100 | 1100
# | # | B. P. Apparatus (Hg) | Novaphone | * | * |  | 1 | 1 | 1100 | 1100
# | # | B. P. Apparatus (Hg) | Paradise | * | * |  | 1 | 1 | 1100 | 1100
NOTE
[6 empty] | Total No.of Equipment |  |  |  | 16
# | Not Created / Not Found |  |  |  |  | Total Equipment Cost |  |  |  | 69200
* | Not Available |  |  |  |  | Total CMC Value |  |  |  | 4844

## PHC ANNANDALE
Name of Consultant :- | [6 empty] | Date:- |  | 2015-07-09
Name of Dist./Type of Facility/Name of the Facility :- |  |  |  |  | PHC Annandale
Equipment ID | Department | Equipment Description | Manufacturer | Model No. | Serial No. | Functional Status |  | Qty. | Approx Cost of Each Equipment | Total Cost of Equipment
[6 empty] | W | NW
# | # | B. P. Apparatus (Hg) | Pagoda | * | * | 1 |  | 1 | 1100 | 1100
# | # | Baby Weighing Machine | Crown | * | * | 1 |  | 1 | 2500 | 2500
# | # | Adult Weighing Machine | Krups | * | * | 1 |  | 1 | 2500 | 2500
# | # | Examination Table | * | * | * | 1 |  | 1 | 3500 | 3500
# | # | Needle cutter | Microsil | * | * | 1 |  | 1 | 1200 | 1200
# | # | Sterilizer | * | * | * | 1 |  | 1 | 6500 | 6500
# | # | Autoclave (Cooker Type) | * | * | * | 1 |  | 1 | 65000 | 65000
NOTE
[6 empty] | Total No.of Equipment |  |  |  | 7
# | Not Created / Not Found |  |  |  |  | Total Equipment Cost |  |  |  | 82300
* | Not Available |  |  |  |  | Total CMC Value |  |  |  | 5761

## PHC BARTHATA
Name of Consultant :- | [6 empty] | Date:- |  | 2015-08-04
Name of Dist./Type of Facility/Name of the Facility :- |  |  |  |  | PHC BARTHATA
Equipment ID | Department | Equipment Description | Manufacturer | Model No. | Serial No. | Functional Status |  | Qty. | Approx Cost of Each Equipment | Total Cost of Equipment
[6 empty] | W | NW
# | # | BP apparatus | Perfect | * | * | 1 |  | 1 | 650 | 650
# | # | BP apparatus | Perfect | * | * | 1 |  | 1 | 650 | 650
# | # | BP apparatus(auto) | Perfect | * | * | 1 |  | 1 | 1100 | 1100
# | # | Weighing m/c | Crown | * | * | 1 |  | 1 | 2500 | 2500
# | # | Needle cutter | Lifeline | * | * | 1 |  | 1 | 1200 | 1200
# | # | Strelizer | Indian | * | * | 1 |  | 1 | 6500 | 6500
# | # | Glucometer | ACCU chek | * | * | 1 |  | 1 | 1200 | 1200
NOTE
[6 empty] | Total No.of Equipment |  |  |  | 7
# | Not Created / Not Found |  |  |  |  | Total Equipment Cost |  |  |  | 13800
* | Not Available |  |  |  |  | Total CMC Value |  |  |  | 966

## PHC DIUDI
Name of Consultant :- | [6 empty] | Date:- |  | 2015-08-04
Name of Dist./Type of Facility/Name of the Facility :- |  |  |  |  | PHC DIUDI
Equipment ID | Department | Equipment Description | Manufacturer | Model No. | Serial No. | Functional Status |  | Qty. | Approx Cost of Each Equipment | Total Cost of Equipment
[6 empty] | W | NW
# | # | Needle cutter | Microsile | * | * | 1 |  | 1 | 1200 | 1200
# | # | Weighing m/c | Krups | * | * | 1 |  | 1 | 2500 | 2500
# | # | BP apparatus | Pagoda | CM/L 0896172 | * | 1 |  | 1 | 650 | 650
# | # | ILR | Unicef | MK144 | 91209552 | 1 |  | 1 | 250000 | 250000
# | # | Glucometer | Sugar scan | A510-0B261 | 9035363 | 1 |  | 1 | 1200 | 1200
# | # | Otoscope | Indian | * | * | 1 |  | 1 | 45000 | 45000
# | # | BP apparatus | Perfect | * | * |  | 1 | 1 | 650 | 650
# | # | BP apparatus | Perfect | * | * |  | 1 | 1 | 650 | 650
# | # | Sterlizer(6) | Indian | * | * | 1 |  | 1 | 6500 | 6500
# | # | Suction m/c | Santoshi | * | * | 1 |  | 1 | 6500 | 6500
# | # | Autoclave m/c | Indian | * | * | 1 |  | 1 | 65000 | 65000
# | # | Weighing m/c | Krups | * | * | 1 |  | 1 | 2500 | 2500
# | # | Suction m/c | Santoshi | * | * | 1 |  | 1 | 6500 | 6500
NOTE
[6 empty] | Total No.of Equipment |  |  |  | 13
# | Not Created / Not Found |  |  |  |  | Total Equipment Cost |  |  |  | 388850
* | Not Available |  |  |  |  | Total CMC Value |  |  |  | 27219.5

## PHC GUSHALI
Name of Consultant :- | [6 empty] | Date:- |  | 2015-08-04
Name of Dist./Type of Facility/Name of the Facility :- |  |  |  |  | PHC GUSHALI
Equipment ID | Department | Equipment Description | Manufacturer | Model No. | Serial No. | Functional Status |  | Qty. | Approx Cost of Each Equipment | Total Cost of Equipment
[6 empty] | W | NW
# | # | BP apparatus | Pagoda | * | CM/L 0896172 | 1 |  | 1 | 650 | 650
# | # | Labour table | Indian | * | * | 1 |  | 1 | 14000 | 14000
# | # | ILR | Unicef | * | * | 1 |  | 1 | 250000 | 250000
# | # | Weighing m/c | Krups | * | * | 1 |  | 1 | 2500 | 2500
# | # | Needle cutter | Microsile | * | * | 1 |  | 1 | 1200 | 1200
# | # | Strelizer | Indian | * | * | 1 |  | 1 | 6500 | 6500
# | # | BP apparatus | Pagoda | * | * |  | 1 | 1 | 650 | 650
# | # | Autoclave | Indian | * | * | 1 |  | 1 | 65000 | 65000
# | # | Gluco meter | * | * | * | 1 |  | 1 | 1200 | 1200
NOTE
[6 empty] | Total No.of Equipment |  |  |  | 9
# | Not Created / Not Found |  |  |  |  | Total Equipment Cost |  |  |  | 341700
* | Not Available |  |  |  |  | Total CMC Value |  |  |  | 23919

## PHC GUMA
Name of Consultant :- | [6 empty] | Date:- |  | 2015-08-03
Name of Dist./Type of Facility/Name of the Facility :- |  |  |  |  | PHC GUMA
Equipment ID | Department | Equipment Description | Manufacturer | Model No. | Serial No. | Functional Status |  | Qty. | Approx Cost of Each Equipment | Total Cost of Equipment
[6 empty] | W | NW
# | # | BP apparatus | Delux | CM/L 8262373 | * | 1 |  | 1 | 650 | 650
# | # | Weighing m/c | Suvarna | * | * | 1 |  | 1 | 2500 | 2500
# | # | Glucometer | Accu chek | * | * | 1 |  | 1 | 1200 | 1200
# | # | Microscope | Qusmo | * | * | 1 |  | 1 | 30000 | 30000
# | # | Bio chem analyzer | Erba | * | * | 1 |  | 1 | 200000 | 200000
# | # | Centrifuse | Remi | RUC | * | 1 |  | 1 | 6500 | 6500
# | # | Needle cutter | Microsile | * | * | 1 |  | 1 | 1200 | 1200
# | # | Strelizer | Indian | * | * | 1 |  | 1 | 6500 | 6500
NOTE
[6 empty] | Total No.of Equipment |  |  |  | 8
# | Not Created / Not Found |  |  |  |  | Total Equipment Cost |  |  |  | 248550
* | Not Available |  |  |  |  | Total CMC Value |  |  |  | 17398.5

## PHC SUMMERKOT
Name of Consultant :- | [6 empty] | Date:- |  | 2015-08-07
Name of Dist./Type of Facility/Name of the Facility :- |  |  |  |  | PHC SUMMERKOT
Equipment ID | Department | Equipment Description | Manufacturer | Model No. | Serial No. | Functional Status |  | Qty. | Approx Cost of Each Equipment | Total Cost of Equipment
[6 empty] | W | NW
# | Lab | Centrifuse | Remi | * | * | 1 |  | 1 | 6500 | 6500
# |  | Hot air oven | Anopam udyog | * | * | 1 |  | 1 | 4500 | 4500
# |  | Ratary shaker |  | * | * | 1 |  | 1 | 4500 | 4500
# | Dental room | Dental chair | Bestodent | * | * | 1 |  | 1 | 150000 | 150000
# |  | Air compressor | Besto dent | * | * | 1 |  | 1 | 6500 | 6500
# |  | Strelizer | Indian | * | * | 1 |  | 1 | 6500 | 6500
# |  | Light cure unit | Unicorn | * | * | 1 |  | 1 | 10000 | 10000
# | Male ward | Deep freezer | Unicef | * | * |  | 1 | 1 | 250000 | 250000
# |  | ILR | Electrolux | TCW1990 | * |  | 1 | 1 | 250000 | 250000
# | OT | OT table | Indian | * | * | 1 |  | 1 | 45000 | 45000
# |  | BP apparatus | Pagoda | CM/L 0896172 | * |  | 1 | 1 | 650 | 650
# |  | BP apparatus | Pagoda | CM/L 0896172 | * |  | 1 | 1 | 650 | 650
# |  | Autoclave | Indian | * | * | 1 |  | 1 | 65000 | 65000
# |  | Autoclave | Indian | * | * | 1 |  | 1 | 65000 | 65000
# |  | Autoclave | Indian | * | * | 1 |  | 1 | 65000 | 65000
# |  | Strelizer | Indian | * | * |  | 1 | 1 | 6500 | 6500
# |  | Strelizer | Indian | * | * |  | 1 | 1 | 6500 | 6500
# |  | Needle cutter | Microsile | * | * |  | 1 | 1 | 1200 | 1200
# |  | Needle cutter | Microsile | * | * |  | 1 | 1 | 1200 | 1200
# |  | Strelizer(4) | Indian | * | * |  | 1 | 1 | 6500 | 6500
# | X-raye room | X-raye m/c | GE | ST-100-RA | 2519 | 1 |  | 1 | 450000 | 450000
# |  | Refrigerator | Samsung | RT26AD-JB5/XTL | * | 1 |  | 1 | 15000 | 15000
# | Doctor opd | BP apparatus | Pagoda | CM/L 0896172 | * |  | 1 | 1 | 650 | 650
# |  | Weighing m/c | Crown | * | * | 1 |  | 1 | 2500 | 2500
# |  | Weighing m/c | Krups | * | * | 1 |  | 1 | 2500 | 2500
NOTE
[6 empty] | Total No.of Equipment |  |  |  | 25
# | Not Created / Not Found |  |  |  |  | Total Equipment Cost |  |  |  | 1422350
* | Not Available |  |  |  |  | Total CMC Value |  |  |  | 99564.5

## PHC JEORI
Name of Consultant :- | [6 empty] | Date:- |  | 2015-07-27
Name of Dist./Type of Facility/Name of the Facility :- |  |  |  |  | PHC JEORI
Equipment ID | Department | Equipment Description | Manufacturer | Model No. | Serial No. | Functional Status |  | Qty. | Approx Cost of Each Equipment | Total Cost of Equipment
[6 empty] | W | NW
# | X-Ray | BP apparatus | Diamod | * | * | 1 |  | 1 | 650 | 650
# |  | Weinghing m/c | Suvarna | * | * | 1 |  | 1 | 2500 | 2500
# |  | X-raye m/c | Allengers | * | L030196 | 1 |  | 1 | 450000 | 450000
# | MCH | Dental x-raye | Technomre | * | * | 1 |  | 1 | 450000 | 450000
# |  | ILR | Vestfrost | MK142 | 24623731 | 1 |  | 1 | 250000 | 250000
# |  | Deep freezer | Vestfrost | SB142 | 31612038 | 1 |  | 1 | 250000 | 250000
# | Dental opd | Dental chair set | Bestodent | * | * | 1 |  | 1 | 150000 | 150000
# |  | Scales |  | Scalex | A16880 | 1 |  | 1 | 4500 | 4500
# |  | Light cure | Blue light | LA 500 | 200905 | 1 |  | 1 | 10000 | 10000
# |  | Needle cutter | Lifecare | * | * | 1 |  | 1 | 1200 | 1200
# |  | Sterilizer | ATLAS | * | TRE362 | 1 |  | 1 | 6500 | 6500
# |  | Autoclave | Indian | * | * | 1 |  | 1 | 65000 | 65000
# |  | Centrifuse | Remi motors | * | * | 1 |  | 1 | 6500 | 6500
# |  | Microscope bino. | Indian | * | * | 1 |  | 1 | 30000 | 30000
# | OPD | Sterilizer | Indian | * | * |  | 1 | 1 | 6500 | 6500
# | Dispensary | Needle cutter | Microsile | * | * | 1 |  | 1 | 1200 | 1200
# |  | Oven | Indian | * | * | 1 |  | 1 | 4500 | 4500
# |  | Suction m/c |  | * | * | 1 |  | 1 | 6500 | 6500
# |  | O2 conn. | Taurus | * | TCH/NEOMO/2000ZZ3 | 1 |  | 1 | 45000 | 45000
# |  | Sterilizer | Indian | * | * | 1 |  | 1 | 6500 | 6500
# |  | Suction m/c | Indian | * | * | 1 |  | 1 | 6500 | 6500
# |  | Needle cutter | Lifecare | * | * |  | 1 | 1 | 1200 | 1200
# |  | Autoclave | Indian | * | * | 1 |  | 1 | 65000 | 65000
NOTE
[6 empty] | Total No.of Equipment |  |  |  | 23
# | Not Created / Not Found |  |  |  |  | Total Equipment Cost |  |  |  | 1819750
* | Not Available |  |  |  |  | Total CMC Value |  |  |  | 127382.5

## PHC KUTARA
Name of Consultant :- | [6 empty] | Date:- |  | 2015-05-08
Name of Dist./Type of Facility/Name of the Facility :- |  |  |  |  | PHC KUTARA
Equipment ID | Department | Equipment Description | Manufacturer | Model No. | Serial No. | Functional Status |  | Qty. | Approx Cost of Each Equipment | Total Cost of Equipment
[6 empty] | W | NW
# | # | BP apparatus | MCP | * | * | 1 |  | 1 | 650 | 650
# | Ward | Weighing m/c | Indian | * | * | 1 |  | 1 | 2500 | 2500
# |  | Weighing m/c adult(2) | Dragon | * | * |  | 1 | 1 | 2500 | 2500
# |  | OT table | Indian | * | * | 1 |  | 1 | 45000 | 45000
# |  | Suction m/c 2jar | Vikrant | * | * | 1 |  | 1 | 6500 | 6500
# |  | Refrigerator | Samsung | RT24B0PSI | * | 1 |  | 1 | 15000 | 15000
# | Injection room | Sterlizer large | Indian | * | * | 1 |  | 1 | 6500 | 6500
# |  | Needle cutter | Indian | * | * | 1 |  | 1 | 1200 | 1200
# | Lab | Centrifuse | Remi | * | * | 1 |  | 1 | 6500 | 6500
# |  | Colorimeter |  | * | * | 1 |  | 1 | 1200 | 1200
# |  | Microscope bino. |  | * | * | 1 |  | 1 | 30000 | 30000
# | MCH | Deep freezer | Vestfrost | MF144 | 85000762 |  | 1 | 1 | 250000 | 250000
NOTE
[6 empty] | Total No.of Equipment |  |  |  | 12
# | Not Created / Not Found |  |  |  |  | Total Equipment Cost |  |  |  | 367550
* | Not Available |  |  |  |  | Total CMC Value |  |  |  | 25728.5

## PHC DHARANDA
Name of Consultant :- | [6 empty] | Date:- |  | 2015-07-24
Name of Dist./Type of Facility/Name of the Facility :- |  |  |  |  | PHC DHARANDA
Equipment ID | Department | Equipment Description | Manufacturer | Model No. | Serial No. | Functional Status |  | Qty. | Approx Cost of Each Equipment | Total Cost of Equipment
[6 empty] | W | NW
# | # | Refrigerator | Samsung | RA10M | * | 1 |  | 1 | 15000 | 15000
# | # | Needle cutter | Microsile | * | * | 1 |  | 1 | 1200 | 1200
# | # | Autoclave | Life care | * | 5937 | 1 |  | 1 | 65000 | 65000
# | # | Sterlizer | Indian | * | * | 1 |  | 1 | 6500 | 6500
# | # | BP apparatus | Lifeline | * | * | 1 |  | 1 | 650 | 650
# | # | Adult weighing m/c | Krups | * | * | 1 |  | 1 | 2500 | 2500
# | # | Baby weighing m/c | Tanita | * | * | 1 |  | 1 | 2500 | 2500
NOTE
[6 empty] | Total No.of Equipment |  |  |  | 7
# | Not Created / Not Found |  |  |  |  | Total Equipment Cost |  |  |  | 93350
* | Not Available |  |  |  |  | Total CMC Value |  |  |  | 6534.5

## PHC GANVI
Name of Consultant :- | [6 empty] | Date:- |  | 2015-07-27
Name of Dist./Type of Facility/Name of the Facility :- |  |  |  |  | PHC GANVI
Equipment ID | Department | Equipment Description | Manufacturer | Model No. | Serial No. | Functional Status |  | Qty. | Approx Cost of Each Equipment | Total Cost of Equipment
[6 empty] | W | NW
# | # | BP apparatus | MCP | * | 07C1633 | 1 |  | 1 | 650 | 650
# | # | Needle cutter | Microsile | * | * | 1 |  | 1 | 1200 | 1200
# | # | Steriliser | Indian | * | * | 1 |  | 1 | 6500 | 6500
# | # | Weinghing m/c | Indian | * | * | 1 |  | 1 | 2500 | 2500
NOTE
[6 empty] | Total No.of Equipment |  |  |  | 4
# | Not Created / Not Found |  |  |  |  | Total Equipment Cost |  |  |  | 10850
* | Not Available |  |  |  |  | Total CMC Value |  |  |  | 759.5

## PHC BAHALI
Name of Consultant :- | [6 empty] | Date:- |  | 2015-08-07
Name of Dist./Type of Facility/Name of the Facility :- |  |  |  |  | PHC BAHALI
Equipment ID | Department | Equipment Description | Manufacturer | Model No. | Serial No. | Functional Status |  | Qty. | Approx Cost of Each Equipment | Total Cost of Equipment
[6 empty] | W | NW
# | Injection room | BP apparatus | Pagoda | * | * | 1 |  | 1 | 650 | 650
# |  | Sterlizers | * | * | * | 1 |  | 1 | 6500 | 6500
# |  | Needle cutter | Pioneer | * | * | 1 |  | 1 | 1200 | 1200
# |  | Autoclave | Indian | * | * | 1 |  | 1 | 65000 | 65000
# |  | Hub cutter(manual) | Indian | * | * | 1 |  | 1 | 1200 | 1200
# | OPD | BP apparatus | Indian | * | * | 1 |  | 1 | 650 | 650
# |  | BP apparatus | Indian | * | * | 1 |  | 1 | 650 | 650
# | MCH | Baby weighing m/c | Tanita | * | * | 1 |  | 1 | 2500 | 2500
# |  | Adult weighing m/c | Indian | * | * | 1 |  | 1 | 2500 | 2500
# |  | Deep freezer | Vestfrost | SB142 | 31612092 | 1 |  | 1 | 250000 | 250000
# |  | ILR | Vestfrost | MK144 | 91208981 | 1 |  | 1 | 250000 | 250000
# | X-ray | X-raye m/c | Allegers | 100FC | 2K7070001 | 1 |  | 1 | 450000 | 450000
# |  | X-raye Viewer | Indian | * | * | 1 |  | 1 | 10000 | 10000
# | Lab | Oven | Indian | * | * |  | 1 | 1 | 4500 | 4500
# |  | Centrifuse | Remi motor | RHC | * | 1 |  | 1 | 6500 | 6500
# |  | Stablizer | Electrogest | * | * |  | 1 | 1 | 6500 | 6500
# |  | Microscope bino. | * | * | * | 1 |  | 1 | 30000 | 30000
# | Labour rooms | Suction m/c | * | * | * | 1 |  | 1 | 6500 | 6500
# |  | Spot light | * | * | * | 1 |  | 1 | 6500 | 6500
# |  | Labour table | * | * | * | 1 |  | 1 | 14000 | 14000
# |  | O2 conn. | Philips | * | * | 1 |  | 1 | 45000 | 45000
# | Store | Sterlizers(2) | * | * | * | 1 |  | 1 | 6500 | 6500
# |  | Needle cutter | Lifecare | * | * | 1 |  | 1 | 1200 | 1200
# |  | Nebulizer | Accu | Dr.gene | 140601276 | 1 |  | 1 | 6500 | 6500
# |  | Autoclave | * | * | * | 1 |  | 1 | 65000 | 65000
# |  | Adult weighing m/c | * | * | * | 1 |  | 1 | 2500 | 2500
# |  | Adult weighing m/c | * | * | * | 1 |  | 1 | 2500 | 2500
# |  | BP apparatus | * | * | * | 1 |  | 1 | 650 | 650
[6 empty] | Total No.of Equipment |  |  |  | 28
# | Not Created / Not Found |  |  |  |  | Total Equipment Cost |  |  |  | 1245200
* | Not Available |  |  |  |  | Total CMC Value |  |  |  | 87164

## CH ROHRU
Name of Consultant :- | [6 empty] | Date:- |  | 2015-08-05
Name of Dist./Type of Facility/Name of the Facility :- |  |  |  |  | CH-Roharu
Equipment ID | Department | Equipment Description | Manufacturer | Model No. | Serial No. | Functional Status |  | Qty. | Approx Cost of Each Equipment | Total Cost of Equipment
[6 empty] | W | NW
# | OPD | BP apparatus | Pagoda | * | * | 1 |  | 1 | 650 | 650
# | M-OT | Ot light spot | Spare | * | * | 1 |  | 1 | 45000 | 45000
# |  | Autoclave 2 | Indian | * | * | 1 |  | 1 | 65000 | 65000
# |  | Sterlizers | Indian | * | * | 1 |  | 1 | 6500 | 6500
# |  | Ot table | Indian | * | * | 1 |  | 1 | 45000 | 45000
# |  | X-raye viewes | * | * | * | 1 |  | 1 | 10000 | 10000
# |  | Needle cutter | * | * | * | 1 |  | 1 | 1200 | 1200
# |  | ECG m/c | RMS | Vesta 301 | T301A1502035 | 1 |  | 1 | 52000 | 52000
# | Store | ECG m/c | Allengers | * | 1311052040426 | 1 |  | 1 | 52000 | 52000
# | OPD 2 | BP apparatus | Pagoda | * | * | 1 |  | 1 | 650 | 650
# | OPD 3 | Adult weighing m/c | Libra | * | * | 1 |  | 1 | 2500 | 2500
# |  | Baby weighing m/c | Crown | * | * | 1 |  | 1 | 2500 | 2500
# |  | OT table manual |  | * | * | 1 |  | 1 | 45000 | 45000
# | DENTAL OPD | Dental chair set | Gnatus | * | * |  | 1 | 1 | 150000 | 150000
# |  | Scaler | Denatl america | * | A16863 | 1 |  | 1 | 4500 | 4500
# |  | Light cure | Linident | * | * | 1 |  | 1 | 10000 | 10000
# |  | Sterlizers | Indian | * | * | 1 |  | 1 | 6500 | 6500
# |  | Dental chair set | Besto dent | * | * | 1 |  | 1 | 150000 | 150000
# |  | Light cure | Indian | * | * | 1 |  | 1 | 10000 | 10000
# |  | Needle cutter | Microsile | * | * | 1 |  | 1 | 1200 | 1200
# |  | Autoclave | Indian | * | * | 1 |  | 1 | 65000 | 65000
# |  | Lethe m/c | Unident | 501 | 1682 | 1 |  | 1 | 20000 | 20000
# | Store | Dental chair set | Indian | * | * |  | 1 | 1 | 150000 | 150000
# |  | Autoclave 2 | Indian | * | * |  | 1 | 1 | 65000 | 65000
# |  | Lethe m/c 2 | Unident | * | * |  | 1 | 1 | 20000 | 20000
# |  | Tonometer | Indian | * | * | 1 |  | 1 | 170000 | 170000
# |  | Slet lamp 2 | Appasamy associaded | * | * |  | 1 | 1 | 13000 | 13000
# | OPD 4 | Cratometres | Indian | * | * | 1 |  | 1 | 45000 | 45000
# |  | Sterlizers | Indian | * | * | 1 |  | 1 | 6500 | 6500
# |  | Slit lamp | Indian | * | * | 1 |  | 1 | 13000 | 13000
# | OPD 5 | BP apparatus 2 | Indian | * | * | 1 |  | 1 | 650 | 650
# |  | Adult weighing m/c | Libra | * | * | 1 |  | 1 | 2500 | 2500
# |  | Sterlizers | Indian | * | * | 1 |  | 1 | 6500 | 6500
# |  | Needle cutter | Microsile | * | * | 1 |  | 1 | 1200 | 1200
# | MCH | ILR | Vestfrost | * | * | 1 |  | 1 | 250000 | 250000
# |  | Deep freezer | Haiers | * | * | 1 |  | 1 | 250000 | 250000
# |  | Stablizers | Chint | * | * | 1 |  | 1 | 6500 | 6500
# | X-raye room | X-raye m/c | Toshiba | * | * | 1 |  | 1 | 450000 | 450000
# |  | Dental x-raye | Medica | * | * |  | 1 | 1 | 450000 | 450000
# | Ultrasound | Ultrasound m/c | Indian | * | * | 1 |  | 1 | 450000 | 450000
# | CT- Scan | CT Scan m/c | Brivo | * | * | 1 |  | 1 | 450000 | 450000
# |  | Needle cutter | Medigold | * | * | 1 |  | 1 | 1200 | 1200
# |  | Ambu bag | Indian | * | * | 1 |  | 1 | 1100 | 1100
# |  | Adult weighing m/c | Equinox | * | * | 1 |  | 1 | 2500 | 2500
# |  | X Ray view box | Indian | * | * | 1 |  | 1 | 10000 | 10000
# | CT- Scan | X Ray view box | Indian | * | * | 1 |  | 1 | 10000 | 10000
# | OPD 6 | BP Apparatus | Indian | * | * | 1 |  | 1 | 650 | 650
# | Duty room | Needle cutter | Microsile | * | * | 1 |  | 1 | 1200 | 1200
# | Emergency | Sterlizers | Indian | * | * | 1 |  | 1 | 6500 | 6500
# |  | Spot light | Indian | * | * | 1 |  | 1 | 6500 | 6500
# |  | Autoclave | Indian | * | * | 1 |  | 1 | 65000 | 65000
# |  | Oxygen concentrator | Taurus | * | TCH/NEMO/2000078A |  | 1 | 1 | 45000 | 45000
# | Labour Room | Spot light | Sparx | * | * |  | 1 | 1 | 6500 | 6500
# |  | Phototherapy | Phoenix | * | A40107 | 1 |  | 1 | 15500 | 15500
# |  | Refrigerator | Indian | * | * | 1 |  | 1 | 15000 | 15000
# |  | Sterlizers | Indian | * | * | 1 |  | 1 | 6500 | 6500
# |  | Needle cutter | Indian | * | * | 1 |  | 1 | 1200 | 1200
# |  | Spot light | Phillips | * | * | 1 |  | 1 | 6500 | 6500
# |  | Labour table | Indian | * | * | 1 |  | 1 | 14000 | 14000
# |  | Labour table | Indian | * | * | 1 |  | 1 | 14000 | 14000
# |  | Labour table | Indian | * | * |  | 1 | 1 | 14000 | 14000
# |  | Suction m/c | Indian | * | * |  |  | 1 | 6500 | 6500
# |  | Suction m/c | Indian | * | * | 1 |  | 1 | 6500 | 6500
# |  | Infant warmer | Meditech | Innova | BM/RW/62912/1314 | 1 |  | 1 | 38000 | 38000
# |  | Phototherapy | Meditech | CFL | BM//CPT/0424/1314 | 1 |  | 1 | 15500 | 15500
# |  | Baby weighing m/c | Crown | * | * | 1 |  | 1 | 2500 | 2500
# |  | Baby scale | Indian | * | * | 1 |  | 1 | 2500 | 2500
# | ICU | Oxyegen concentrator | Taurus | * | * | 1 |  | 1 | 45000 | 45000
# |  | Pulse oximeter | Nidek | Horisa | * | 1 |  | 1 | 55000 | 55000
# |  | Glucometer | Accuchek | * | 62202362924 | 1 |  | 1 | 1200 | 1200
# |  | Defibrillator | Schiller | Defigarol-400 | JI 4A034 | 1 |  | 1 | 170000 | 170000
# |  | Ventilator | Nuemovent | MR-210 | * | 1 |  | 1 | 600000 | 600000
# | Gyanae ward | Infant warmer | Meditech | Innova | bm/rw0/167/06/1314 |  | 1 | 1 | 38000 | 38000
# | Children ward | Oxygen concentrator | Taurus | * | TCH/NEMO/2000/168A | 1 |  | 1 | 45000 | 45000
# |  | Phototherapy | Meditech | Bird | BM/CPT//051/05/134 |  | 1 | 1 | 15500 | 15500
# |  | Oxygen concentrator | Taurus | * | TCH/NEUMO/2000 | 1 |  | 1 | 45000 | 45000
# | Duty room | Needle cutter | Microsile | * | * | 1 |  | 1 | 1200 | 1200
# | Male ward | Oxygen concentrator | Taurus | * | TCH/NEMO/20000/7114 | 1 |  | 1 | 45000 | 45000
# |  | Oxygen concentrator | Indian | * | * |  | 1 | 1 | 45000 | 45000
# |  | Suction m/c | * | * | * | 1 |  | 1 | 6500 | 6500
# |  | Suction m/c | * | * | * | 1 |  | 1 | 6500 | 6500
# | Surgical ward | Oxygen concentrator | Taurus | * | TCH/NEMO/20000/179A |  | 1 | 1 | 45000 | 45000
# |  | X Ray view box | * | * | * | 1 |  | 1 | 10000 | 10000
# | Eye ward | ILR & Deepreezer | Electrolux | * | * | 1 |  | 1 | 250000 | 250000
# | Store | Oxygen concentrator | * | * | * |  |  | 1 | 45000 | 45000
# |  | ECG m/c | DONATED | * | * |  |  | 1 | 52000 | 52000
# |  | Oxygen concentrator | Taurus | * | * | 1 |  | 1 | 45000 | 45000
# |  | Radiant warmer | Meditech | * | * | 1 |  | 1 | 38000 | 38000
# |  | Baby weighing m/c | Swisser | * | * | 1 |  | 1 | 2500 | 2500
# |  | Ambu bag | Indian | * | * | 1 |  | 1 | 1100 | 1100
# |  | Glucometer | Accuchek | * | * | 1 |  | 1 | 1200 | 1200
# |  | Glucometer | Accuchek | * | * | 1 |  | 1 | 1200 | 1200
# |  | Glucometer | Accuchek | * | * | 1 |  | 1 | 1200 | 1200
# |  | Glucometer | Accuchek | * | * | 1 |  | 1 | 1200 | 1200
# | Store | Glucometer | Accuchek | * | * | 1 |  | 1 | 1200 | 1200
# |  | Glucometer | Accuchek | * | * | 1 |  | 1 | 1200 | 1200
# |  | Glucometer | Accuchek | * | * | 1 |  | 1 | 1200 | 1200
# |  | Glucometer | Accuchek | * | * | 1 |  | 1 | 1200 | 1200
# |  | Glucometer | Accuchek | * | * | 1 |  | 1 | 1200 | 1200
# |  | Glucometer | Accuchek | * | * | 1 |  | 1 | 1200 | 1200
# | OT | Autoclave | Indian | * | * | 1 |  | 1 | 65000 | 65000
# |  | Autoclave | Indian | * | * | 1 |  | 1 | 65000 | 65000
# |  | Refrigerator | Samsung | * | * | 1 |  | 1 | 15000 | 15000
# |  | Needle cutter | Lifecare | * | * |  | 1 | 1 | 1200 | 1200
# |  | Sterlizers | Indian | * | * |  | 1 | 1 | 6500 | 6500
# |  | Autoclave | Indian | * | * | 1 |  | 1 | 65000 | 65000
# |  | Fumiogator | Indian | * | * | 1 |  | 1 | 4500 | 4500
# |  | OT Table | Indian | * | * | 1 |  | 1 | 45000 | 45000
# |  | Microscope | Gaurdian opline | * | * | 1 |  | 1 | 30000 | 30000
# |  | Microscope | Indian | * | * | 1 |  | 1 | 30000 | 30000
# |  | Sterlizers | Indian | * | * | 1 |  | 1 | 6500 | 6500
# |  | Ot light spot | Indian | * | * | 1 |  | 1 | 45000 | 45000
# |  | Spot light | Hanaulux | blue QO | * | 1 |  | 1 | 6500 | 6500
# |  | Stablizers | Logistar prenium | * | * | 1 |  | 1 | 6500 | 6500
# |  | Stablizers | Surgident | * | * | 1 |  | 1 | 6500 | 6500
# |  | Needle cutter | Microsile | * | * | 1 |  | 1 | 1200 | 1200
# |  | Suction m/c | Ananda | * | * | 1 |  | 1 | 6500 | 6500
# |  | Cardio monitor | GE | Dash 200 | 2014994-001 | 1 |  | 1 | 80000 | 80000
# |  | Sterlizers | Indian | * | * | 1 |  | 1 | 6500 | 6500
# |  | Sterlizers | Indian | * | * | 1 |  | 1 | 6500 | 6500
# |  | Spot light | Indian | * | * |  | 1 | 1 | 6500 | 6500
# |  | Lapro m/c | Endoflato | Karl Storz | * |  | 1 | 1 | 45000 | 45000
# | Store | BP Aparatus | Indian | * | * |  | 1 | 1 | 650 | 650
# |  | BP Aparatus | Indian | * | * |  | 1 | 1 | 650 | 650
# |  | BP Aparatus | Indian | * | * |  | 1 | 1 | 650 | 650
# |  | BP Aparatus | Indian | * | * |  | 1 | 1 | 650 | 650
# |  | BP Aparatus | Indian | * | * |  | 1 | 1 | 650 | 650
# |  | BP Aparatus | Indian | * | * |  | 1 | 1 | 650 | 650
# |  | Suction m/c | Indian | * | * |  | 1 | 1 | 6500 | 6500
# |  | Suction m/c | Indian | * | * |  | 1 | 1 | 6500 | 6500
# |  | Suction m/c | Indian | * | * |  | 1 | 1 | 6500 | 6500
# |  | Suction m/c | Indian | * | * |  | 1 | 1 | 6500 | 6500
# |  | Suction m/c | Indian | * | * |  | 1 | 1 | 6500 | 6500
# |  | Oxygen concentrator | Indian | * | * |  | 1 | 1 | 45000 | 45000
# | OPD 7 | Refrigerator | Godrej | GDE 23B1 | * | 1 |  | 1 | 15000 | 15000
# |  | BP Apparatus | Pagoda | * | * | 1 |  | 1 | 650 | 650
# | Laboratory | Oven | Indian | * | * | 1 |  | 1 | 4500 | 4500
# |  | Microscope | Magnus | * | * | 1 |  | 1 | 30000 | 30000
# |  | Microscope | Magnus olympus | * | * |  | 1 | 1 | 30000 | 30000
# |  | VDRL ROTATOR | Yorco | * | * | 1 |  | 1 | 4500 | 4500
# |  | Refrigerator | Samsung | RT244DW1/XTL |  | 1 |  | 1 | 15000 | 15000
# |  | Auyo analyzer | Indian | Scout 3 | * | 1 |  | 1 | 200000 | 200000
# |  | Centrifuge | Erba | * | * | 1 |  | 1 | 6500 | 6500
# | Laboratory | Stablizers | Elent | * | * | 1 |  | 1 | 6500 | 6500
# |  | Stablizers | Elent | * | * | 1 |  | 1 | 6500 | 6500
# |  | Stablizers | Spectroled | * | * | 1 |  | 1 | 6500 | 6500
# |  | Automated haematology analyzer | RM-9C101516 | H3D | * |  | 1 | 1 | 200000 | 200000
# |  | Needle cutter | Microsile | * | * | 1 |  | 1 | 1200 | 1200
# | ICTC Centre | Refrigerator | Godrej | * | * | 1 |  | 1 | 15000 | 15000
# |  | Centrifuge | Remi | * | * | 1 |  | 1 | 6500 | 6500
# |  | Needle cutter | Microsile | * | * | 1 |  | 1 | 1200 | 1200
# |  | Weiging m/c | Indian | * | * | 1 |  | 1 | 2500 | 2500
# |  | Weiging m/c | Indian | * | * |  | 1 | 1 | 2500 | 2500
# | Blood bank | Weiging m/c | Libra | * | * | 1 |  | 1 | 2500 | 2500
# |  | Blood bank refrigerator | Remi | * | B01-4126 | 1 |  | 1 | 250000 | 250000
# |  | Blood bank refrigerator | Remi | * | B01-3331 | 1 |  | 1 | 250000 | 250000
# |  | Stablizers | Remi | * | * | 1 |  | 1 | 6500 | 6500
# |  | Stablizers | Remi | * | * | 1 |  | 1 | 6500 | 6500
# |  | BP Apparatus | Pagoda | * | * | 1 |  | 1 | 650 | 650
# |  | BP Apparatus | Lifeline | * | * | 1 |  | 1 | 650 | 650
# |  | Domestic refrigerator | Whirlpool | * | * | 1 |  | 1 | 15000 | 15000
# |  | Blood bank refrigerator | Khera | * | * | 1 |  | 1 | 250000 | 250000
# |  | Water bath | Indian | * | * |  | 1 | 1 | 4500 | 4500
# |  | Centrifuge | Remi | * | * | 1 |  | 1 | 6500 | 6500
# |  | VDRL ROTATOR | Vindya | * | * | 1 |  | 1 | 4500 | 4500
# |  | Needle cutter | Microsile | * | * | 1 |  | 1 | 1200 | 1200
# |  | Tube sealer | Indian | * | * | 1 |  | 1 | 4500 | 4500
# |  | Microscope | Indian | * | * | 1 |  | 1 | 30000 | 30000
# |  | Incubator | Indian | * | * | 1 |  | 1 | 375000 | 375000
# |  | Autoclave | Indian | * | * | 1 |  | 1 | 65000 | 65000
# | Store | Oven | Indian | * | * |  | 1 | 1 | 4500 | 4500
# |  | Oven | Indian | * | * |  | 1 | 1 | 4500 | 4500
# |  | Oven | Indian | * | * |  | 1 | 1 | 4500 | 4500
# |  | Oven | Indian | * | * |  | 1 | 1 | 4500 | 4500
# |  | Microscope | Indian | * | * |  | 1 | 1 | 30000 | 30000
# |  | Microscope | Indian | * | * |  | 1 | 1 | 30000 | 30000
# |  | Microscope | Indian | * | * |  | 1 | 1 | 30000 | 30000
# |  | Water bath | Indian | * | * |  | 1 | 1 | 4500 | 4500
# |  | Water bath | Indian | * | * |  | 1 | 1 | 4500 | 4500
# |  | Centrifuge | Remi | * | * |  | 1 | 1 | 6500 | 6500
# |  | Centrifuge | Remi | * | * |  | 1 | 1 | 6500 | 6500
# |  | Stablizers | Indian | * | * |  | 1 | 1 | 6500 | 6500
# |  | Stablizers | Indian | * | * |  | 1 | 1 | 6500 | 6500
# |  | fumiogator | Indian | * | * |  | 1 | 1 | 4500 | 4500
# | SRL | Microscope | Indian | * | * | 1 |  | 1 | 30000 | 30000
# |  | Centrifuge | Remi | * | * | 1 |  | 1 | 6500 | 6500
# |  | Rotator | Remi | * | * | 1 |  | 1 | 4500 | 4500
# |  | Digital coloimeter | Oxford | * | * | 1 |  | 1 | 1400 | 1400
# |  | Electrolyte analyzer | Medica | * | * | 1 |  | 1 | 200000 | 200000
# |  | Analyzer | Meril | * | * | 1 |  | 1 | 200000 | 200000
# |  | Refrigerator | LG | GL-378PLQ4 | * | 1 |  | 1 | 15000 | 15000
# |  | Refrigerator | LG | GL-378PLQ4 | * | 1 |  | 1 | 15000 | 15000
# | Store | Nebulizer | Dr. Morepen | * | * |  | 1 | 1 | 6500 | 6500
# |  | Nebulizer | Dr. Morepen | * | * |  | 1 | 1 | 6500 | 6500
NOTE
[6 empty] | Total No.of Equipment |  |  |  | 194
# | Not Created / Not Found |  |  |  |  | Total Equipment Cost |  |  |  | 8571150
* | Not Available |  |  |  |  | Total CMC Value |  |  |  | 599980.5

## CH SARAHAN
Name of Consultant :- | [6 empty] | Date:- |  | 28/7/2015
Name of Dist./Type of Facility/Name of the Facility :- |  |  |  |  | CH-SARAHAN
Equipment ID | Department | Equipment Description | Manufacturer | Model No. | Serial No. | Functional Status |  | Qty. | Approx Cost of Each Equipment | Total Cost of Equipment
[6 empty] | W | NW
# | Store | Needle cutter | Microsil | * | * | 1 |  | 1 | 1200 | 1200
# |  | BP Apparatus | Pagoda | * | * |  | 1 | 1 | 650 | 650
# |  | Auoclave | Indian | * | * |  | 1 | 1 | 65000 | 65000
# |  | Auoclave | Indian | * | * | 1 |  | 1 | 65000 | 65000
# | Ward | Syringe pump | Hansraj nayyal | FA 313 | * | 1 |  | 1 | 40000 | 40000
# |  | Oxygen concentrator | BPL | * | ATH2J905 | 1 |  | 1 | 45000 | 45000
# |  | ECG Machine | Allengers | Pisces A 106 | 2k12095213680 | 1 |  | 1 | 52000 | 52000
# | Store | Incubator | Indian | * | * | 1 |  | 1 | 375000 | 375000
# |  | Oven | Indian | * | * | 1 |  | 1 | 4500 | 4500
# |  | Laryngoscope |  | * | * | 1 |  | 1 | 1100 | 1100
# | OPD | BP Apparatus | Pagoda | * | 266966 | 1 |  | 1 | 650 | 650
# |  | BP Apparatus | Pagoda | * | 300739 | 1 |  | 1 | 650 | 650
# | Medicine store | Ultrasound machine | sealed | * | * | 1 |  | 1 | 450000 | 450000
# | Labour room | Suction machine | Indian | * | * | 1 |  | 1 | 6500 | 6500
# |  | Needle cutter | Microsil | * | * | 1 |  | 1 | 1200 | 1200
# |  | Spot light | Indian | * | * | 1 |  | 1 | 6500 | 6500
# |  | Labour table | Indian | * | * | 1 |  | 1 | 14000 | 14000
# |  | Radiant warmer | Meditech | Innova | * | 1 |  | 1 | 38000 | 38000
# |  | Sterlizer | Indian | * | * | 1 |  | 1 | 6500 | 6500
# |  | Babyweighing machine | Swisser | * | * | 1 |  | 1 | 2500 | 2500
# |  | Babyweighing machine | Indian | * | * | 1 |  | 1 | 2500 | 2500
# |  | Incubator | Indian | * | * |  | 1 | 1 | 375000 | 375000
# | Ward | Nebulizer | Devilbiss | 3655i | 51015391 | 1 |  | 1 | 6500 | 6500
# | OT | OT Table | Indian | * | * | 1 |  | 1 | 45000 | 45000
# |  | Ambu bag | Indian | * | * | 1 |  | 1 | 1100 | 1100
# |  | OT Light | Indian | * | * | 1 |  | 1 | 45000 | 45000
# |  | OT Table | Indian | * | * |  | 1 | 1 | 45000 | 45000
# |  | OT Light | Indian | * | * | 1 |  | 1 | 45000 | 45000
# |  | Sterlizer | Indian | * | * |  | 1 | 1 | 6500 | 6500
# |  | Sterlizer | Indian | * | * |  | 1 | 1 | 6500 | 6500
# |  | Sterlizer | Indian | * | * |  | 1 | 1 | 6500 | 6500
# |  | BP Apparatus | Indian | * | * |  | 1 | 1 | 650 | 650
# |  | Spot light | Indian | * | * |  | 1 | 1 | 6500 | 6500
# |  | Autoclave | Indian | * | * |  | 1 | 1 | 65000 | 65000
# | OT | Electri cautery unit | Indian | * | * |  | 1 | 1 | 160000 | 160000
# |  | Sterlizer | Indian | * | * |  | 1 | 1 | 6500 | 6500
# |  | Needle cutter | Indian | * | * | 1 |  | 1 | 1200 | 1200
# |  | Sterlizer | Indian | * | * | 1 |  | 1 | 6500 | 6500
# | Minor OT | BP Apparatus | Pagoda | * | 272227 | 1 |  | 1 | 650 | 650
# |  | BP Apparatus | Pagoda | * | 273373 | 1 |  | 1 | 650 | 650
# |  | Weighin machine | Krups | * | * |  | 1 | 1 | 2500 | 2500
# |  | Vision Box | Indian | * | * | 1 |  | 1 | 10000 | 10000
# |  | X Ry view box | Indian | * | * | 1 |  | 1 | 10000 | 10000
# | OPD 1 | BP Apparatus | Pagoda | * | 278392 | 1 |  | 1 | 650 | 650
# |  | Weighing machine | Krups | * | * |  | 1 | 1 | 2500 | 2500
# | MCH | ILR | Vestfront | MK144 | 91209093 | 1 |  | 1 | 250000 | 250000
# | MCH | Deep freezer | Vestfront | SB142 | 25010738 | 1 |  | 1 | 250000 | 250000
# |  | Stablizer | Blueline | * | * | 1 |  | 1 | 6500 | 6500
# | X Ray | X ray machine | Collimax 3 | * | SM1452926 | 1 |  | 1 | 450000 | 450000
# |  | Dental X Ray | Medico 10D | * | * |  | 1 | 1 | 450000 | 450000
# |  | Stablizer | Indian | * | * | 1 |  | 1 | 6500 | 6500
# | OPD3 | BP Apparatus | Perfect | * | 6220 | 1 |  | 1 | 650 | 650
# | Dental OPD | Sterlizer | Indian | * | * | 1 |  | 1 | 6500 | 6500
# |  | Needle cutter | Microsil | * | * | 1 |  | 1 | 1200 | 1200
# |  | Scaler | Dent america | Scalex 200 | B06667 | 1 |  | 1 | 4500 | 4500
# |  | Light cure unit | Blue light | LA500 | 20905023 | 1 |  | 1 | 10000 | 10000
# |  | Dental chair | Gnatus | * | * | 1 |  | 1 | 150000 | 150000
# |  | Stablizer | Hill | * | * | 1 |  | 1 | 6500 | 6500
NOTE
[6 empty] | Total No.of Equipment |  |  |  | 58
# | Not Created / Not Found |  |  |  |  | Total Equipment Cost |  |  |  | 3626200
* | Not Available |  |  |  |  | Total CMC Value |  |  |  | 253834

## phcgoplapur
Name of Consultant :- | [6 empty] | Date:- |  | 28/7/2015
Name of Dist./Type of Facility/Name of the Facility :- |  |  |  |  | PHC GOPALPUR
Equipment ID | Department | Equipment Description | Manufacturer | Model No. | Serial No. | Functional Status |  | Qty. | Approx Cost of Each Equipment | Total Cost of Equipment
[6 empty] | W | NW
# | # | BP A pparatus | Pagoda | * | 304282 | 1 |  | 1 | 650 | 650
# | # | Adult weighing machine | Krups | * | * | 1 |  | 1 | 2500 | 2500
# | # | Sterlizer | * | * | * | 1 |  | 1 | 6500 | 6500
# | # | Hub cutter | * | * | * | 1 |  | 1 | 1200 | 1200
# | # | Needle cuter | Lifecare | * | * | 1 |  | 1 | 1200 | 1200
# | # | Autoclave | * | * | * | 1 |  | 1 | 65000 | 65000
# | MCH | ILR | Vestfront | MK142 | 14815224 | 1 |  | 1 | 250000 | 250000
# |  | Deepfreezer | Vestfront | SB142 | 14921349 | 1 |  | 1 | 250000 | 250000
# |  | Stablizer | Electrogarol | * | * | 1 |  | 1 | 6500 | 6500
# |  | Autoclave | Indian | * | * | 1 |  | 1 | 65000 | 65000
# |  | Suction machine | Indian | * | * | 1 |  | 1 | 6500 | 6500
# |  | Oxygen concentrator | Philips | K3B | * | 1 |  | 1 | 45000 | 45000
# |  | Centrifuge | Indian | * | * | 1 |  | 1 | 6500 | 6500
# |  | Microscope | Indian | * | * | 1 |  | 1 | 30000 | 30000
# |  | X Ray view box | Indian | * | * | 1 |  | 1 | 10000 | 10000
# |  | Hub cutter | Indian | * | * |  | 1 | 1 | 1200 | 1200
# | Labour room | Labour table | Indian | * | * | 1 |  | 1 | 14000 | 14000
# |  | Spot light | Indian | * | * | 1 |  | 1 | 6500 | 6500
NOTE
[6 empty] | Total No.of Equipment |  |  |  | 18
# | Not Created / Not Found |  |  |  |  | Total Equipment Cost |  |  |  | 441200
* | Not Available |  |  |  |  | Total CMC Value |  |  |  | 30884

## PHC LALSA
Name of Consultant :- | [6 empty] | Date:- |  | 28/7/2015
Name of Dist./Type of Facility/Name of the Facility :- |  |  |  |  | PHC GOPALPUR
Equipment ID | Department | Equipment Description | Manufacturer | Model No. | Serial No. | Functional Status |  | Qty. | Approx Cost of Each Equipment | Total Cost of Equipment
[6 empty] | W | NW
THERE IS NO STAFF IN THE PHC TILL 2:00 PM

## phc dhargaura
Name of Consultant :- | [6 empty] | Date:- |  | 28/7/2015
Name of Dist./Type of Facility/Name of the Facility :- |  |  |  |  | PHC DHARGAURA
Equipment ID | Department | Equipment Description | Manufacturer | Model No. | Serial No. | Functional Status |  | Qty. | Approx Cost of Each Equipment | Total Cost of Equipment
[6 empty] | W | NW
# | OPD | BP Apparatus | Elkometer | * | 203570 | 1 |  | 1 | 650 | 650
# |  | Weighing machine | Crown | * | * | 1 |  | 1 | 2500 | 2500
# |  | Tono meter | Indian | * | * | 1 |  | 1 | 170000 | 170000
# |  | Opthalmoscope | Indian | * | * | 1 |  | 1 | 15500 | 15500
# |  | BP Apparatus | Indian | * | * |  | 1 | 1 | 650 | 650
# |  | BP Apparatus | Indian | * | * |  | 1 | 1 | 650 | 650
# |  | BP Apparatus | Indian | * | * |  | 1 | 1 | 650 | 650
# |  | Needle cutter | Lifecare | * | * |  | 1 | 1 | 1200 | 1200
# |  | Refrigerator | Indian | * | * |  | 1 | 1 | 15000 | 15000
# |  | Needle cutter | Indian | * | * | 1 |  | 1 | 1200 | 1200
# |  | Sterlizer | Indian | * | * | 1 |  | 1 | 6500 | 6500
NOTE
[6 empty] | Total No.of Equipment |  |  |  | 11
# | Not Created / Not Found |  |  |  |  | Total Equipment Cost |  |  |  | 214500
* | Not Available |  |  |  |  | Total CMC Value |  |  |  | 15015

## PHC KHARAHAN
Name of Consultant :- | [6 empty] | Date:- |  | 2015-03-08
Name of Dist./Type of Facility/Name of the Facility :- |  |  |  |  | PHC KHRAHAN
Equipment ID | Department | Equipment Description | Manufacturer | Model No. | Serial No. | Functional Status |  | Qty. | Approx Cost of Each Equipment | Total Cost of Equipment
[6 empty] | W | NW
# | # | Needle cutter | Indian | * | * | 1 |  | 1 | 1200 | 1200
# | # | BP Apparatus | Diamond | * | * | 1 |  | 1 | 650 | 650
# | # | BP Apparatus | Indian | * | * |  | 1 | 1 | 650 | 650
# | # | BP Apparatus | Indian | * | * |  | 1 | 1 | 650 | 650
# | # | Sterlizer | Indian | * | * | 1 |  | 1 | 6500 | 6500
# | # | Autoclave | Indian | * | * | 1 |  | 1 | 65000 | 65000
# | # | Nebulizer | Indian | * | * | 1 |  | 1 | 6500 | 6500
# | # | Spot light | Indian | * | * | 1 |  | 1 | 6500 | 6500
# | # | Adult weighing machine | Indian | * | * | 1 |  | 1 | 2500 | 2500
# | # | Baby weighing machine | Indian | * | * | 1 |  | 1 | 2500 | 2500
# | # | Glucometer | Indian | * | * | 1 |  | 1 | 1200 | 1200
NOTE
[6 empty] | Total No.of Equipment |  |  |  | 10
# | Not Created / Not Found |  |  |  |  | Total Equipment Cost |  |  |  | 92650
* | Not Available |  |  |  |  | Total CMC Value |  |  |  | 6485.5

## PHC KUNGAL BALTI
Name of Consultant :- | [6 empty] | Date:- |  | 2015-03-08
Name of Dist./Type of Facility/Name of the Facility :- |  |  |  |  | PHC KHRAHAN
Equipment ID | Department | Equipment Description | Manufacturer | Model No. | Serial No. | Functional Status |  | Qty. | Approx Cost of Each Equipment | Total Cost of Equipment
[6 empty] | W | NW
# | # | BP Apparatus | Indian | * | * | 1 |  | 1 | 650 | 650
# | # | Sterlizer | Indian | * | * | 1 |  | 1 | 6500 | 6500
# | # | Hub cutter | Indian | * | * | 1 |  | 1 | 1200 | 1200
# | # | Needle cutter | Life care | * | * | 1 |  | 1 | 1200 | 1200
# | # | Autoclave | Indian | * | * | 1 |  | 1 | 65000 | 65000
# | # | Autoclave | Indian | * | * |  | 1 | 1 | 65000 | 65000
# | # | Adult weighing machine | Indian | * | * | 1 |  | 1 | 2500 | 2500
NOTE
[6 empty] | Total No.of Equipment |  |  |  | 7
# | Not Created / Not Found |  |  |  |  | Total Equipment Cost |  |  |  | 142050
* | Not Available |  |  |  |  | Total CMC Value |  |  |  | 9943.5

## PHC BELUPUL
Name of Consultant :- | [6 empty] | Date:- |  | 2015-08-08
Name of Dist./Type of Facility/Name of the Facility :- |  |  |  |  | PHC BELUPUL
Equipment ID | Department | Equipment Description | Manufacturer | Model No. | Serial No. | Functional Status |  | Qty. | Approx Cost of Each Equipment | Total Cost of Equipment
[6 empty] | W | NW
# | OPD | Sterlizer | Indian | * | * | 1 |  | 1 | 6500 | 6500
# |  | Weighing machine | Krups | * | * | 1 |  | 1 | 2500 | 2500
# | Minor OT | Needle cuttter | Lifecare | * | * | 1 |  | 1 | 1200 | 1200
# |  | Sterlizer | Indian | * | * | 1 |  | 1 | 6500 | 6500
# |  | Weighing machine | Crown | * | * | 1 |  | 1 | 2500 | 2500
# |  | BP Apparatus | Pagoda | * | 209341 | 1 |  | 1 | 650 | 650
# | MCH | ILR | Vestfront | MK144 | 91209120 | 1 |  | 1 | 250000 | 250000
# |  | Deep freezer | Vestfront | MK144 | 91010597 | 1 |  | 1 | 250000 | 250000
# | Store | Autoclave | Indian | * | * | 1 |  | 1 | 65000 | 65000
# |  | Labour table | Indian | * | * | 1 |  | 1 | 14000 | 14000
NOTE
[6 empty] | Total No.of Equipment |  |  |  | 10
# | Not Created / Not Found |  |  |  |  | Total Equipment Cost |  |  |  | 598850
* | Not Available |  |  |  |  | Total CMC Value |  |  |  | 41919.5

## phc barach
Name of Consultant :- | [6 empty] | Date:- |  | 2015-03-08
Name of Dist./Type of Facility/Name of the Facility :- |  |  |  |  | PHC BARACH
Equipment ID | Department | Equipment Description | Manufacturer | Model No. | Serial No. | Functional Status |  | Qty. | Approx Cost of Each Equipment | Total Cost of Equipment
[6 empty] | W | NW
# | OPD | BP A pparatus | Rossmax | * | * | 1 |  | 1 | 650 | 650
# |  | Needle cutter | Lifecare | * | * | 1 |  | 1 | 1200 | 1200
# |  | Adult weighing machine | Krups | * | * |  | 1 | 1 | 2500 | 2500
# | MCH | ILR | Vestfront | MK144 | 91209102 | 1 |  | 1 | 250000 | 250000
# |  | Deep freezer | Vestfront | MF144 | 85000934 | 1 |  | 1 | 250000 | 250000
# |  | Stablizer | Electrogaurd | * | * | 1 |  | 1 | 6500 | 6500
# |  | Sterlizer | Indian | * | * |  | 1 | 1 | 6500 | 6500
NOTE
[6 empty] | Total No.of Equipment |  |  |  | 7
# | Not Created / Not Found |  |  |  |  | Total Equipment Cost |  |  |  | 517350
* | Not Available |  |  |  |  | Total CMC Value |  |  |  | 36214.5

## chc NANKHRI
Name of Consultant :- | [6 empty] | Date:- |  | 2015-03-08
Name of Dist./Type of Facility/Name of the Facility :- |  |  |  |  | CHC NANKHARI
Equipment ID | Department | Equipment Description | Manufacturer | Model No. | Serial No. | Functional Status |  | Qty. | Approx Cost of Each Equipment | Total Cost of Equipment
[6 empty] | W | NW
# | OPD | BP Apparatus | ACCUSURE | * | * | 1 |  | 1 | 650 | 650
# |  | BP Apparatus | Indian | * | * | 1 |  | 1 | 650 | 650
# |  | BP Apparatus | Pagoda | * | * |  | 1 | 1 | 650 | 650
# |  | BP Apparatus | Libra | * | * | 1 |  | 1 | 650 | 650
# | DENTAL OPD | Dental chairr | Bestodent | * | * | 1 |  | 1 | 150000 | 150000
# |  | Autoclave | Indian | * | * | 1 |  | 1 | 65000 | 65000
# |  | Sterlizer |  | * | * | 1 |  | 1 | 6500 | 6500
# |  | Needle cutter | Microsil | * | * | 1 |  | 1 | 1200 | 1200
# |  | Scaler |  | Scalex 880 | * | 1 |  | 1 | 4500 | 4500
# |  | Light cure unit | Blueelight | LA500 | * | 1 |  | 1 | 10000 | 10000
# |  | Sterlizer | Indian | * | * |  | 1 | 1 | 6500 | 6500
# |  | Lathe machine | Unident | * | * | 1 |  | 1 | 20000 | 20000
# | Labour room | Labour table | Indian | * | * | 1 |  | 1 | 14000 | 14000
# |  | Autoclave | Indian | * | * | 1 |  | 1 | 65000 | 65000
# |  | Suction machine | Indian | * | * | 1 |  | 1 | 6500 | 6500
# |  | Infant warmer | Shreegarh | * | 574 | 1 |  | 1 | 38000 | 38000
# |  | Baby scale | Indian | * | * | 1 |  | 1 | 2500 | 2500
# |  | Baby weighing machine | Swisser | * | * | 1 |  | 1 | 2500 | 2500
# |  | Ambu bag | Indian | * | * | 1 |  | 1 | 1100 | 1100
# |  | Sterlizer | Indian | * | * | 1 |  | 1 | 6500 | 6500
# |  | Refrigerator | Videocon | Marvel VAP224 | * | 1 |  | 1 | 15000 | 15000
# |  | Stablizer | LG | * | * | 1 |  | 1 | 6500 | 6500
# |  | ILR | Voltas | * | * | 1 |  | 1 | 250000 | 250000
# |  | Autoclave | Indian | * | * | 1 |  | 1 | 65000 | 65000
# |  | Autoclave | Indian | * | * | 1 |  | 1 | 65000 | 65000
# |  | Labour table | Indian | * | * | 1 |  | 1 | 14000 | 14000
# |  | Oxygen concentrator | Tauras | * | THC/NEMO20000/021A | 1 |  | 1 | 45000 | 45000
# |  | Vision box | Indian | * | * | 1 |  | 1 | 10000 | 10000
# | Dressing rom | Sterlizer | Indian | * | * | 1 |  | 1 | 6500 | 6500
# |  | Needle cutter | 8RK | * | * | 1 |  | 1 | 1200 | 1200
# |  | Nebulizer | Unident | UN-02 | * | 1 |  | 1 | 6500 | 6500
# | Laboratory | Blood bank refrigerator | Indian | * | * | 1 |  | 1 | 250000 | 250000
# |  | Microscope | Indian | * | * | 1 |  | 1 | 30000 | 30000
# |  | Microscope | Indian | * | * | 1 |  | 1 | 30000 | 30000
# |  | Analyzer | Dakah | * | * | 1 |  | 1 | 200000 | 200000
# |  | Needle cutter | Microsil | * | * | 1 |  | 1 | 1200 | 1200
# |  | water Bath | Indian | * | * | 1 |  | 1 | 4500 | 4500
# |  | Centrifuge | Remi Motors | R4C | * | 1 |  | 1 | 6500 | 6500
# |  | Oven | Indian | * | * | 1 |  | 1 | 4500 | 4500
# |  | Needle cutter | Life Care | * | * | 1 |  | 1 | 1200 | 1200
# | X-Ray Room | X-Ray Machine | Meditronics | * | * |  | 1 | 1 | 450000 | 450000
# |  | Dental X_Ray | Meditronics | 9L042 | * | 1 |  | 1 | 450000 | 450000
# |  | X-Ray viewer | Indian | * | * | 1 |  | 1 | 10000 | 10000
# |  | Autoclave | Indian | * | * | 1 |  | 1 | 65000 | 65000
# |  | X-Ray viewer | Indian | * | * | 1 |  | 1 | 10000 | 10000
# | MCH | ILR | Vestfrost | MK-144 | P1208530 | 1 |  | 1 | 250000 | 250000
# |  | Deep Freezer | Vestfrost | MK-144 | 91010603 | 1 |  | 1 | 250000 | 250000
# |  | Stablizer | Electrogard | * | * | 1 |  | 1 | 6500 | 6500
# |  | Baby weighing machine | Goldtech | * | * | 1 |  | 1 | 2500 | 2500
# |  | Baby weighing machine(Digital) | Bravn | * | * | 1 |  | 1 | 2500 | 2500
# | Store | Microscope | Indian | * | * |  | 1 | 1 | 30000 | 30000
# |  | Autoclave | Indian | * | * |  | 1 | 1 | 65000 | 65000
# |  | Autoclave | Indian | * | * |  | 1 | 1 | 65000 | 65000
# |  | Autoclave | Indian | * | * |  | 1 | 1 | 65000 | 65000
# |  | Autoclave | Indian | * | * |  | 1 | 1 | 65000 | 65000
# |  | X-Ray Machine | Indian | * | * |  | 1 | 1 | 450000 | 450000
# |  | Spot Light | Indian | * | * |  | 1 | 1 | 6500 | 6500
# |  | Spot Light | Indian | * | * |  | 1 | 1 | 6500 | 6500
# |  | Dental chairr | Indian | * | * |  | 1 | 1 | 150000 | 150000
# |  | ILR | Indian | * | * |  | 1 | 1 | 250000 | 250000
# |  | Suction machine | Indian | * | * | 1 |  | 1 | 6500 | 6500
# |  | Centrifuge | Remi Motors | * | R4C |  | 1 | 1 | 6500 | 6500
# |  | Sterlizer | Indian | * | * |  | 1 | 1 | 6500 | 6500
# |  | Stablizer | Indian | * | * |  | 1 | 1 | 6500 | 6500
# |  | Stablizer | Indian | * | * |  | 1 | 1 | 6500 | 6500
# |  | Stablizer | Indian | * | * |  | 1 | 1 | 6500 | 6500
# |  | Baby Weighing Machine | Indian | * | * |  | 1 | 1 | 2500 | 2500
# |  | Suction machine | Indian | * | * | 1 |  | 1 | 6500 | 6500
# |  | Dental Table | Johnson | * | * |  | 1 | 1 | 150000 | 150000
# |  | Spot Light | Indian | * | * | 1 |  | 1 | 6500 | 6500
# |  | Spot Light | Indian | * | * | 1 |  | 1 | 6500 | 6500
# |  | Spot Light | Indian | * | * | 1 |  | 1 | 6500 | 6500
# |  | Spot Light | Indian | * | * | 1 |  | 1 | 6500 | 6500
# |  | Spot Light | Indian | * | * | 1 |  | 1 | 6500 | 6500
# |  | Spot Light | Indian | * | * | 1 |  | 1 | 6500 | 6500
# |  | Spot Light | Indian | * | * | 1 |  | 1 | 6500 | 6500
# |  | Spot Light | Indian | * | * | 1 |  | 1 | 6500 | 6500
# |  | Dental chairr | Indian | * | * | 1 |  | 1 | 150000 | 150000
NOTE
[6 empty] | Total No.of Equipment |  |  |  | 78
# | Not Created / Not Found |  |  |  |  | Total Equipment Cost |  |  |  | 4464500
* | Not Available |  |  |  |  | Total CMC Value |  |  |  | 312515

## PHC KOTHI-GHAT
Name of Consultant :- | [6 empty] | Date:- |  | 2015-08-01
Name of Dist./Type of Facility/Name of the Facility :- |  |  |  |  | PHC KOTHI-GHAT
Equipment ID | Department | Equipment Description | Manufacturer | Model No. | Serial No. | Functional Status |  | Qty. | Approx Cost of Each Equipment | Total Cost of Equipment
[6 empty] | W | NW
# | # | AUTO CLAVE | INDIAN | * | * |  | 1 | 1 | 65000 | 65000
# | # | STERLIZER | INDIAN | * | * | 1 |  | 1 | 6500 | 6500
# | # | NEEDLE CUTTER | INDIAN | * | * | 1 |  | 1 | 1200 | 1200
# | # | BABY WEIGHING MACHINE | INDIAN | * | * | 1 |  | 1 | 2500 | 2500
# | # | ADULT WEIGHING MACHINE | INDIAN | * | * | 1 |  | 1 | 2500 | 2500
# | # | ILR | INDIAN | * | * | 1 |  | 1 | 250000 | 250000
# | # | DEEP FREEZER | INDIAN | * | * | 1 |  | 1 | 250000 | 250000
NOTE
[6 empty] | Total No.of Equipment |  |  |  | 7
# | Not Created / Not Found |  |  |  |  | Total Equipment Cost |  |  |  | 577700
* | Not Available |  |  |  |  | Total CMC Value |  |  |  | 40439

## PHC KHOLIGHAT
Name of Consultant :- | [6 empty] | Date:- |  | 2015-08-01
Name of Dist./Type of Facility/Name of the Facility :- |  |  |  |  | PHC KHOLIGHAT
Equipment ID | Department | Equipment Description | Manufacturer | Model No. | Serial No. | Functional Status |  | Qty. | Approx Cost of Each Equipment | Total Cost of Equipment
[6 empty] | W | NW
# | MCH | ILR | VESTFROST | * | 91208941 | 1 |  | 1 | 250000 | 250000
# |  | DEEP FREEZER | HAIER | * | * | 1 |  | 1 | 250000 | 250000
# |  | BABY WEIGHING MACHINE | CROWN | * | * | 1 |  | 1 | 2500 | 2500
# |  | OVEN | INDIAN | * | * | 1 |  | 1 | 4500 | 4500
# |  | STABLIZER | ELECTROGARD | * | * | 1 |  | 1 | 6500 | 6500
# |  | STABLIZER | CHINT | * | * | 1 |  | 1 | 6500 | 6500
# |  | NEEDLE CUTTER | INDIAN | * | * | 1 |  | 1 | 1200 | 1200
# |  | DEEP FREEZER | VESTFROST | * | * |  | 1 | 1 | 250000 | 250000
# |  | MICROSCOPE | OLYMPUS | * | * | 1 |  | 1 | 30000 | 30000
# |  | BALANCING APPARATUS | SUNSHINE | * | * | 1 |  | 1 | 4500 | 4500
# |  | STERLIZER | INDIAN | * | * |  | 1 | 1 | 6500 | 6500
# |  | BP APPARATUS | INDIAN | * | * |  | 1 | 1 | 650 | 650
# | X-RAY ROOM | X-RAY MACHINE | MEDITRONICS | * | * | 1 |  | 1 | 450000 | 450000
# |  | BP APPARATUS | PAGODA | * | * | 1 |  | 1 | 650 | 650
# |  | ADULT WEIGHING MACHINE | KRUPS | * | * | 1 |  | 1 | 2500 | 2500
# |  | AUTO CLAVE | INDIAN | * | * | 1 |  | 1 | 65000 | 65000
# |  | STERLIZER | INDIAN | * | * | 1 |  | 1 | 6500 | 6500
# |  | NEEDLE CUTTER | MICROSIL | * | * | 1 |  | 1 | 1200 | 1200
NOTE
[6 empty] | Total No.of Equipment |  |  |  | 18
# | Not Created / Not Found |  |  |  |  | Total Equipment Cost |  |  |  | 1338700
* | Not Available |  |  |  |  | Total CMC Value |  |  |  | 93709

## PHC BARAGAON
Name of Consultant :- | [6 empty] | Date:- |  | 2015-08-01
Name of Dist./Type of Facility/Name of the Facility :- |  |  |  |  | PHC BARAGAON
Equipment ID | Department | Equipment Description | Manufacturer | Model No. | Serial No. | Functional Status |  | Qty. | Approx Cost of Each Equipment | Total Cost of Equipment
[6 empty] | W | NW
# | OPD | BP APPARATUS | HICKS | L03 | 1200305680 | 1 |  | 1 | 650 | 650
# | Minor OT | NEEDLE CUTTER | MICROSIL | * | * | 1 |  | 1 | 1200 | 1200
# |  | OT TABLE | INDIAN | * | * | 1 |  | 1 | 45000 | 45000
# |  | AUTOCLAVE | INDIAN | * | * | 1 |  | 1 | 65000 | 65000
# |  | STERLIZER | INDIAN | * | * |  | 1 | 1 | 6500 | 6500
# |  | BP APPARATUS | INDIAN | * | * |  | 1 | 1 | 650 | 650
# |  | BP APPARATUS | INDIAN | * | * |  | 1 | 1 | 650 | 650
# |  | STERLIZER | INDIAN | * | * |  | 1 | 1 | 6500 | 6500
# |  | STERLIZER | INDIAN | * | * |  |  | 1 | 6500 | 6500
# |  | AUTOCLAVE | INDIAN | * | * | 1 |  | 1 | 65000 | 65000
# | WARD | NEEDLE CUTTER | MICROSIL | * | * |  |  | 1 | 1200 | 1200
# |  | NEEDLE CUTTER | MICROSIL | * | * | 1 |  | 1 | 1200 | 1200
# | DENTAL OPD | DENTAL CHAIR | BESTODENT | * | 601010201300603 | 1 |  | 1 | 150000 | 150000
# |  | SCALER | INDIAN | * | * | 1 |  | 1 | 4500 | 4500
# | LABOUR ROOM | LABOUR TABLE | INDIAN | * | * | 1 |  | 1 | 14000 | 14000
# |  | STERLIZER | INDIAN | * | * | 1 |  | 1 | 6500 | 6500
# |  | BABY WEIGHING MACHINE | TANITA | * | * | 1 |  | 1 | 2500 | 2500
# |  | SUCTION MACHINE | ANANDA | * | * |  | 1 | 1 | 6500 | 6500
# | LABORATORY | CENTRIFUGE | REMI | R4C | * | 1 |  | 1 | 6500 | 6500
# |  | BALANCING APPARATUS | INDIAN | * | * | 1 |  | 1 | 4500 | 4500
# |  | BALANCING APPARATUS | INDIAN | * | * | 1 |  | 1 | 4500 | 4500
# |  | MICROSCOPE | INDIAN | * | * | 1 |  | 1 | 30000 | 30000
# |  | MICROSCOPE | INDIAN | * | * | 1 |  | 1 | 30000 | 30000
# | STORE | SPOT LIGHT | INDIAN | * | * | 1 |  | 1 | 6500 | 6500
# |  | VDRL ROTATOR | YORCO | * | * | 1 |  | 1 | 4500 | 4500
# |  | OVEN | INDIAN | * | * | 1 |  | 1 | 4500 | 4500
# | X RAY | X RAY MACHINE | ALLENGERS | 100R | F987674 | 1 |  | 1 | 450000 | 450000
# | MCH | X RAY VIEW BOX | INDIAN | * | * | 1 |  | 1 | 10000 | 10000
# |  | DEEP FREEZER | VESTFRONT | SB142 | 25013158 | 1 |  | 1 | 250000 | 250000
# |  | ILR | VESTFRONT | MK144 | 25117704 | 1 |  | 1 | 250000 | 250000
NOTE
[6 empty] | Total No.of Equipment |  |  |  | 30
# | Not Created / Not Found |  |  |  |  | Total Equipment Cost |  |  |  | 1435050
* | Not Available |  |  |  |  | Total CMC Value |  |  |  | 100453.5

## PHC MALANDI
Name of Consultant :- | [6 empty] | Date:- |  | 2015-08-01
Name of Dist./Type of Facility/Name of the Facility :- |  |  |  |  | PHC MALANDI
Equipment ID | Department | Equipment Description | Manufacturer | Model No. | Serial No. | Functional Status |  | Qty. | Approx Cost of Each Equipment | Total Cost of Equipment
[6 empty] | W | NW
# | DISPENSARY | STERLIZER | INDIAN | * | * | 1 |  | 1 | 6500 | 6500
# |  | NEEDLE CUTTER | LIFECARE | * | * | 1 |  | 1 | 1200 | 1200
# |  | AUTOCLAVE | INDIAN | * | * | 1 |  | 1 | 65000 | 65000
# |  | BP APPARATUS | PERFECT | * | 982 | 1 |  | 1 | 650 | 650
# | MCH | ILR | VESTFRONT | MK144 | 91208955 | 1 |  | 1 | 250000 | 250000
# |  | DEEP FREEZER | VESTFRONT | MF144 | 85000958 | 1 |  | 1 | 250000 | 250000
# |  | STABLIZER | ELECTROGURAL | * | * | 1 |  | 1 | 6500 | 6500
NOTE
[6 empty] | Total No.of Equipment |  |  |  | 7
# | Not Created / Not Found |  |  |  |  | Total Equipment Cost |  |  |  | 579850
* | Not Available |  |  |  |  | Total CMC Value |  |  |  | 40589.5

## CHC KUMARSAIN
Name of Consultant :- | [6 empty] | Date:- |  | 2015-07-30
Name of Dist./Type of Facility/Name of the Facility :- |  |  |  |  | CHC KUMARSAIN
Equipment ID | Department | Equipment Description | Manufacturer | Model No. | Serial No. | Functional Status |  | Qty. | Approx Cost of Each Equipment | Total Cost of Equipment
[6 empty] | W | NW
# | # | OVEN | INDIAN | * | * | 1 |  | 1 | 4500 | 4500
# | # | CENTRIFUGE | REMI | R4C | * | 1 |  | 1 | 6500 | 6500
# | # | MICROSCOPE | INDIAN | * | * | 1 |  | 1 | 30000 | 30000
# | # | NEEDLE CUTTER | MICROSIL | * | * | 1 |  | 1 | 1200 | 1200
# | LABOUR ROOM | LABOUR TABLE | INDIAN | * | * | 1 |  | 1 | 14000 | 14000
# |  | RADIANT WARMER | SHREEYAS | * | * | 1 |  | 1 | 38000 | 38000
# |  | WEIGHING MACHINE | SWISSER | * | * | 1 |  | 1 | 2500 | 2500
# |  | BABY WEIGHING MACHINE | TANITA | * | * | 1 |  | 1 | 2500 | 2500
# |  | SUCTION MACHINE | INDIAN | * | * | 1 |  | 1 | 6500 | 6500
# |  | AUTOCLAVE | INDIAN | * | * | 1 |  | 1 | 65000 | 65000
# |  | SUCTION MACHINE | MONARCH | * | * | 1 |  | 1 | 6500 | 6500
# |  | BLOOD BANK REFRIGERATOR | HI CARE | NOT IN USE | * | 1 |  | 1 | 250000 | 250000
# |  | BABY SCALE | INDIAN | * | * | 1 |  | 1 | 4500 | 4500
# | OPD | BP APPARATUS | CREENAL | * | * | 1 |  | 1 | 650 | 650
# |  | BP APPARATUS | PROLUX | * | * | 1 |  | 1 | 650 | 650
# |  | BP APPARATUS | PAGODA | * | 277252 | 1 |  | 1 | 650 | 650
# |  | BP APPARATUS | DR MOREPAN | * | * | 1 |  | 1 | 650 | 650
# | X RAY | X RAY MACHINE | ALPRO | * | 2775 | 1 |  | 1 | 450000 | 450000
# |  | DENTAL X RAY | INDENMAX | DX 70 | * | 1 |  | 1 | 450000 | 450000
# | DENTAL OPD | SCALER | INTELLO | * | * | 1 |  | 1 | 4500 | 4500
# |  | NEEDLE CUTTER | MICROSIL | * | SNIA12055287 | 1 |  | 1 | 1200 | 1200
# |  | DENTAL CHAIR | GNATUS | * | * | 1 |  | 1 | 150000 | 150000
# |  | STERLIZER | INDIAN | * | * | 1 |  | 1 | 6500 | 6500
# |  | LIGHT CURE UNIT | DTE DENMATT | LUXV | * | 1 |  | 1 | 10000 | 10000
# |  | STABLIZER | HILL | * | * | 1 |  | 1 | 6500 | 6500
# |  | LATHE MACHINE | UNIDENT | * | * | 1 |  | 1 | 20000 | 20000
# |  | SCALER | SCALEX 200 | * | A6281 | 1 |  | 1 | 4500 | 4500
# |  | AUTOCLAVE | INDIAN | * | * | 1 |  | 1 | 65000 | 65000
# | MCH | ILR | VESTFRONT | * | 91209104 | 1 |  | 1 | 250000 | 250000
# |  | DEEPFREEZER | VESTFRONT | SB 140 | 85501132 | 1 |  | 1 | 250000 | 250000
# |  | NEEDLE CUTTER | MICROSIL | * | * | 1 |  | 1 | 1200 | 1200
# |  | WEIGHING MACHINE | CROWN | * | * | 1 |  | 1 | 2500 | 2500
# |  | BABY WEIGHING MACHINE | TANITA | * | * | 1 |  | 1 | 2500 | 2500
# |  | STABLIZER | ELECTROGAURD | * | * | 1 |  | 1 | 6500 | 6500
# | LABOUR ROOM | PHOTOTHERAPY | PHOENIX | OCW100 | 5623 | 1 |  | 1 | 15500 | 15500
# |  | PHOTOTHERAPY | PHOENIX | OCW101 | 5624 | 1 |  | 1 | 15500 | 15500
# |  | PHOTOTHERAPY | PHOENIX | OCW102 | 5626 | 1 |  | 1 | 15500 | 15500
# |  | ORTHO TABLE | NOT IN USE | * | * | 1 |  | 1 | 45000 | 45000
# | STORE | STERLIZER | INDIAN | * | * | 1 |  | 1 | 6500 | 6500
# |  | STERLIZER | INDIAN | * | * | 1 |  | 1 | 6500 | 6500
# |  | ENDOSCOPE | STORZ | 26411020 | * | 1 |  | 1 | 200000 | 200000
# |  | ENDOSCOPE | STORZ | HALOGEN 250 | * | 1 |  | 1 | 200000 | 200000
# |  | LAPROSCOPE | COBOT MEDICAL | DUAL CONTROL | * | 1 |  | 1 | 45000 | 45000
# | MCH | ILR | VESTFRONT | * | * | 1 |  | 1 | 250000 | 250000
# |  | DEEPFREEZER | INDIAN | * | * | 1 |  | 1 | 250000 | 250000
# |  | OVEN | INDIAN | * | * | 1 |  | 1 | 4500 | 4500
NOTE
[6 empty] | Total No.of Equipment |  |  |  | 46
# | Not Created / Not Found |  |  |  |  | Total Equipment Cost |  |  |  | 1656200
* | Not Available |  |  |  |  | Total CMC Value |  |  |  | 115934

## PHC NARKANDA
Name of Consultant :- | [6 empty] | Date:- |  | 2015-07-30
Name of Dist./Type of Facility/Name of the Facility :- |  |  |  |  | PHC NARKANDA
Equipment ID | Department | Equipment Description | Manufacturer | Model No. | Serial No. | Functional Status |  | Qty. | Approx Cost of Each Equipment | Total Cost of Equipment
[6 empty] | W | NW
# | OPD | WEIGHING MACHINE | KRUPS | * | * | 1 |  | 1 | 2500 | 2500
# | LABORATORY | OVEN | * | * | * | 1 |  | 1 | 4500 | 4500
# |  | INCUBATOR | * | * | * | 1 |  | 1 | 375000 | 375000
# |  | NEEDLE CUTTER | MICROSIL | * | * | 1 |  | 1 | 1200 | 1200
# |  | MICROSCOPE | RADICAL | RMH-4BK1 | * | 1 |  | 1 | 30000 | 30000
# | OPD | BP APPARATUS | PERFECT | * | * | 1 |  | 1 | 650 | 650
# |  | WEIGHING MACHINE | CROWN | * | * | 1 |  | 1 | 2500 | 2500
# | MCH | DEEP FREEZER | VESTFRONT | SB142 | 25011410 | 1 |  | 1 | 250000 | 250000
# |  | ILR | * | NMKM2 | 44713323 | 1 |  | 1 | 250000 | 250000
# |  | NEEDLE CUTTER | * | * | * | 1 |  | 1 | 1200 | 1200
# |  | WEIGHING MACHINE | BRAWN | * | * | 1 |  | 1 | 2500 | 2500
# |  | WEIGHING MACHINE | DRAGON | * | * | 1 |  | 1 | 2500 | 2500
# | X RAY | X RAY MACHINE | SEIMENS | * | B3601 | 1 |  | 1 | 450000 | 450000
# | STORE | AUTOCLAVE | INDIAN | * | * |  | 1 | 1 | 65000 | 65000
# | OT | SUCTION MACHINE | VIKRANT | * | * | 1 |  | 1 | 6500 | 6500
# |  | STERLIZER | INDIAN | * | * | 1 |  | 1 | 6500 | 6500
# |  | OT TABLE | INDIAN | * | * | 1 |  | 1 | 45000 | 45000
# |  | BP APPARATUS | PAGODA | * | 286631 | 1 |  | 1 | 650 | 650
# | STORE | AUTOCLAVE | INDIAN | * | * | 1 |  | 1 | 65000 | 65000
# | INJECTION ROOM | NEEDLE CUTTER | MEDIGAURD | * | * | 1 |  | 1 | 1200 | 1200
# |  | STERLIZER | INDIAN | * | * | 1 |  | 1 | 6500 | 6500
NOTE
[6 empty] | Total No.of Equipment |  |  |  | 21
# | Not Created / Not Found |  |  |  |  | Total Equipment Cost |  |  |  | 1568900
* | Not Available |  |  |  |  | Total CMC Value |  |  |  | 109823

## PHC THANEDAR
Name of Consultant :- | [6 empty] | Date:- |  | 2015-07-30
Name of Dist./Type of Facility/Name of the Facility :- |  |  |  |  | PHC THANEDAR
Equipment ID | Department | Equipment Description | Manufacturer | Model No. | Serial No. | Functional Status |  | Qty. | Approx Cost of Each Equipment | Total Cost of Equipment
[6 empty] | W | NW
# | # | WEIGHING MACHINE | KRUPS | * | * | 1 |  | 1 | 2500 | 2500
# | # | ILR | VESTFRONT | MK144 | 91209303 | 1 |  | 1 | 250000 | 250000
# | # | DEEP FREEZER | VESTFRONT | MF144 | 91007802 | 1 |  | 1 | 250000 | 250000
# | # | BP APPARATUS | OMEGA | * | * | 1 |  | 1 | 650 | 650
# | # | OT TABLE | INDIAN | * | * | 1 |  | 1 | 45000 | 45000
# | # | NEEDLE CUTTER | MICROSIL | * | * | 1 |  | 1 | 1200 | 1200
# | # | VISION BOX | INDEX | * | * | 1 |  | 1 | 10000 | 10000
# | # | BP APPARATUS | DR GENE | * | * | 1 |  | 1 | 650 | 650
# | # | AUTOCLAVE | INDIAN | * | * | 1 |  | 1 | 65000 | 65000
# | # | AUTOCLAVE | INDIAN | * | * | 1 |  | 1 | 65000 | 65000
# | # | SUCTION MACHINE | INDIAN | * | * |  | 1 | 1 | 6500 | 6500
# | # | STABLIZER | INDIAN | * | * |  | 1 | 1 | 6500 | 6500
# | # | BP APPARATUS | INDIAN | * | * | 1 |  | 1 | 650 | 650
# | # | BP APPARATUS | INDIAN | * | * | 1 |  | 1 | 650 | 650
# | LABORATORY | MICROSCOPE | INDIAN | * | * | 1 |  | 1 | 30000 | 30000
# |  | GLUCOMETER | ACCUCHEK | * | * | 1 |  | 1 | 1200 | 1200
# |  | DIGITAL BP APPARATUS | READY MOTIE | CH-414 | * |  | 1 | 1 | 1100 | 1100
# |  | CENTRIFUGE | REMI | * | * | 1 |  | 1 | 6500 | 6500
# |  | MICROSCOPE | INDIAN | * | * |  | 1 | 1 | 30000 | 30000
NOTE
[6 empty] | Total No.of Equipment |  |  |  | 19
# | Not Created / Not Found |  |  |  |  | Total Equipment Cost |  |  |  | 773100
* | Not Available |  |  |  |  | Total CMC Value |  |  |  | 54117

## PHC BHUTTI
Name of Consultant :- | [6 empty] | Date:- |  | 2015-06-26
Name of Dist./Type of Facility/Name of the Facility :- |  |  |  |  | PHC BHUTTI
Equipment ID | Department | Equipment Description | Manufacturer | Model No. | Serial No. | Functional Status |  | Qty. | Approx Cost of Each Equipment | Total Cost of Equipment
[6 empty] | W | NW
# | # | BP APPARATUS | PAGODA | * | * | 1 |  | 1 | 650 | 650
# | # | WEIGHING MACHINE | INDIAN | * | * | 1 |  | 1 | 2500 | 2500
# | # | BABY WEIGHING MACHINE | BRAWN | * | * | 1 |  | 1 | 2500 | 2500
# | # | BOILER | INDIAN | * | * | 1 |  | 1 | 6500 | 6500
# | # | NEEDLE CUTTER | MICROSIL | * | * | 1 |  | 1 | 1200 | 1200
# | # | NEEDLE CUTTER | MICROSIL | * | * |  | 1 | 1 | 1200 | 1200
# | # | BOILER | INDIAN | * | * |  | 1 | 1 | 6500 | 6500
# | # | BOILER | INDIAN | * | * |  | 1 | 1 | 6500 | 6500
# | # | BOILER | INDIAN | * | * |  | 1 | 1 | 6500 | 6500
# | # | WEIGHING MACHINE | INDIAN | * | * |  | 1 | 1 | 2500 | 2500
# | # | AUTOCLAVE | INDIAN | * | * |  | 1 | 1 | 65000 | 65000
# | # | BOILER | INDIAN | * | * | 1 |  | 1 | 6500 | 6500
# | # | BOILER | INDIAN | * | * | 1 |  | 1 | 6500 | 6500
# | # | DEEP FREEZER | VESTFRONT | * | * | 1 |  | 1 | 250000 | 250000
# | # | ILR | VESTFRONT | * | * |  | 1 | 1 | 250000 | 250000
# | # | BP APPARATUS | CROWN | * | * |  |  | 1 | 650 | 650
# | # | NEEDLE CUTTER | INDIAN | * | * | 1 |  | 1 | 1200 | 1200
# | # | NEEDLE CUTTER | INDIAN | * | * | 1 |  | 1 | 1200 | 1200
NOTE
[6 empty] | Total No.of Equipment |  |  |  | 18
# | Not Created / Not Found |  |  |  |  | Total Equipment Cost |  |  |  | 617600
* | Not Available |  |  |  |  | Total CMC Value |  |  |  | 43232

## PHC RAMPUR
Name of Consultant :- | [6 empty] | Date:- |  | 2015-07-28
Name of Dist./Type of Facility/Name of the Facility :- |  |  |  |  | PHC RAMPUR
Equipment ID | Department | Equipment Description | Manufacturer | Model No. | Serial No. | Functional Status |  | Qty. | Approx Cost of Each Equipment | Total Cost of Equipment
[6 empty] | W | NW
# | MCH | DEEP FREEZER | VESTFROST |  |  | 1 |  | 1 | 250000 | 250000
# |  | ILR | VESTFROST | MK-144 | 91208928 | 1 |  | 1 | 250000 | 250000
# | OPD | WEIGHING MACHINE | EQUINON | MF-144 |  | 1 |  | 1 | 2500 | 2500
# |  | BP APPARATUS | PAGODA |  |  |  | 1 | 1 | 650 | 650
# |  | NEBULIZER | AEWFAMILY | ITALIANA | 32615 | 1 |  | 1 | 6500 | 6500
# |  | NEBULIZER | ATOMIZTH |  | L30638860 | 1 |  | 1 | 6500 | 6500
# |  | NEBULIZER | INDIAN |  |  | 1 |  | 1 | 6500 | 6500
# |  | BP APPARATUS | DIAMOND |  |  |  | 1 | 1 | 650 | 650
# | INJECTION ROOM | BP APPARATUS | DIAMOND |  |  | 1 |  | 1 | 650 | 650
# |  | STERLIZER | INDIAN |  |  | 1 |  | 1 | 6500 | 6500
# |  | NEEDLE CUTTER | MICROSIL |  |  | 1 |  | 1 | 1200 | 1200
# |  | BPAPPARATUS(DIGITAL) | DELUX |  |  | 1 |  | 1 | 1100 | 1100
NOTE
[6 empty] | Total No.of Equipment |  |  |  | 12
# | Not Created / Not Found |  |  |  |  | Total Equipment Cost |  |  |  | 532750
* | Not Available |  |  |  |  | Total CMC Value |  |  |  | 37292.5

## CHC TAKLECH
Name of Consultant :- | [6 empty] | Date:- |  | 2015-07-29
Name of Dist./Type of Facility/Name of the Facility :- |  |  |  |  | CHC TAKLECH
Equipment ID | Department | Equipment Description | Manufacturer | Model No. | Serial No. | Functional Status |  | Qty. | Approx Cost of Each Equipment | Total Cost of Equipment
[6 empty] | W | NW
# | INJECTION ROOM | STERLIZER(LARGE) | INDIAN | * | * | 1 |  | 1 | 6500 | 6500
# |  | NEEDLE CUTTER | LIFE CARE | * | * | 1 |  | 1 | 1200 | 1200
# | OPD | BP APPARATUSS | PAGODA | * | 209861 | 1 |  | 1 | 650 | 650
# | LAB | CENTRIFUGE | REMI MOTORS | R4C | * | 1 |  | 1 | 6500 | 6500
# |  | OVEN | ANUPAM UDYOG | * | * | 1 |  | 1 | 4500 | 4500
# |  | AUTO CLAVE(COOKER TYPE) | INDIAN | * | * | 1 |  | 1 | 65000 | 65000
# | MCH | WEIGHING MACHINE | INDIAN | * | * | 1 |  | 1 | 2500 | 2500
# |  | ILR | VESTFROST | MK-144 | 20032109541 | 1 |  | 1 | 250000 | 250000
# |  | DEEP FREEZER | VESTFROST | * | * | 1 |  | 1 | 250000 | 250000
# | X-RAY | X-RAY MACHINE | BEL | FOCUS | E070C302 | 1 |  | 1 | 450000 | 450000
# | DEAD STOCK | X-RAY MACHINE | BEL | * | * |  | 1 | 1 | 450000 | 450000
# |  | WEIGHING MACHINE | INDIAN | * | * |  | 1 | 1 | 2500 | 2500
# |  | WEIGHING MACHINE | INDIAN | * | * |  | 1 | 1 | 2500 | 2500
# |  | STERLIZER | INDIAN | * | * |  | 1 | 1 | 6500 | 6500
# |  | STERLIZER | INDIAN | * | * |  | 1 | 1 | 6500 | 6500
# | DEAD STOCK | STERLIZER | INDIAN | * | * |  | 1 | 1 | 6500 | 6500
# |  | STERLIZER | INDIAN | * | * |  | 1 | 1 | 6500 | 6500
# |  | STERLIZER | INDIAN | * | * |  | 1 | 1 | 6500 | 6500
# |  | STERLIZER | INDIAN | * | * |  | 1 | 1 | 6500 | 6500
# |  | STERLIZER | INDIAN | * | * |  | 1 | 1 | 6500 | 6500
# |  | STERLIZER | INDIAN | * | * |  | 1 | 1 | 6500 | 6500
# |  | LABOUR TABLE | INDIAN | * | * |  | 1 | 1 | 14000 | 14000
# |  | AUTO CLAVE | INDIAN | * | * |  | 1 | 1 | 65000 | 65000
# |  | AUTO CLAVE | INDIAN | * | * |  | 1 | 1 | 65000 | 65000
# |  | AUTO CLAVE | INDIAN | * | * |  | 1 | 1 | 65000 | 65000
# |  | AUTO CLAVE | INDIAN | * | * |  | 1 | 1 | 65000 | 65000
# |  | AUTO CLAVE | INDIAN | * | * |  | 1 | 1 | 65000 | 65000
# |  | BP APPARATUSS | PAGODA | * | * |  | 1 | 1 | 650 | 650
# |  | ILR | VESTFROST | * | * |  | 1 | 1 | 250000 | 250000
# |  | NEEDLE CUTTER | INDIAN | * | * |  | 1 | 1 | 1200 | 1200
# |  | NEEDLE CUTTER | INDIAN | * | * |  | 1 | 1 | 1200 | 1200
# |  | NEEDLE CUTTER | INDIAN | * | * | 1 |  | 1 | 1200 | 1200
NOTE
[6 empty] | Total No.of Equipment |  |  |  | 32
# | Not Created / Not Found |  |  |  |  | Total Equipment Cost |  |  |  | 2137100
* | Not Available |  |  |  |  | Total CMC Value |  |  |  | 149597

## CHC TIKKAR
Name of Consultant :- | [6 empty] | Date:- |  | 2015-08-04
Name of Dist./Type of Facility/Name of the Facility :- |  |  |  |  | CHC TIKKAR
Equipment ID | Department | Equipment Description | Manufacturer | Model No. | Serial No. | Functional Status |  | Qty. | Approx Cost of Each Equipment | Total Cost of Equipment
[6 empty] | W | NW
# | LABOUR ROOM | LABOUR TABLE | INDIAN | * | * | 1 |  | 1 | 14000 | 14000
# |  | BABY WEIGHING MACHINE | TANITA | * | * | 1 |  | 1 | 2500 | 2500
# | STORE | ILR | PREMIES | * | * |  | 1 | 1 | 250000 | 250000
# |  | STERLIZER | INDIAN | * | * | 1 |  | 1 | 6500 | 6500
# |  | NEEDLE CUTTER | INDIAN | * | * |  | 1 | 1 | 1200 | 1200
# |  | AUTO CLAVE | INDIAN | * | * |  | 1 | 1 | 65000 | 65000
# |  | BABY WEIGHING MACHINE | TANITA | * | * |  | 1 | 1 | 2500 | 2500
# | WARD | OXYGEN CONCENTRATOR | PHILLIPS | * | * | 1 |  | 1 | 45000 | 45000
# | MINOR OT | BP APPARATUS | PIONUS | * | * | 1 |  | 1 | 650 | 650
# |  | HUB CUTTER | INDIAN | * | * | 1 |  | 1 | 1200 | 1200
# |  | STERLIZER | INDIAN | * | * | 1 |  | 1 | 6500 | 6500
# |  | SUCTION MACHINE | YOGACARE | * | * | 1 |  | 1 | 6500 | 6500
# |  | AUTO CLAVE | INDIAN | * | * | 1 |  | 1 | 65000 | 65000
# |  | NEEDLE CUTTER | SRC | * | * | 1 |  | 1 | 1200 | 1200
# |  | NEBULIZER | DR. GENE | * | 140601330 | 1 |  | 1 | 6500 | 6500
# |  | VISION BOX | INDIAN | * | * | 1 |  | 1 | 10000 | 10000
# |  | VISION BOX | INDIAN | * | * |  | 1 | 1 | 10000 | 10000
# | DENTAL OPD | DENTAL CHAIR SET | BBESTODENT | * | * | 1 |  | 1 | 150000 | 150000
# |  | STERLIZER | INDIAN | * | * | 1 |  | 1 | 6500 | 6500
# |  | REFRIGERATOR | WHIRLPOOL | FF23C | * | 1 |  | 1 | 15000 | 15000
# | OPD | BP APPARATUS | PIONUS | * | 375910 | 1 |  | 1 | 650 | 650
# |  | BP APPARATUS | PIONUS | * | 375912 | 1 |  | 1 | 650 | 650
# |  | WEIGHING MACHINE | OMRON | * | * | 1 |  | 1 | 2500 | 2500
# | MCH | ILR | VESTFROST | MK-142 | 25116306 | 1 |  | 1 | 250000 | 250000
# |  | DEEP FREEZER | VESTFROST | MF-144 | 85001318 | 1 |  | 1 | 250000 | 250000
# |  | BABY WEIGHING MACHINE | SWISSER | * | * | 1 |  | 1 | 2500 | 2500
# |  | HUB CUTTER | INDIAN | * | * | 1 |  | 1 | 1200 | 1200
# | X-RAY | X-RAY MACHINE | BEL | THX-1-125-80 | E93519 | 1 |  | 1 | 450000 | 450000
# | LAB | MICROSCOPE(BINOCULAR) | OLYMPUS | * | * | 1 |  | 1 | 30000 | 30000
# |  | SEMI AUTO ANALYSER | ROBONIK | * | AT0810814RBK | 1 |  | 1 | 200000 | 200000
# |  | CENTRIFUGE | INDIAN | * | * | 1 |  | 1 | 6500 | 6500
# |  | DIGITAL PHOTO CALORIMETER | AJANTA | * | * | 1 |  | 1 | 1400 | 1400
# |  | NEEDLE CUTTER | SAIVIFE | * | * | 1 |  | 1 | 1200 | 1200
# |  | INCUBATOR | INDIAN | * | * | 1 |  | 1 | 375000 | 375000
# |  | CENTRIFUGE | REMIMOTORS | R4C | * | 1 |  | 1 | 6500 | 6500
# |  | BALANCING APPARATUS | INDIAN | * | * | 1 |  | 1 | 4500 | 4500
# | STORE | X-RAY VIEWER | INDIAN | * | * | 1 |  | 1 | 10000 | 10000
NOTE
[6 empty] | Total No.of Equipment |  |  |  | 37
# | Not Created / Not Found |  |  |  |  | Total Equipment Cost |  |  |  | 2258350
* | Not Available |  |  |  |  | Total CMC Value |  |  |  | 158084.5

## PHC KATLAH
Name of Consultant :- | [6 empty] | Date:- |  | 2015-08-04
Name of Dist./Type of Facility/Name of the Facility :- |  |  |  |  | PHC KATLAH
Equipment ID | Department | Equipment Description | Manufacturer | Model No. | Serial No. | Functional Status |  | Qty. | Approx Cost of Each Equipment | Total Cost of Equipment
[6 empty] | W | NW
# | OPD | BP APPARATUS | PROFIX | * | 1510127 | 1 |  | 1 | 650 | 650
# |  | BP APPARATUS | PROFIX | * | * | 1 |  | 1 | 650 | 650
# |  | BP APPARATUS | DIAMOND | * | * | 1 |  | 1 | 650 | 650
# |  | STERLIZER | INDIAN | * | * | 1 |  | 1 | 6500 | 6500
# |  | STERLIZER | INDIAN | * | * | 1 |  | 1 | 6500 | 6500
# |  | STERLIZER | INDIAN | * | * | 1 |  | 1 | 6500 | 6500
# |  | STERLIZER | INDIAN | * | * |  | 1 | 1 | 6500 | 6500
# |  | NEEDLE CUTTER | LIFE CARE | * | * | 1 |  | 1 | 1200 | 1200
# |  | NEEDLE CUTTER | LIFE CARE | * | * | 1 |  | 1 | 1200 | 1200
# |  | NEEDLE CUTTER | LIFE CARE | * | * | 1 |  | 1 | 1200 | 1200
# |  | NEEDLE CUTTER | LIFE CARE | * | * | 1 |  | 1 | 1200 | 1200
# |  | NEEDLE CUTTER | LIFE CARE | * | * | 1 |  | 1 | 1200 | 1200
# | STORE | ILR | INDIAN | * | * |  | 1 | 1 | 250000 | 250000
# |  | ILR | INDIAN | * | * |  | 1 | 1 | 250000 | 250000
# |  | BP APPARATUS | INDIAN | * | * |  | 1 | 1 | 650 | 650
# |  | BP APPARATUS | INDIAN | * | * |  | 1 | 1 | 650 | 650
# |  | SUCTION MACHINE | INDIAN | * | * |  | 1 | 1 | 6500 | 6500
# |  | HOT PLATE | INDIAN | * | * |  | 1 | 1 | 4500 | 4500
# |  | AUTO CLAVE | INDIAN | * | * |  | 1 | 1 | 65000 | 65000
# |  | WEIGHING MACHINE | INDIAN | * | * |  | 1 | 1 | 2500 | 2500
# |  | STABLIZER | ELECTROGARD | * | * |  | 1 | 1 | 6500 | 6500
# |  | STABLIZER | INDIAN | * | * | 1 |  | 1 | 6500 | 6500
# | LABOUR ROOM | LABOUR TABLE | INDIAN | * | * | 1 |  | 1 | 14000 | 14000
# |  | LABOUR TABLE | INDIAN | * | * | 1 |  | 1 | 14000 | 14000
# | OPD | WEIGHING MACHINE | KRUPS | * | * | 1 |  | 1 | 2500 | 2500
# |  | WEIGHING MACHINE | SUVARNA | * | * | 1 |  | 1 | 2500 | 2500
# | MCH | BABY WEIGHING MACHINE | LUCKY CATS | * | * | 1 |  | 1 | 2500 | 2500
# |  | DEEP FREEZER | HAIER | HBC70 | * | 1 |  | 1 | 250000 | 250000
# |  | ILR | VESTFROST | MK304 | 20102567441 | 1 |  | 1 | 250000 | 250000
# |  | BABY BALANCE | INDIAN | * | * | 1 |  | 1 | 2500 | 2500
# |  | BABY BALANCE | PROFIX | * | * | 1 |  | 1 | 2500 | 2500
# | STORE | BP APPARATUS | INDIAN | * | * |  | 1 | 1 | 650 | 650
# |  | VISION BOX | INDIAN | * | * | 1 |  | 1 | 10000 | 10000
# |  | VISION BOX | INDIAN | * | * | 1 |  | 1 | 10000 | 10000
# |  | NEAR VISION | INDIAN | * | * | 1 |  | 1 | 10000 | 10000
# |  | CALONS VISION BOOK | INDIAN | * | * | 1 |  | 1 | 10000 | 10000
# | OT | SUCTION MACHINE | INDIAN | * | * | 1 |  | 1 | 6500 | 6500
# |  | SUCTION MACHINE | INDIAN | * | * | 1 |  | 1 | 6500 | 6500
# |  | AUTO CLAVE | INDIAN | * | * | 1 |  | 1 | 65000 | 65000
# |  | BALANCING APPARATUS | INDIAN | * | * | 1 |  | 1 | 4500 | 4500
# | LAB | MICROSCOPE(BINOCULAR) | INDIAN | * | * |  | 1 | 1 | 30000 | 30000
# |  | MICROSCOPE(BINOCULAR) | INDIAN | * | * |  | 1 | 1 | 30000 | 30000
NOTE
[6 empty] | Total No.of Equipment |  |  |  | 42
# | Not Created / Not Found |  |  |  |  | Total Equipment Cost |  |  |  | 1350400
* | Not Available |  |  |  |  | Total CMC Value |  |  |  | 94528

## CH KOTGARH
Name of Consultant :- | [6 empty] | Date:- |  | 2015-07-30
Name of Dist./Type of Facility/Name of the Facility :- |  |  |  |  | CH KOTGARH
Equipment ID | Department | Equipment Description | Manufacturer | Model No. | Serial No. | Functional Status |  | Qty. | Approx Cost of Each Equipment | Total Cost of Equipment
[6 empty] | W | NW
# | STORE | STERLIZER | INDIAN | * | * | 1 |  | 1 | 6500 | 6500
# |  | STERLIZER | INDIAN | * | * | 1 |  | 1 | 6500 | 6500
# |  | STERLIZER | INDIAN | * | * | 1 |  | 1 | 6500 | 6500
# |  | WEIGHING MACHINE | INDIAN | * | * | 1 |  | 1 | 2500 | 2500
# |  | STERLIZER | INDIAN | * | * |  | 1 | 1 | 6500 | 6500
# |  | STERLIZER | INDIAN | * | * |  | 1 | 1 | 6500 | 6500
# |  | BP APPARATUS | INDIAN | * | * |  | 1 | 1 | 650 | 650
# |  | BP APPARATUS | INDIAN | * | * |  | 1 | 1 | 650 | 650
# |  | BP APPARATUS | INDIAN | * | * |  | 1 | 1 | 650 | 650
# |  | BP APPARATUS | INDIAN | * | * |  | 1 | 1 | 650 | 650
# |  | BP APPARATUS | INDIAN | * | * |  | 1 | 1 | 650 | 650
# |  | BP APPARATUS | INDIAN | * | * |  | 1 | 1 | 650 | 650
# |  | BP APPARATUS | INDIAN | * | * |  | 1 | 1 | 650 | 650
# |  | BP APPARATUS | INDIAN | * | * |  | 1 | 1 | 650 | 650
# |  | BP APPARATUS | INDIAN | * | * |  | 1 | 1 | 650 | 650
# | OPD | BP APPARATUS | MCP | * | 07E520 | 1 |  | 1 | 650 | 650
# |  | WEIGHING MACHINE | DRAGON | * | * | 1 |  | 1 | 2500 | 2500
# |  | X-RAY VIEWER | INDIAN | * | * | 1 |  | 1 | 10000 | 10000
# |  | ECG MACHINE | VESTA | 3011 | B301C212861 | 1 |  | 1 | 52000 | 52000
# |  | OXYGEN CONCENTRATOR | TAURAU |  | TCH/NEUM/2000201A | 1 |  | 1 | 45000 | 45000
# |  | AUTO CLAVE | INDIAN | * | * | 1 |  | 1 | 65000 | 65000
# | MINOR OT | WEIGHING MACHINE | INDIAN | * | * | 1 |  | 1 | 2500 | 2500
# |  | STERLIZER | INDIAN | * | * | 1 |  | 1 | 6500 | 6500
# |  | AMBU BAG | INDIAN | * | * | 1 |  | 1 | 1100 | 1100
# |  | NEEDLE CUTTER | LIFE CARE | * | * | 1 |  | 1 | 1200 | 1200
# | LAB | MICROSCOPE | INDIAN | * | * | 1 |  | 1 | 30000 | 30000
# |  | CENTRIFUGE | REMI MOTORS | R4C | * | 1 |  | 1 | 6500 | 6500
# |  | SEMI AUTO ANALYSER | SPAN | * | 33021224 | 1 |  | 1 | 200000 | 200000
# |  | INCUBATOR | INDIAN | * | * | 1 |  | 1 | 375000 | 375000
# |  | OVEN | INDIAN | * | * | 1 |  | 1 | 4500 | 4500
# |  | GLUCOMETER | INDIAN | * | SA9035356 | 1 |  | 1 | 1200 | 1200
# |  | NEEDLE CUTTER | INDIAN | * | * | 1 |  | 1 | 1200 | 1200
# | DENTAL OPD | DENTAL CHAIR SET | BESTODENT | * | * | 1 |  | 1 | 150000 | 150000
# |  | DENTAL CHAIR SET | BESTODENT | * | * |  | 1 | 1 | 150000 | 150000
# |  | SCALER | UNICORN | P6 | AA20076 | 1 |  | 1 | 4500 | 4500
# |  | LIGHT CURE UNIT | ELITEDENT | * | E00247 | 1 |  | 1 | 10000 | 10000
# |  | STERLIZER | INDIAN | * | * | 1 |  | 1 | 6500 | 6500
# |  | NEEDLE CUTTER | MICROSIL | * | * | 1 |  | 1 | 1200 | 1200
# |  | AUTO CLAVE | INDIAN | * | * |  | 1 | 1 | 65000 | 65000
# | X-RAY ROOM | X-RAY MACHINE | BEL | * | 8969 |  | 1 | 1 | 450000 | 450000
# |  | X-RAY MACHINE | COLLIMEX | * | 92198 | 1 |  | 1 | 450000 | 450000
# |  | ANALYSER | TRANJANA | * | * | 1 |  | 1 | 200000 | 200000
# |  | DENTAL X-RAY | INDIAN | * | * |  | 1 | 1 | 450000 | 450000
# |  | DENTAL X-RAY | INDEMEX | DX-70 | * | 1 |  | 1 | 450000 | 450000
# | X-RAY ROOM | SUCTION MACHINE | PEDAL | * | * | 1 |  | 1 | 6500 | 6500
# |  | X-RAY VIEWER | INDIAN | * | * | 1 |  | 1 | 10000 | 10000
# | MCH | NEEDLE CUTTER | LIFE CARE | * | * | 1 |  | 1 | 1200 | 1200
# |  | ILR | VESTFROST | MK-142 | 14417456 | 1 |  | 1 | 250000 | 250000
# |  | DEEP FREEZER | VESTFROST | SB-142 | 31612053 | 1 |  | 1 | 250000 | 250000
# | WARD | OXYGEN CONCENTRATOR | MECICARE | O2-103 | 51160129 | 1 |  | 1 | 45000 | 45000
# | LABOUR ROOM | LABOUR TABLE | INDIAN | * | * | 1 |  | 1 | 14000 | 14000
# |  | RADIANT WARMER | SHREEYASH | * | 328 | 1 |  | 1 | 38000 | 38000
# |  | OXYGEN CONCENTRATOR | RESPORINS | * | 110250 | 1 |  | 1 | 45000 | 45000
# |  | SPOT LIGHT | INDIAN | * | * | 1 |  | 1 | 6500 | 6500
# |  | WEIGHING MACHINE | BROWN | * | * | 1 |  | 1 | 2500 | 2500
# |  | AMBU BAG | INDIAN | * | * | 1 |  | 1 | 1100 | 1100
# |  | SUCTION MACHINE | INDIAN | * | * | 1 |  | 1 | 6500 | 6500
# |  | STERLIZER | INDIAN | * | * | 1 |  | 1 | 6500 | 6500
# | OT | SPOT LIGHT | INDIAN | * | * | 1 |  | 1 | 6500 | 6500
# |  | OT TABLE | INDIAN | * | * | 1 |  | 1 | 45000 | 45000
# |  | AUTO CLAVE | INDIAN | * | * | 1 |  | 1 | 65000 | 65000
# | STORE | X-RAY VIEWER | INDIAN | * | * |  | 1 | 1 | 10000 | 10000
# |  | ECG MACHINE | BPL | 400 CARDIART | C8G-9276 |  | 1 | 1 | 52000 | 52000
# |  | NEBULIZER | OMRON | COMPA-IP | * | 1 |  | 1 | 6500 | 6500
# |  | AMBU BAG | INDIAN | * | * | 1 |  | 1 | 1100 | 1100
# |  | AMBU BAG | INDIAN | * | * | 1 |  | 1 | 1100 | 1100
# |  | AUTOSCOPE | INDIAN | * | * | 1 |  | 1 | 45000 | 45000
# |  | LARINGOSCOPE | INDIAN | * | * | 1 |  | 1 | 1100 | 1100
# |  | LARINGOSCOPE | INDIAN | * | * | 1 |  | 1 | 1100 | 1100
NOTE
[6 empty] | Total No.of Equipment |  |  |  | 69
# | Not Created / Not Found |  |  |  |  | Total Equipment Cost |  |  |  | 4150100
* | Not Available |  |  |  |  | Total CMC Value |  |  |  | 290507

## PHC SAMATHLA
Name of Consultant :- | [6 empty] | Date:- |  | 2015-07-30
Name of Dist./Type of Facility/Name of the Facility :- |  |  |  |  | PHC SHAMATHLA
Equipment ID | Department | Equipment Description | Manufacturer | Model No. | Serial No. | Functional Status |  | Qty. | Approx Cost of Each Equipment | Total Cost of Equipment
[6 empty] | W | NW
# | OPD | BP APPARATUS | DIAMOND | * | 111200911 1569 | 1 |  | 1 | 650 | 650
# |  | NEEDLE CUTTER | DIAMOND | * | * | 1 |  | 1 | 1200 | 1200
# |  | STERLIZER | INDIAN | * | * | 1 |  | 1 | 6500 | 6500
# |  | WEIGHING MACHINE | KRUPS | * | * | 1 |  | 1 | 2500 | 2500
# | MCH | ILR | VESTFROST | MK-142 | 14900664 | 1 |  | 1 | 250000 | 250000
# |  | DEEP FREEZER | VESTFROST | MF-144 | 91004718 | 1 |  | 1 | 250000 | 250000
# | STORE | AUTO CLAVE(COOKER TYPE) | INDIAN | * | * | 1 |  | 1 | 65000 | 65000
# |  | AUTO CLAVE(COOKER TYPE) | INDIAN | * | * | 1 |  | 1 | 65000 | 65000
# |  | STERLIZER | INDIAN | * | * | 1 |  | 1 | 6500 | 6500
# |  | STERLIZER | INDIAN | * | * | 1 |  | 1 | 6500 | 6500
# |  | WEIGHING MACHINE | KRUPS | * | * | 1 |  | 1 | 2500 | 2500
# | LAB | MICROSCOPE | INDIAN | * | * | 1 |  | 1 | 30000 | 30000
# |  | VDRL ROTATORS | INDIAN | * | * | 1 |  | 1 | 4500 | 4500
# | LABOUR ROOM | LABOUR TABLE | INDIAN | * | * | 1 |  | 1 | 14000 | 14000
# | MINOR OT | SPOT LIGHT | INDIAN | * | * | 1 |  | 1 | 6500 | 6500
NOTE
[6 empty] | Total No.of Equipment |  |  |  | 15
# | Not Created / Not Found |  |  |  |  | Total Equipment Cost |  |  |  | 711350
* | Not Available |  |  |  |  | Total CMC Value |  |  |  | 49794.5

## PHC VIRGARH
Name of Consultant :- | [6 empty] | Date:- |  | 2015-07-30
Name of Dist./Type of Facility/Name of the Facility :- |  |  |  |  | PHC VIRGARH
Equipment ID | Department | Equipment Description | Manufacturer | Model No. | Serial No. | Functional Status |  | Qty. | Approx Cost of Each Equipment | Total Cost of Equipment
[6 empty] | W | NW
# | OPD | BP APPARATUS | DIAMOND | * | * | 1 |  | 1 | 650 | 650
# | DISPENSARY | NEEDLE CUTTER | LIFE CARE | * | * | 1 |  | 1 | 1200 | 1200
# |  | STERLIZER | INDIAN | * | * | 1 |  | 1 | 6500 | 6500
# |  | WEIGHING MACHINE | KRUPS | * | * | 1 |  | 1 | 2500 | 2500
# |  | HUB CUTTER | INDIAN | * | * | 1 |  | 1 | 1200 | 1200
NOTE
[6 empty] | Total No.of Equipment |  |  |  | 5
# | Not Created / Not Found |  |  |  |  | Total Equipment Cost |  |  |  | 12050
* | Not Available |  |  |  |  | Total CMC Value |  |  |  | 843.5

## PHC SAMEJ
Name of Consultant :- | [6 empty] | Date:- |  | 2015-07-29
Name of Dist./Type of Facility/Name of the Facility :- |  |  |  |  | PHC SAMEJ
Equipment ID | Department | Equipment Description | Manufacturer | Model No. | Serial No. | Functional Status |  | Qty. | Approx Cost of Each Equipment | Total Cost of Equipment
[6 empty] | W | NW
# | OPD | ILR | VESTFROST | MK-144 | 91209486 |  | 1 | 1 | 250000 | 250000
# |  | DEEP FREEZER | VESTFROST | MF-144 | 85000760 |  | 1 | 1 | 250000 | 250000
# |  | BP APPARATUS | PREFECT | * | 6707 | 1 |  | 1 | 650 | 650
# |  | WEIGHING MACHINE | KRUPS | * | * | 1 |  | 1 | 2500 | 2500
# |  | STERLIZER | INDIAN | * | * |  | 1 | 1 | 6500 | 6500
# |  | STERLIZER | LIFE CARE | * | * | 1 |  | 1 | 6500 | 6500
# |  | STERLIZER | LIFE CARE | * | * |  | 1 | 1 | 6500 | 6500
# |  | NEEDLE CUTTER | LIFE CARE | * | * | 1 |  | 1 | 1200 | 1200
# |  | WEIGHING MACHINE | INDIAN | * | * |  | 1 | 1 | 2500 | 2500
# |  | WEIGHING MACHINE | INDIAN | * | * | 1 |  | 1 | 2500 | 2500
# |  | BP APPARATUS | PAGODA | * | * |  | 1 | 1 | 650 | 650
# |  | BP APPARATUS | PAGODA | * | * |  | 1 | 1 | 650 | 650
# |  | BP APPARATUS | PAGODA | * | * |  | 1 | 1 | 650 | 650
# |  | LARINGOSCOPE | INDIAN | * | * | 1 |  | 1 | 1100 | 1100
# |  | LARINGOSCOPE | INDIAN | * | * | 1 |  | 1 | 1100 | 1100
NOTE
[6 empty] | Total No.of Equipment |  |  |  | 15
# | Not Created / Not Found |  |  |  |  | Total Equipment Cost |  |  |  | 533000
* | Not Available |  |  |  |  | Total CMC Value |  |  |  | 37310

## PHC BHUTI
Name of Consultant :- | [6 empty] | Date:- |  | 2015-07-30
Name of Dist./Type of Facility/Name of the Facility :- |  |  |  |  | PHC BHUTI
Equipment ID | Department | Equipment Description | Manufacturer | Model No. | Serial No. | Functional Status |  | Qty. | Approx Cost of Each Equipment | Total Cost of Equipment
[6 empty] | W | NW
# | # | BP APPARATUS | SAFE-CHEK | AG1010 | 1303220 | 1 |  | 1 | 650 | 650
# | # | STERLIZER | INDIAN | * | * | 1 |  | 1 | 6500 | 6500
# | # | NEEDLE CUTTER | INDIAN | * | * | 1 |  | 1 | 1200 | 1200
# | # | REFRIGERATOR | INDIAN | * | * |  | 1 | 1 | 15000 | 15000
# | # | WEIGHING MACHINE | KRUPS | * | * |  | 1 | 1 | 2500 | 2500
# | # | BABY WEIGHING MACHINE | TANITA | * | * |  | 1 | 1 | 2500 | 2500
# | # | STABLIZER | INDIAN | * | * |  | 1 | 1 | 6500 | 6500
# | # | BP APPARATUS | INDIAN | * | * |  | 1 | 1 | 650 | 650
# | # | BP APPARATUS | INDIAN | * | * |  | 1 | 1 | 650 | 650
# | # | BP APPARATUS | INDIAN | * | * |  | 1 | 1 | 650 | 650
# | # | BP APPARATUS | INDIAN | * | * |  | 1 | 1 | 650 | 650
# | # | BP APPARATUS | INDIAN | * | * |  | 1 | 1 | 650 | 650
# | # | BP APPARATUS | INDIAN | * | * |  | 1 | 1 | 650 | 650
# | # | BABY WEIGHING MACHINE | CROWN | * | * |  | 1 | 1 | 2500 | 2500
# | # | AUTO CLAVE | INDIAN | * | * | 1 |  | 1 | 65000 | 65000
# | # | STERLIZER | INDIAN | * | * |  | 1 | 1 | 6500 | 6500
# | # | STERLIZER | INDIAN | * | * |  | 1 | 1 | 6500 | 6500
# | # | NEEDLE CUTTER | LIFE CARE | * | * |  | 1 | 1 | 1200 | 1200
# | # | AUTOSCOPE | INDIAN | * | * |  | 1 | 1 | 45000 | 45000
# | # | LARINGOSCOPE | INDIAN | * | * |  | 1 | 1 | 1100 | 1100
# | # | MICROSCOPE | INDIAN | * | * |  | 1 | 1 | 30000 | 30000
NOTE
[6 empty] | Total No.of Equipment |  |  |  | 21
# | Not Created / Not Found |  |  |  |  | Total Equipment Cost |  |  |  | 196550
* | Not Available |  |  |  |  | Total CMC Value |  |  |  | 13758.5

## PHC DEOTHI
Name of Consultant :- | [6 empty] | Date:- |  | 2015-07-29
Name of Dist./Type of Facility/Name of the Facility :- |  |  |  |  | PHC DEOTHI
Equipment ID | Department | Equipment Description | Manufacturer | Model No. | Serial No. | Functional Status |  | Qty. | Approx Cost of Each Equipment | Total Cost of Equipment
[6 empty] | W | NW
# | INJECTION ROOM | STERLIZER | INDIAN | * | * | 1 |  | 1 | 6500 | 6500
# |  | STERLIZER | INDIAN | * | * |  | 1 | 1 | 6500 | 6500
# |  | NEEDLE CUTTER | LIFE CARE | * | * | 1 |  | 1 | 1200 | 1200
# |  | LABOUR TABLE | INDIAN | * | * | 1 |  | 1 | 14000 | 14000
# | X-RAY ROOM | X-RAY MACHINE | BEL | COLLIMEX | E97071 |  | 1 | 1 | 450000 | 450000
# |  | X-RAY VIEWER | INDIAN | * | * | 1 |  | 1 | 10000 | 10000
# |  | X-RAY VIEWER | INDIAN | * | * | 1 |  | 1 | 10000 | 10000
# | LAB | OVEN | INDIAN | * | * | 1 |  | 1 | 4500 | 4500
# |  | MICROSCOPE | INDIAN | * | * | 1 |  | 1 | 30000 | 30000
# |  | HOT PLATE | INDIAN | * | * | 1 |  | 1 | 4500 | 4500
# |  | BALANCING MACHINE | INDIAN | * | * | 1 |  | 1 | 4500 | 4500
# | MCH | ILR | VESTFROST | MK-144 | * |  | 1 | 1 | 250000 | 250000
# |  | STABLIZER | ELECTROGARD | * | * |  | 1 | 1 | 6500 | 6500
# |  | WEIGHING MACHINE | INDIAN | * | * |  | 1 | 1 | 2500 | 2500
# | OPD | BP APPARATUS | PAGODA | * | 209878 |  | 1 | 1 | 650 | 650
NOTE
[6 empty] | Total No.of Equipment |  |  |  | 15
# | Not Created / Not Found |  |  |  |  | Total Equipment Cost |  |  |  | 801350
* | Not Available |  |  |  |  | Total CMC Value |  |  |  | 56094.5

## PHC MASHOBRA
Name of Consultant :- | [6 empty] | Date:- |  | 2015-07-29
Name of Dist./Type of Facility/Name of the Facility :- |  |  |  | PHC Mashobra
Equipment ID | Department | Equipment Description | Manufacturer | Model No. | Serial No. | Functional Status |  | Qty. | Approx Cost of Each Equipment | Total Cost of Equipment
[6 empty] | W | NW
# | Dr. ROOM | B. P. Apparatus | Deluxe | CM/L-8262373 | * | 1 |  | 1 | 650 | 650
# | OPD | B. P. Apparatus | Pagoda | CM/L-0896172 | * | 1 |  | 1 | 650 | 650
# |  | B. P. Apparatus | * | * | * | 1 |  | 1 | 650 | 650
# |  | Weighing Machine | Suwarna | * | * | 1 |  | 1 | 2500 | 2500
# |  | B. P. Apparatus | Pagoda | CM/L-0896172 | * | 1 |  | 1 | 650 | 650
# |  | B. P. Apparatus | Pagoda | CM/L-0896172 | * |  | 1 | 1 | 650 | 650
# |  | Weighing Machine | Krups | * | * | 1 |  | 1 | 2500 | 2500
# |  | Digital B. P. Apparatus | OMRON | * | * | 1 |  | 1 | 1100 | 1100
# |  | Glucometer | Accu Check | * | GC160-42258 | 1 |  | 1 | 1200 | 1200
# | LAB | Incubator | Thermo State | * | * | 1 |  | 1 | 375000 | 375000
# |  | Needle Cutter | Microsil | * | * | 1 |  | 1 | 1200 | 1200
# |  | Binocular Microscope | Quasmo | * | * | 1 |  | 1 | 30000 | 30000
# |  | Monocular Microscope | * | * | * | 1 |  | 1 | 18500 | 18500
# |  | Centrifuge | Remi | R4C | * | 1 |  | 1 | 6500 | 6500
# |  | Bio Chemistry Analyzer | ERBA | Chem-7 | * | 1 |  | 1 | 200000 | 200000
# |  | Sterilizer | Indian | * | * | 1 |  | 1 | 6500 | 6500
# |  | Cooker Type Autoclave | Indian | * | * | 1 |  | 1 | 65000 | 65000
# |  | Refrigerator | Whirlpool | DC 19 | * | 1 |  | 1 | 15000 | 15000
# |  | Needle Cutter | Medigold | * | * | 1 |  | 1 | 1200 | 1200
# | STORE | B. P. Apparatus | Pagoda | CM/L-0896172 | * | 1 |  | 1 | 650 | 650
# | LABOUR ROOM | Radiant Warmer | Bird Meditech | * | BMRW-641121314 | 1 |  | 1 | 38000 | 38000
# |  | Spot Light | Indian | * | * | 1 |  | 1 | 6500 | 6500
# |  | Labour Table | Indian | * | * | 1 |  | 1 | 14000 | 14000
# |  | Baby Weighing Machine | Tanita | * | * | 1 |  | 1 | 2500 | 2500
# |  | Sterilizer | Indian | * | * | 1 |  | 1 | 6500 | 6500
# |  | Suction Machine | Santusthi | * | * | 1 |  | 1 | 6500 | 6500
# | DENTAL ROOM | Dental Chair | Bestodent | * | * | 1 |  | 1 | 150000 | 150000
# |  | Sterilizer | Indian | * | * | 1 |  | 1 | 6500 | 6500
# |  | Air Compressor | Bestodent | * | * | 1 |  | 1 | 6500 | 6500
# | FEMALE WARD | Needle Cutter | Microsil | * | * | 1 |  | 1 | 1200 | 1200
# | X-RAY ROOM | X-Ray Machine | GE Simlex | * | 1482 | 1 |  | 1 | 450000 | 450000
# | MCH | Deep Freezer | Unicef | MF-114 | 2232-99511 | 1 |  | 1 | 250000 | 250000
# |  | ILR | Vest Frost | * | * | 1 |  | 1 | 250000 | 250000
# |  | Needle Cutter | Indian | * | * | 1 |  | 1 | 1200 | 1200
# |  | Weighing Machine | Crown | * | * | 1 |  | 1 | 2500 | 2500
# |  | Baby Weighing Machine | Crown | * | * |  | 1 | 1 | 2500 | 2500
# | OT | OT Table | Indian | * | * | 1 |  | 1 | 45000 | 45000
# |  | OT Table | Indian | * | * | 1 |  | 1 | 45000 | 45000
# |  | OT Table | Indian | * | * | 1 |  | 1 | 45000 | 45000
# |  | Deep Freezer | Unicef | * | * | 1 |  | 1 | 250000 | 250000
# |  | Electronic Sterilizer | Indian | * | * | 1 |  | 1 | 7000 | 7000
# |  | Suction Machine | Anand | * | * | 1 |  | 1 | 6500 | 6500
# |  | Suction Machine | Anand | * | * |  | 1 | 1 | 6500 | 6500
# |  | Sterilizer | Indian | * | * |  | 1 | 1 | 6500 | 6500
# |  | Sterilizer | Indian | * | * | 1 |  | 1 | 6500 | 6500
# |  | Vertical Autoclave | Indian | * | * | 1 |  | 1 | 65000 | 65000
# |  | Vertical Autoclave | Indian | * | * |  | 1 | 1 | 65000 | 65000
# |  | Vertical Autoclave | Indian | * | * |  | 1 | 1 | 65000 | 65000
# |  | Spot Light | Indian | * | * |  | 1 | 1 | 6500 | 6500
# |  | Spot Light | Indian | * | * | 1 |  | 1 | 6500 | 6500
NOTE
[6 empty] | Total No.of Equipment |  |  |  | 50
# | Not Created / Not Found |  |  |  |  | Total Equipment Cost |  |  |  | 2550500
* | Not Available |  |  |  |  | Total CMC Value |  |  |  | 178535

## PHC BADIYARA
Name of Consultant :- | [6 empty] | Date:- |  | 2015-08-07
Name of Dist./Type of Facility/Name of the Facility :- |  |  |  | PHC BADIYARA
Equipment ID | Department | Equipment Description | Manufacturer | Model No. | Serial No. | Functional Status |  | Qty. | Approx Cost of Each Equipment | Total Cost of Equipment
[6 empty] | W | NW
# | Dr. ROOM | B. P. Apparatus | Infi | CM/L-8522676 | 12N123 | 1 |  | 1 | 650 | 650
# |  | Weighing Machine | Krups | * | * | 1 |  | 1 | 2500 | 2500
# | DRESSING ROOM | Sterilizer | Indian | * | * | 1 |  | 1 | 6500 | 6500
# |  | Sterilizer | Indian | * | * | 1 |  | 1 | 6500 | 6500
# |  | Needle Cutter | Microsil | * | * | 1 |  | 1 | 1200 | 1200
# |  | Laryngoscope | * | * | * | 1 |  | 1 | 1100 | 1100
# |  | B. P. Apparatus | * | * | * |  | 1 | 1 | 650 | 650
# |  | Deep Freezer | Unicef | * | * | 1 |  | 1 | 250000 | 250000
# |  | Deep Freezer | Haier | * | * |  | 1 | 1 | 250000 | 250000
# |  | Ambu Bag | * | * | * | 1 |  | 1 | 1100 | 1100
# | LAB | Hot Air Oven | * | * | * |  | 1 | 1 | 4500 | 4500
# |  | Centrifuge | * | * | * |  | 1 | 1 | 6500 | 6500
# |  | Pin Balance | * | * | * | 1 |  | 1 | 4500 | 4500
# |  | Rotary Shaker | * | * | * |  | 1 | 1 | 4500 | 4500
# |  | Suction Machine | Supreme Plus | CM/L-8519687 | * | 1 |  | 1 | 6500 | 6500
NOTE
[6 empty] | Total No.of Equipment |  |  |  | 15
# | Not Created / Not Found |  |  |  |  | Total Equipment Cost |  |  |  | 546700
* | Not Available |  |  |  |  | Total CMC Value |  |  |  | 38269

## CIVIL HOSPITAL NERWA
a
Name of Consultant :- | [6 empty] | Date:- |  | 2015-08-08
Name of Dist./Type of Facility/Name of the Facility :- |  |  |  | Civil Hospital Nerwa
Equipment ID | Department | Equipment Description | Manufacturer | Model No. | Serial No. | Functional Status |  | Qty. | Approx Cost of Each Equipment | Total Cost of Equipment
[6 empty] | W | NW
# | OPD 1 | B. P. Apparatus | Medi Guard | * | * | 1 |  | 1 | 650 | 650
# |  | Weighing Machine | Krups | * | * | 1 |  | 1 | 2500 | 2500
# | DENTAL OPD | Dental Chair | Gnatus | * | * | 1 |  | 1 | 150000 | 150000
# |  | Hot Air Oven | * | * | * | 1 |  | 1 | 4500 | 4500
# |  | BBR | Jobautomations | * | * | 1 |  | 1 | 250000 | 250000
# |  | Sterilizer | Indian | * | * | 1 |  | 1 | 6500 | 6500
# |  | Air Compressor | Besto | * | * | 1 |  | 1 | 6500 | 6500
# |  | Dental X-Ray | Medico | Medico 10DF | * | 1 |  | 1 | 450000 | 450000
# |  | Autoclave | Indian | * | * | 1 |  | 1 | 65000 | 65000
# | LAB | Centrifuge | Remi | R4C | * | 1 |  | 1 | 6500 | 6500
# |  | Needle Cutter | Microsil | * | * | 1 |  | 1 | 1200 | 1200
# |  | Hot Air Oven | Universal | * | * | 1 |  | 1 | 4500 | 4500
# |  | Water Bath | Vikrant | * | * | 1 |  | 1 | 4500 | 4500
# |  | Rotary Shaker | Yorco | * | * | 1 |  | 1 | 4500 | 4500
# |  | Refrigerator | LG | * | * | 1 |  | 1 | 15000 | 15000
# |  | B. P. Apparatus | Mediguard | * | * | 1 |  | 1 | 650 | 650
# |  | Sterilizer | Indian | * | * | 1 |  | 1 | 6500 | 6500
# | OT | OT Table | Indian | * | * | 1 |  | 1 | 45000 | 45000
# |  | Ceiling Light | Indian | * | * | 1 |  | 1 | 150000 | 150000
# |  | Needle Cutter | LCP | * | * |  |  | 1 | 1200 | 1200
# |  | Suction Machine | Santushi | * | * |  |  | 1 | 6500 | 6500
# |  | Radiant Warmer | Phoenix | * | * | 1 |  | 1 | 38000 | 38000
# |  | Baby Weighing Machine | Citizon | * | * | 1 |  | 1 | 2500 | 2500
# |  | Baby Weighing Machine | Crown | * | * | 1 |  | 1 | 2500 | 2500
# |  | Nebulizer | * | * | * | 1 |  | 1 | 6500 | 6500
# |  | Nebulizer | * | * | * | 1 |  | 1 | 6500 | 6500
# |  | Nebulizer | * | * | * |  | 1 | 1 | 6500 | 6500
# |  | Suction Machine | Santushi | * | * | 1 |  | 1 | 6500 | 6500
# |  | Oxygen concentrator | Nuelife | * | N5115790 |  | 1 | 1 | 45000 | 45000
# |  | Weighing Machine | Krups | * | * | 1 |  | 1 | 2500 | 2500
# | X-Ray ROOM | X-Ray Machine | Allengers | 10008N | 9909017 | 1 |  | 1 | 450000 | 450000
NOTE
[6 empty] | Total No.of Equipment |  |  |  | 31
# | Not Created / Not Found |  |  |  |  | Total Equipment Cost |  |  |  | 1748200
* | Not Available |  |  |  |  | Total CMC Value |  |  |  | 122374

## PHC JANGLA
Name of Consultant :- | [6 empty] | Date:- |  | 2015-08-07
Name of Dist./Type of Facility/Name of the Facility :- |  |  |  |  | PHC Jangla
Equipment ID | Department | Equipment Description | Manufacturer | Model No. | Serial No. | Functional Status |  | Qty. | Approx Cost of Each Equipment | Total Cost of Equipment
[6 empty] | W | NW
# | # | B. P. Apparatus | Elkometer | CM/L-0983369 | 204454 | 1 |  | 1 | 650 | 650
# | # | B. P. Apparatus | Pagoda | CM/L-0896172 | * | 1 |  | 1 | 650 | 650
# | # | Needle Cutter | Life Care | * | * | 1 |  | 1 | 1200 | 1200
# | # | Weighing Machine | Crown | * | * | 1 |  | 1 | 2500 | 2500
# | # | Weighing Machine | Dragon | * | * | 1 |  | 1 | 2500 | 2500
# | # | ILR | Unicef | MK-144 | 91208977 | 1 |  | 1 | 250000 | 250000
# | # | Deep Freezer | Unicef | MF-144 | 8500083 | 1 |  | 1 | 250000 | 250000
# | # | Autoclave | Indian | * | * | 1 |  | 1 | 65000 | 65000
NOTE
[6 empty] | Total No.of Equipment |  |  |  | 8
# | Not Created / Not Found |  |  |  |  | Total Equipment Cost |  |  |  | 572500
* | Not Available |  |  |  |  | Total CMC Value |  |  |  | 40075

## PHC HIMRI
Name of Consultant :- | [6 empty] | Date:- |  | 2015-08-03
Name of Dist./Type of Facility/Name of the Facility :- |  |  |  |  | PHC Himri
Equipment ID | Department | Equipment Description | Manufacturer | Model No. | Serial No. | Functional Status |  | Qty. | Approx Cost of Each Equipment | Total Cost of Equipment
[6 empty] | W | NW
# | # | B. P. Apparatus (Hg) | Pagoda | * | * | 1 |  | 1 | 1100 | 1100
# | # | Adult Weighing Machine | Krups | * | * | 1 |  | 1 | 2500 | 2500
# | # | Glucometer | Accu Check | * | * | 1 |  | 1 | 1200 | 1200
# | # | Oxygen Concentrator | New Life | * | * | 1 |  | 1 | 45000 | 45000
# | # | ECG Machine | BPL | * | * | 1 |  | 1 | 52000 | 52000
# | # | Sterilizer | Indian | * | * |  | 1 | 1 | 6500 | 6500
# | # | Ottoscope | Indian | * | * | 1 |  | 1 | 45000 | 45000
# | # | Needle Cutter | Microsil | * | * | 1 |  | 1 | 1200 | 1200
# | # | Domestic Refrigerator | LG | * | * | 1 |  | 1 | 15000 | 15000
NOTE
[6 empty] | Total No.of Equipment |  |  |  | 9
# | Not Created / Not Found |  |  |  |  | Total Equipment Cost |  |  |  | 169500
* | Not Available |  |  |  |  | Total CMC Value |  |  |  | 11865

## CHC KOTKHAI
Name of Consultant :- | [6 empty] | Date:- |  | 2015-08-03
Name of Dist./Type of Facility/Name of the Facility :- |  |  |  | CHC Kotkhai
Equipment ID | Department | Equipment Description | Manufacturer | Model No. | Serial No. | Functional Status |  | Qty. | Approx Cost of Each Equipment | Total Cost of Equipment
[6 empty] | W | NW
# | Dr. ROOM | B. P. Apparatus | Hicks | * | * | 1 |  | 1 | 650 | 650
# |  | Weighing Machine | Crown | * | * | 1 |  | 1 | 2500 | 2500
# | FEMALE WARD | Suction Machine | Santoshi | * | * | 1 |  | 1 | 6500 | 6500
# |  | Oxygen Concentrator | New Life | * | * | 1 |  | 1 | 45000 | 45000
# | MALE WARD | Needle Cutter | Microsil | * | * | 1 |  | 1 | 1200 | 1200
# | LABOUR ROOM | Radiant Warmer | Phoenix | * | * | 1 |  | 1 | 38000 | 38000
# |  | Radiant Warmer | Phoenix | * | * | 1 |  | 1 | 38000 | 38000
# |  | Radiant Warmer | Phoenix | * | * | 1 |  | 1 | 38000 | 38000
# |  | Radiant Warmer | Phoenix | * | * | 1 |  | 1 | 38000 | 38000
# |  | Suction Machine | Medistar | * | * | 1 |  | 1 | 6500 | 6500
# |  | Baby Weighing Machine | Swisser | * | * | 1 |  | 1 | 2500 | 2500
# |  | Needle Cutter | Life Care | * | * | 1 |  | 1 | 1200 | 1200
# |  | CTG Machine | Nidek | * | * | 1 |  | 1 | 450000 | 450000
# |  | Labour Table | * | * | * | 1 |  | 1 | 14000 | 14000
# |  | Labour Table | * | * | * | 1 |  | 1 | 14000 | 14000
# |  | Labour Table | * | * | * | 1 |  | 1 | 14000 | 14000
# |  | Sterilizer | * | * | * | 1 |  | 1 | 6500 | 6500
# |  | Baby Weighing Machine | Braun | * | * | 1 |  | 1 | 2500 | 2500
# |  | Cooker Type Autoclave | * | * | * | 1 |  | 1 | 65000 | 65000
# |  | Laryngoscope | * | * | * | 1 |  | 1 | 1100 | 1100
# |  | Ambu Bag | * | * | * | 1 |  | 1 | 1100 | 1100
# | LAB | Hot Air Oven | Ambassador | * | * | 1 |  | 1 | 4500 | 4500
# |  | Bio Chemistry Analyzer | Hospitex | * | * | 1 |  | 1 | 200000 | 200000
# |  | Centrifuge | * | * | * | 1 |  | 1 | 6500 | 6500
# |  | Microscope | Biplan XL | * | * | 1 |  | 1 | 30000 | 30000
# |  | ECG Machine | Nidek | ECG-703 | 1401063 | 1 |  | 1 | 52000 | 52000
# |  | Refrigerator | Videocon | VA8163 | * | 1 |  | 1 | 15000 | 15000
# |  | Glucometer | Dr. Morepen | BG03 | * | 1 |  | 1 | 1200 | 1200
# |  | Glucometer | Dr. Morepen | BG02 | 42262151900 66163 | 1 |  | 1 | 1200 | 1200
# |  | Centrifuge | Remi | * | * |  | 1 | 1 | 6500 | 6500
# |  | Glucometer | Dr. Morepen | * | * |  | 1 | 1 | 1200 | 1200
# |  | Glucometer | Dr. Morepen | * | * |  | 1 | 1 | 1200 | 1200
# |  | Glucometer | * | * | * |  | 1 | 1 | 1200 | 1200
# | DENTAL OPD | Sterilizer | * | * | * | 1 |  | 1 | 6500 | 6500
# |  | Cooker Type Autoclave | Life Plus | * | * | 1 |  | 1 | 65000 | 65000
# |  | Dental Chair | Confident | * | * | 1 |  | 1 | 150000 | 150000
# |  | Dental Chair | Bestodent | * | * | 1 |  | 1 | 150000 | 150000
# |  | Air Compressor | Cope-Land | * | * | 1 |  | 1 | 6500 | 6500
# |  | Air Compressor | DYN Air | * | * | 1 |  | 1 | 6500 | 6500
# |  | Ultrasonic Scalar | ART | * | * | 1 |  | 1 | 1500 | 1500
# |  | Sterilizer | * | * | * | 1 |  | 1 | 6500 | 6500
# |  | Slit Lamp | * | * | * | 1 |  | 1 | 13000 | 13000
# |  | Sterilizer | * | * | * | 1 |  | 1 | 6500 | 6500
# | OPD | B. P. Apparatus Standing | Gold | * | * | 1 |  | 1 | 1100 | 1100
# |  | B. P. Apparatus Automatic | Niscomed | * | * | 1 |  | 1 | 1100 | 1100
# |  | Weighing Machine | Speedway Surgical | * | * | 1 |  | 1 | 2500 | 2500
# | LAB | Microscope | Limo Optik | * | * | 1 |  | 1 | 30000 | 30000
# | X-RAY ROOM | X-Ray Machine | Allengers | Mars 30FC/FLOATXX | 2K90730 239X/HF | 1 |  | 1 | 450000 | 450000
# | MCH | Weighing Machine | * | * | * | 1 |  | 1 | 2500 | 2500
# |  | Deep Freezer | Unicef | * | * | 1 |  | 1 | 250000 | 250000
# |  | ILR | Unicef | * | * | 1 |  | 1 | 250000 | 250000
# |  | Baby Weighing Machine | * | 1380 | * | 1 |  | 1 | 2500 | 2500
# | OT | Spot Light | * | * | * | 1 |  | 1 | 6500 | 6500
# |  | OT Table | * | * | * | 1 |  | 1 | 45000 | 45000
# |  | Needle Cutter | Microsil | * | * | 1 |  | 1 | 1200 | 1200
NOTE
[6 empty] | Total No.of Equipment |  |  |  | 55
# | Not Created / Not Found |  |  |  |  | Total Equipment Cost |  |  |  | 2561150
* | Not Available |  |  |  |  | Total CMC Value |  |  |  | 179280.5

## PHC DEVGARH
Name of Consultant :- | [6 empty] | Date:- |  | 2015-08-03
Name of Dist./Type of Facility/Name of the Facility :- |  |  |  | PHC Devgarh
Equipment ID | Department | Equipment Description | Manufacturer | Model No. | Serial No. | Functional Status |  | Qty. | Approx Cost of Each Equipment | Total Cost of Equipment
[6 empty] | W | NW
# | # | B. P. Apparatus | Pagoda | * | * | 1 |  | 1 | 650 | 650
# | # | Adult Weighing Machine | Krups | * | * | 1 |  | 1 | 2500 | 2500
# | # | Glucometer | Accu Check | * | * | 1 |  | 1 | 1200 | 1200
# | # | Oxygen Concentrator | New Life | * | * | 1 |  | 1 | 45000 | 45000
# | # | ECG Machine | Allengers | * | * | 1 |  | 1 | 52000 | 52000
# | # | Sterilizer | Indian | * | * | 1 |  | 1 | 6500 | 6500
# | # | Ottoscope | Indian | * | * | 1 |  | 1 | 45000 | 45000
# | # | Needle Cutter | Microsil | * | * | 1 |  | 1 | 1200 | 1200
# | # | Deep Freezer | Unicef | * | * | 1 |  | 1 | 250000 | 250000
# | # | Automatic B. P. Apparatus | Perfect | * | * | 1 |  | 1 | 1100 | 1100
# | # | B. P. Apparatus (Hg) | Indian | * | * |  | 1 | 1 | 1100 | 1100
# | # | B. P. Apparatus (Hg) | Indian | * | * |  | 1 | 1 | 1100 | 1100
# | # | Adult Weighing Machine | Crown | * | * |  | 1 | 1 | 2500 | 2500
NOTE
[6 empty] | Total No.of Equipment |  |  |  | 13
# | Not Created / Not Found |  |  |  |  | Total Equipment Cost |  |  |  | 409850
* | Not Available |  |  |  |  | Total CMC Value |  |  |  | 28689.5

## PHC KIYARI
Name of Consultant :- | [6 empty] | Date:- |  | 2015-08-03
Name of Dist./Type of Facility/Name of the Facility :- |  |  |  |  | PHC Kiyari
Equipment ID | Department | Equipment Description | Manufacturer | Model No. | Serial No. | Functional Status |  | Qty. | Approx Cost of Each Equipment | Total Cost of Equipment
[6 empty] | W | NW
# | # | Pen Balance | * | * | * |  | 1 | 1 | 4500 | 4500
# | # | X-Ray Machine | Bharat Electronics | E95024 | * |  | 1 | 1 | 450000 | 450000
# | # | Needle Cutter | Microsil | * | * | 1 |  | 1 | 1200 | 1200
# | # | Needle Cutter | Ceocon | * | * | 1 |  | 1 | 1200 | 1200
# | # | Autoclave | * | * | * | 1 |  | 1 | 65000 | 65000
# | # | Centrifuge | Remi | * | * | 1 |  | 1 | 6500 | 6500
# | # | Bio Chemistry Analyzer | Msew | * | * | 1 |  | 1 | 200000 | 200000
# | # | Microscope | Simco Optic | * | * | 1 |  | 1 | 30000 | 30000
# | # | Microscope | Labo Med | * | * | 1 |  | 1 | 30000 | 30000
# | # | Microscope | * | * | * | 1 |  | 1 | 30000 | 30000
# | # | Hot Air Oven | * | * | * | 1 |  | 1 | 4500 | 4500
# | # | Deep Freezer | Vest Frost | SB 142 | 31515735 |  | 1 | 1 | 250000 | 250000
# | # | Microscope | * | * | * |  | 1 | 1 | 30000 | 30000
# | # | Analyzer | Lab System | * | * |  | 1 | 1 | 200000 | 200000
# | # | ECG Machine | BPL | Cardiart 108 T | * |  | 1 | 1 | 52000 | 52000
# | # | Deep Freezer | Vest Frost | * | * |  | 1 | 1 | 250000 | 250000
# | # | Cooker Type Autoclave | Indian | * | * |  | 1 | 1 | 65000 | 65000
# | # | Sterilizer | Indian | * | * |  | 1 | 1 | 6500 | 6500
# | # | Suction Machine | Indian | * | * |  | 1 | 1 | 6500 | 6500
# | # | OT Table | Indian | * | * | 1 |  | 1 | 45000 | 45000
NOTE
[6 empty] | Total No.of Equipment |  |  |  | 20
# | Not Created / Not Found |  |  |  |  | Total Equipment Cost |  |  |  | 1727900
* | Not Available |  |  |  |  | Total CMC Value |  |  |  | 120953

## CIVIL HOSPITAL JUBBAL
Name of Consultant :- | [6 empty] | Date:- |  | 2015-08-04
Name of Dist./Type of Facility/Name of the Facility :- |  |  |  | Civil Hospital Jubbal
Equipment ID | Department | Equipment Description | Manufacturer | Model No. | Serial No. | Functional Status |  | Qty. | Approx Cost of Each Equipment | Total Cost of Equipment
[6 empty] | W | NW
# | LAB | Weighing Machine | Krups | * | * | 1 |  | 1 | 2500 | 2500
# |  | Deep Freezer | Unicef | SB-142 | 24122543 | 1 |  | 1 | 250000 | 250000
# |  | ILR | Unicef | MK-142 | 24623726 | 1 |  | 1 | 250000 | 250000
# |  | Needle Cutter | Microsil | * | BLC-3633 |  | 1 | 1 | 1200 | 1200
# |  | Centrifuge | Remi | R4C | * | 1 |  | 1 | 6500 | 6500
# |  | Hot Air Oven | Thermo Stat | * | * |  | 1 | 1 | 4500 | 4500
# |  | Pin Balance | * | * | * | 1 |  | 1 | 4500 | 4500
# |  | Needle Cutter | Microsil | * | * | 1 |  | 1 | 1200 | 1200
# |  | Rotator | Yorco | VS1148 | * | 1 |  | 1 | 4500 | 4500
# |  | Water Bath | Vikrant | * | * | 1 |  | 1 | 4500 | 4500
# |  | Hot Air Oven | Thermo Stat | * | * | 1 |  | 1 | 4500 | 4500
# |  | Weighing Machine | Krups | * | * | 1 |  | 1 | 2500 | 2500
# |  | Bio Chemistry Analyzer | Auto Lab | Auto Lab 200 | * | 1 |  | 1 | 200000 | 200000
# |  | BBR | Yorco | * | * |  | 1 | 1 | 250000 | 250000
# |  | Hot Air Oven | Universal | * | * |  | 1 | 1 | 4500 | 4500
# |  | B. P. Apparatus | Deluxe | CM/L 8262373 | 981316 | 1 |  | 1 | 650 | 650
# |  | Weighing Machine | Krups | * | * | 1 |  | 1 | 2500 | 2500
# |  | Slit Lamp | Indian | * | * | 1 |  | 1 | 13000 | 13000
# |  | Keratometer | * | * | * | 1 |  | 1 | 45000 | 45000
# | GEN OPD | B. P. Apparatus | Perfect | * | * | 1 |  | 1 | 650 | 650
# |  | B. P. Apparatus | Perfect | * | * | 1 |  | 1 | 650 | 650
# |  | B. P. Apparatus | Perfect | * | * | 1 |  | 1 | 650 | 650
# |  | Oxygen Concentrator | BPL | OG4203 | * | 1 |  | 1 | 45000 | 45000
# |  | Oxygen Concentrator | New Life | N5087574 | * | 1 |  | 1 | 45000 | 45000
# |  | ECG Machine | Nidek | * | * | 1 |  | 1 | 52000 | 52000
# |  | ECG Machine | Nidek | * | * | 1 |  | 1 | 52000 | 52000
# |  | B. P. Apparatus | Perfect | * | 7763 | 1 |  | 1 | 650 | 650
# |  | Needle Cutter | Microsil | * | * | 1 |  | 1 | 1200 | 1200
# |  | Suction Machine | Surgix | * | * | 1 |  | 1 | 6500 | 6500
# |  | Electrical Suction Machine | Medistar | * | * | 1 |  | 1 | 7000 | 7000
# |  | Electrical Suction Machine | Anand | CM/L 1483051 | 7J6713 | 1 |  | 1 | 7000 | 7000
# |  | Ambu Bag | Indian | * | * | 1 |  | 1 | 1100 | 1100
# |  | Laryngoscope | Indian | * | * | 1 |  | 1 | 1100 | 1100
# |  | Sterilizer | Indian | * | * | 1 |  | 1 | 6500 | 6500
# | LABOUR ROOM | Refrigerator | Videocon | VKE204 | * | 1 |  | 1 | 15000 | 15000
# |  | Radiant Warmer | Shreeyash | * | * |  | 1 | 1 | 38000 | 38000
# |  | Radiant Warmer | Phoenix | * | * | 1 |  | 1 | 38000 | 38000
# |  | Radiant Warmer | Phoenix | * | * | 1 |  | 1 | 38000 | 38000
# |  | Labour Table | Indian | * | * | 1 |  | 1 | 14000 | 14000
# |  | Labour Table | Indian | * | * | 1 |  | 1 | 1400 | 1400
# |  | Baby Weighing Machine | Crown | * | * | 1 |  | 1 | 2500 | 2500
# |  | Baby Weighing Machine | Crown | * | * | 1 |  | 1 | 2500 | 2500
# |  | Baby Weighing Machine | Crown | * | * | 1 |  | 1 | 2500 | 2500
# | OT | Needle Cutter | Microsil | * | * | 1 |  | 1 | 1200 | 1200
# |  | Suction Machine | Santoshi | * | * | 1 |  | 1 | 6500 | 6500
# |  | Fumigator | Medi Craft | * | * | 1 |  | 1 | 4500 | 4500
# | OT | Autoclave | Indian | * | * | 1 |  | 1 | 65000 | 65000
# |  | Sterilizer | Indian | * | * | 1 |  | 1 | 6500 | 6500
# |  | Sterilizer | Indian | * | * | 1 |  | 1 | 6500 | 6500
# |  | OT Table | Indian | * | * | 1 |  | 1 | 45000 | 45000
# |  | Spot Light | Indian | * | * | 1 |  | 1 | 6500 | 6500
# |  | Eye Microscope | Indian | * | * | 1 |  | 1 | 150000 | 150000
# |  | Ceiling Light | Indian | * | * | 1 |  | 1 | 150000 | 150000
# |  | Suction Machine | Santoshi | * | * |  | 1 | 1 | 6500 | 6500
# |  | Sterilizer | Indian | * | * |  | 1 | 1 | 6500 | 6500
# |  | B. P. Apparatus | Pagoda | * | * |  | 1 | 1 | 650 | 650
# |  | B. P. Apparatus | Pagoda | * | * |  | 1 | 1 | 650 | 650
# |  | B. P. Apparatus | Pagoda | * | * |  | 1 | 1 | 650 | 650
# |  | Vertical Autoclave | Indian | * | * |  | 1 | 1 | 65000 | 65000
# |  | Ambu Bag | Indian | * | * | 1 |  | 1 | 1100 | 1100
# |  | Ambu Bag | Indian | * | * | 1 |  | 1 | 1100 | 1100
# | X-RAY ROOM | X-Ray Machine | Allengers | * | * | 1 |  | 1 | 450000 | 450000
# |  | X-Ray Machine | Allengers | * | * |  | 1 | 1 | 450000 | 450000
# |  | X-Ray Machine | Allengers | * | * |  | 1 | 1 | 450000 | 450000
# |  | Dental X-Ray Machine | Medico | Medico 10D | * |  | 1 | 1 | 450000 | 450000
# | DENTAL OPD | Dental Chair | Bestodent | * | * | 1 |  | 1 | 150000 | 150000
# |  | Cooker Type Autoclave | Life | * | * | 1 |  | 1 | 65000 | 65000
# |  | Light Cure Unit | Cromalux | * | * | 1 |  | 1 | 10000 | 10000
# |  | Sterilizer | Indian | * | * | 1 |  | 1 | 6500 | 6500
# |  | Air Compressor | Bestodent | * | * | 1 |  | 1 | 6500 | 6500
# |  | Needle Cutter | Microsil | * | * | 1 |  | 1 | 1200 | 1200
# |  | Dental Lathe | Indian | * | * | 1 |  | 1 | 20000 | 20000
# | DISPENSARY | Needle Cutter | Microsil | * | * | 1 |  | 1 | 1200 | 1200
# |  | Sterilizer | Indian | * | * | 1 |  | 1 | 6500 | 6500
# |  | Weighing Machine | Krups | * | * | 1 |  | 1 | 2500 | 2500
# |  | Needle Cutter | Microsil | * | * | 1 |  | 1 | 1200 | 1200
NOTE
[6 empty] | Total No.of Equipment |  |  |  | 76
# | Not Created / Not Found |  |  |  |  | Total Equipment Cost |  |  |  | 4025400
* | Not Available |  |  |  |  | Total CMC Value |  |  |  | 281778

## PHC SARASWATI NAGAR
Name of Consultant :- | [6 empty] | Date:- |  | 2015-08-04
Name of Dist./Type of Facility/Name of the Facility :- |  |  |  | PHC Saraswati Nagar
Equipment ID | Department | Equipment Description | Manufacturer | Model No. | Serial No. | Functional Status |  | Qty. | Approx Cost of Each Equipment | Total Cost of Equipment
[6 empty] | W | NW
# | FEMALE WARD | B. P. Apparatus | Infi | * | * | 1 |  | 1 | 650 | 650
# |  | B. P. Apparatus | Pagoda | * | * | 1 |  | 1 | 650 | 650
# |  | Needle Cutter | Microsil | * | * | 1 |  | 1 | 1200 | 1200
# |  | Sterilizer | Indian | * | * | 1 |  | 1 | 6500 | 6500
# |  | X-Ray Machine | Allengers | * | * | 1 |  | 1 | 450000 | 450000
# |  | Dental Chair | Bestodent | * | * | 1 |  | 1 | 150000 | 150000
# |  | Needle Cutter | Microsil | * | * | 1 |  | 1 | 1200 | 1200
# |  | Sterilizer | Indian | * | * | 1 |  | 1 | 6500 | 6500
# |  | Air Compressor | DYNAIR | * | * | 1 |  | 1 | 6500 | 6500
# |  | Light Cure Unit | Indian | * | * | 1 |  | 1 | 10000 | 10000
# |  | Labour Table | Indian | * | * | 1 |  | 1 | 14000 | 14000
# |  | Autoclave | Indian | * | * | 1 |  | 1 | 65000 | 65000
# |  | Suction Machine | Santoshi | CM/L 8112556 | * | 1 |  | 1 | 6500 | 6500
# |  | Sterilizer | Indian | * | * | 1 |  | 1 | 6500 | 6500
# |  | Oxygen Concentrator | Nidek | * | * | 1 |  | 1 | 45000 | 45000
# |  | Nebulizer | Nice Neb | VM-17 | * | 1 |  | 1 | 6500 | 6500
# | LAB | Refrigerator | LG | GL-195C1GE4 | * | 1 |  | 1 | 15000 | 15000
# |  | Centrifuge | Remi | R4C | * | 1 |  | 1 | 6500 | 6500
# |  | Bio Chemistry Analyzer | Hospitex | * | * | 1 |  | 1 | 200000 | 200000
# |  | Binocular Microscope | LABO | * | * | 1 |  | 1 | 30000 | 30000
# |  | Hot Air Oven | Thermo Stat | * | * | 1 |  | 1 | 4500 | 4500
# |  | Glucometer | Accu Check | * | * | 1 |  | 1 | 1200 | 1200
# |  | ECG Machine | Nidek | 703 | * | 1 |  | 1 | 52000 | 52000
# |  | Deep Freezer | Vest Frost | * | * | 1 |  | 1 | 250000 | 250000
# |  | ILR | Unicef | * | * | 1 |  | 1 | 250000 | 250000
# |  | Laryngoscope | Indian | * | * |  | 1 | 1 | 1100 | 1100
# |  | Ambu Bag | Indian | * | * |  | 1 | 1 | 1100 | 1100
# |  | Ottoscope | Indian | * | * |  | 1 | 1 | 45000 | 45000
NOTE
[6 empty] | Total No.of Equipment |  |  |  | 28
# | Not Created / Not Found |  |  |  |  | Total Equipment Cost |  |  |  | 1633100
* | Not Available |  |  |  |  | Total CMC Value |  |  |  | 114317

## PHC GILTARI
Name of Consultant :- | [6 empty] | Date:- |  | 2015-08-04
Name of Dist./Type of Facility/Name of the Facility :- |  |  |  |  | PHC Giltari
Equipment ID | Department | Equipment Description | Manufacturer | Model No. | Serial No. | Functional Status |  | Qty. | Approx Cost of Each Equipment | Total Cost of Equipment
[6 empty] | W | NW
# | # | B. P. Apparatus | Pagoda | * | * | 1 |  | 1 | 650 | 650
# | # | Weighing Machine | Krups | * | * | 1 |  | 1 | 2500 | 2500
# | # | Needle Cutter | Microsil | * | * | 1 |  | 1 | 1200 | 1200
# | # | Needle Cutter | Microsil | * | * | 1 |  | 1 | 1200 | 1200
# | # | Sterilizer | Indian | * | * | 1 |  | 1 | 6500 | 6500
# | # | Sterilizer | Indian | * | * | 1 |  | 1 | 6500 | 6500
# | # | Cooker Type Autoclave | Indian | * | * | 1 |  | 1 | 65000 | 65000
# | # | Glucometer | Accu Check | * | * | 1 |  | 1 | 1200 | 1200
# | # | ILR | Unicef | * | * |  | 1 | 1 | 250000 | 250000
# | # | Deep Freezer | Unicef | * | * |  | 1 | 1 | 250000 | 250000
NOTE
[6 empty] | Total No.of Equipment |  |  |  | 10
# | Not Created / Not Found |  |  |  |  | Total Equipment Cost |  |  |  | 584750
* | Not Available |  |  |  |  | Total CMC Value |  |  |  | 40932.5

## PHC MANDHOL
Name of Consultant :- | [6 empty] | Date:- |  | 2015-08-04
Name of Dist./Type of Facility/Name of the Facility :- |  |  |  |  | PHC Mandhol
Equipment ID | Department | Equipment Description | Manufacturer | Model No. | Serial No. | Functional Status |  | Qty. | Approx Cost of Each Equipment | Total Cost of Equipment
[6 empty] | W | NW
# | # | B. P. Apparatus | Perfect | * | * | 1 |  | 1 | 650 | 650
# | # | Weighing Machine | Krups | * | * | 1 |  | 1 | 2500 | 2500
# | # | Sterilizer | Indian | * | * | 1 |  | 1 | 6500 | 6500
# | # | Needle Cutter | Life Line | * | * | 1 |  | 1 | 1200 | 1200
# | # | Glucometer | Free Style | * | * | 1 |  | 1 | 1200 | 1200
# | # | Sterilizer | Indian | * | * |  | 1 | 1 | 6500 | 6500
NOTE
[6 empty] | Total No.of Equipment |  |  |  | 6
# | Not Created / Not Found |  |  |  |  | Total Equipment Cost |  |  |  | 18550
* | Not Available |  |  |  |  | Total CMC Value |  |  |  | 1298.5

## PHC MANDAL
Name of Consultant :- | [6 empty] | Date:- |  | 2015-08-04
Name of Dist./Type of Facility/Name of the Facility :- |  |  |  |  | PHC Mandal
Equipment ID | Department | Equipment Description | Manufacturer | Model No. | Serial No. | Functional Status |  | Qty. | Approx Cost of Each Equipment | Total Cost of Equipment
[6 empty] | W | NW
# | # | B. P. Apparatus | Dr Morepen | * | * | 1 |  | 1 | 650 | 650
# | # | Weighing Machine | Suvarna | * | * | 1 |  | 1 | 2500 | 2500
# | # | Needle Cutter | Life Line | * | * | 1 |  | 1 | 1200 | 1200
# | # | Sterilizer | Indian | * | * | 1 |  | 1 | 6500 | 6500
# | # | Glucometer | Accu Check | * | * | 1 |  | 1 | 1200 | 1200
# | # | Needle Cutter | Microsil | * | * | 1 |  | 1 | 1200 | 1200
# | # | Sterilizer | Indian | * | * | 1 |  | 1 | 6500 | 6500
# | # | ILR | Unicef | * | * |  | 1 | 1 | 250000 | 250000
# | # | B. P. Apparatus | Dr Morepen | * | * | 1 |  | 1 | 650 | 650
NOTE
[6 empty] | Total No.of Equipment |  |  |  | 9
# | Not Created / Not Found |  |  |  |  | Total Equipment Cost |  |  |  | 270400
* | Not Available |  |  |  |  | Total CMC Value |  |  |  | 18928

## PHC DELAG
Name of Consultant :- | [6 empty] | Date:- |  | 2015-07-28
Name of Dist./Type of Facility/Name of the Facility :- |  |  |  |  | PHC Delag
Equipment ID | Department | Equipment Description | Manufacturer | Model No. | Serial No. | Functional Status |  | Qty. | Approx Cost of Each Equipment | Total Cost of Equipment
[6 empty] | W | NW
# | # | B. P. Apparatus | Profact | CM/L 8325472 | 74500 | 1 |  | 1 | 650 | 650
# | # | Adult Weighing Machine | Putex | * | * | 1 |  | 1 | 2500 | 2500
# | # | Needle Cutter | Microsil | * | * | 1 |  | 1 | 1200 | 1200
# | # | Electric Sterilizer | Indian | * | * | 1 |  | 1 | 7000 | 7000
NOTE
[6 empty] | Total No.of Equipment |  |  |  | 4
# | Not Created / Not Found |  |  |  |  | Total Equipment Cost |  |  |  | 11350
* | Not Available |  |  |  |  | Total CMC Value |  |  |  | 794.5

## PHC MAROG
Name of Consultant :- | [6 empty] | Date:- |  | 2015-08-10
Name of Dist./Type of Facility/Name of the Facility :- |  |  |  |  | PHC Marog
Equipment ID | Department | Equipment Description | Manufacturer | Model No. | Serial No. | Functional Status |  | Qty. | Approx Cost of Each Equipment | Total Cost of Equipment
[6 empty] | W | NW
# | # | B. P. Apparatus | Diamond | * | * | 1 |  | 1 | 650 | 650
# | # | Weighing Machine | Krups | * | * | 1 |  | 1 | 2500 | 2500
# | # | Sterilizer | Indian | * | * | 1 |  | 1 | 6500 | 6500
# | # | Sterilizer | Indian | * | * | 1 |  | 1 | 6500 | 6500
# | # | Needle Cutter | Microsil | * | * | 1 |  | 1 | 1200 | 1200
# | # | Glucometer | Accu Check | * | * | 1 |  | 1 | 1200 | 1200
# | # | Oxygen Concentrator | New Life | * | * | 1 |  | 1 | 45000 | 45000
NOTE
[6 empty] | Total No.of Equipment |  |  |  | 7
# | Not Created / Not Found |  |  |  |  | Total Equipment Cost |  |  |  | 63550
* | Not Available |  |  |  |  | Total CMC Value |  |  |  | 4448.5

## PHC THAROCH
Name of Consultant :- | [6 empty] | Date:- |  | 2015-08-11
Name of Dist./Type of Facility/Name of the Facility :- |  |  |  |  | PHC Tharoch
Equipment ID | Department | Equipment Description | Manufacturer | Model No. | Serial No. | Functional Status |  | Qty. | Approx Cost of Each Equipment | Total Cost of Equipment
[6 empty] | W | NW
# | # | B. P. Apparatus | Pagoda | CM/L 0896172 | * | 1 |  | 1 | 650 | 650
# | # | ILR | Unicef | * | * | 1 |  | 1 | 250000 | 250000
# | # | Radiant Warmer | Bird Meditech | * | * | 1 |  | 1 | 38000 | 38000
# | # | OT Table | Indian | * | * | 1 |  | 1 | 45000 | 45000
# | # | Sterilizer | Indian | * | * | 1 |  | 1 | 6500 | 6500
# | # | Sterilizer | Indian | * | * |  | 1 | 1 | 6500 | 6500
# | # | Sterilizer | Indian | * | * |  | 1 | 1 | 6500 | 6500
# | # | Oxygen Concentrator | Taurus | * | * | 1 |  | 1 | 45000 | 45000
# | # | Needle Cutter | Microsil | * | * | 1 |  | 1 | 1200 | 1200
# | # | Needle Cutter | Life Care | * | * |  | 1 | 1 | 1200 | 1200
# | # | Cooker Type Autoclave | Indian | * | * |  | 1 | 1 | 65000 | 65000
# | # | Spot Light | Indian | * | * |  | 1 | 1 | 6500 | 6500
# | # | Weighing Machine | * | * | * | 1 |  | 1 | 2500 | 2500
# | # | ILR | Electrolux | TCWJJ51 | * |  | 1 | 1 | 250000 | 250000
# | # | B. P. Apparatus | MCP | * | * |  | 1 | 1 | 650 | 650
# | # | B. P. Apparatus | MCP | * | * |  | 1 | 1 | 650 | 650
# | # | B. P. Apparatus | MCP | * | * |  | 1 | 1 | 650 | 650
# | # | B. P. Apparatus | MCP | * | * |  | 1 | 1 | 650 | 650
# | # | B. P. Apparatus | MCP | * | * |  | 1 | 1 | 650 | 650
# | # | B. P. Apparatus | MCP | * | * |  | 1 | 1 | 650 | 650
# | # | B. P. Apparatus | MCP | * | * |  | 1 | 1 | 650 | 650
NOTE
[6 empty] | Total No.of Equipment |  |  |  | 21
# | Not Created / Not Found |  |  |  |  | Total Equipment Cost |  |  |  | 729100
* | Not Available |  |  |  |  | Total CMC Value |  |  |  | 51037

## CIVIL HOSPITAL CHAUPAL
Name of Consultant :- | [6 empty] | Date:- |  | 2015-08-11
Name of Dist./Type of Facility/Name of the Facility :- |  |  |  | Civil Hospital Chaupal
Equipment ID | Department | Equipment Description | Manufacturer | Model No. | Serial No. | Functional Status |  | Qty. | Approx Cost of Each Equipment | Total Cost of Equipment
[6 empty] | W | NW
# | FEMALE WARD | Oxygen Concentrator | New Life | * | * | 1 |  | 1 | 45000 | 45000
# |  | B. P. Apparatus | Pagoda | CM/L 0896172 | * | 1 |  | 1 | 650 | 650
# |  | Needle Cutter | Microsil | * | * | 1 |  | 1 | 1200 | 1200
# |  | Nebulizer | Dr Gene | Accu Neb | 713 | 1 |  | 1 | 6500 | 6500
# |  | Laryngoscope | * | * | * | 1 |  | 1 | 1100 | 1100
# |  | Laryngoscope | * | * | * | 1 |  | 1 | 1100 | 1100
# |  | Ambu Bag | * | * | * | 1 |  | 1 | 1100 | 1100
# | X-RAY ROOM | X-Ray Machine | Allengers | * | * | 1 |  | 1 | 450000 | 450000
# |  | Dental X-Ray | Medico | Medico 10DF | * |  | 1 | 1 | 450000 | 450000
# |  | ECG Machine | Allengers | A106 | 14040520 4159 | 1 |  | 1 | 52000 | 52000
# | LABOUR ROOM | Radiant Warmer | * | * | * | 1 |  | 1 | 38000 | 38000
# |  | Baby Weighing Machine | Swisser | * | * | 1 |  | 1 | 2500 | 2500
# |  | Baby Weighing Machine | * | * | * | 1 |  | 1 | 2500 | 2500
# |  | Suction Machine | Monarch | MSI-RG02 | 1146503 | 1 |  | 1 | 6500 | 6500
# |  | Suction Machine | Medistar | * | T-401212 NA-64 | 1 |  | 1 | 6500 | 6500
# |  | Sterilizer | Indian | * | * | 1 |  | 1 | 6500 | 6500
# |  | Refrigerator | Godrej | * | * | 1 |  | 1 | 15000 | 15000
# |  | Labour Table | Indian | * | * | 1 |  | 1 | 14000 | 14000
# |  | Radiant Warmer | Phoenix | * | * | 1 |  | 1 | 38000 | 38000
# |  | Radiant Warmer | Phoenix | * | * | 1 |  | 1 | 38000 | 38000
# |  | Radiant Warmer | Phoenix | * | * | 1 |  | 1 | 38000 | 38000
# |  | Needle Cutter | Microsil | * | * | 1 |  | 1 | 1200 | 1200
# | OT | OT Table | Indian | * | * | 1 |  | 1 | 45000 | 45000
# |  | Suction Machine | Santoshi | * | * | 1 |  | 1 | 6500 | 6500
# |  | Autoclave | Indian | * | * | 1 |  | 1 | 65000 | 65000
# |  | Needle Cutter | Microsil | * | * | 1 |  | 1 | 1200 | 1200
# |  | Oxygen Concentrator | * | * | * | 1 |  | 1 | 45000 | 45000
# |  | BBR | * | * | * | 1 |  | 1 | 250000 | 250000
# |  | Refrigerator | Videocon | VKE 204 | * | 1 |  | 1 | 15000 | 15000
# |  | Incubator | Hi Care | * | * | 1 |  | 1 | 375000 | 375000
# |  | Centrifuge | Hi Care | ACF-8 | * | 1 |  | 1 | 6500 | 6500
# |  | Weighing Machine | Citizen | CTL-20 BS | * | 1 |  | 1 | 2500 | 2500
# |  | Electronic Microscope | ALCO | CM/L 9671702 | * | 1 |  | 1 | 150000 | 150000
# |  | Water Bath | Hi Care | HWB-20 | * | 1 |  | 1 | 4500 | 4500
# |  | Deep Freezer | Green Techno | * | * | 1 |  | 1 | 250000 | 250000
# |  | Glucometer | * | * | * | 1 |  | 1 | 1200 | 1200
# |  | Glucometer | * | * | * |  | 1 | 1 | 1200 | 1200
# | DRESSING ROOM | Needle Cutter | * | * | * | 1 |  | 1 | 1200 | 1200
# |  | Sterilizer | * | * | * | 1 |  | 1 | 6500 | 6500
# | DENTAL OPD | Dental Chair | GNATUS | * | * | 1 |  | 1 | 150000 | 150000
# |  | Sterilizer | * | * | * |  | 1 | 1 | 6500 | 6500
# |  | Air Compressor | GSE | * | * | 1 |  | 1 | 6500 | 6500
# |  | Ultrasonic Scalar | * | Scalex-880 Plus | * |  | 1 | 1 | 1500 | 1500
# | OPD | B. P. Apparatus | Pagoda | CM/L 0896172 | * | 1 |  | 1 | 650 | 650
# |  | Weighing Machine | Crown | * | * |  | 1 | 1 | 2500 | 2500
# |  | Weighing Machine | Speedway | * | * |  | 1 | 1 | 2500 | 2500
# |  | Ottoscope | Heine | * | * | 1 |  | 1 | 45000 | 45000
# | LAB | Hot Air Oven | * | * | * | 1 |  | 1 | 4500 | 4500
# | LAB | Centrifuge | Yorco | * | * | 1 |  | 1 | 6500 | 6500
# |  | Monocular Microscope | MLW | * | * | 1 |  | 1 | 18500 | 18500
# |  | Needle Cutter | Life Care | * | * | 1 |  | 1 | 1200 | 1200
# |  | Pin Balance | * | * | * |  | 1 | 1 | 4500 | 4500
# |  | Incubator | * | * | * | 1 |  | 1 | 375000 | 375000
# |  | Cell Counter | Robonic | * | * | 1 |  | 1 | 350000 | 350000
# |  | Weighing Machine | Krups | * | * | 1 |  | 1 | 2500 | 2500
# |  | Hot Air Oven | * | * | * |  | 1 | 1 | 4500 | 4500
# |  | Water Bath | Yorco | * | * | 1 |  | 1 | 4500 | 4500
# |  | Binocular Microscope | * | * | * | 1 |  | 1 | 30000 | 30000
NOTE
[6 empty] | Total No.of Equipment |  |  |  | 58
# | Not Created / Not Found |  |  |  |  | Total Equipment Cost |  |  |  | 3458500
* | Not Available |  |  |  |  | Total CMC Value |  |  |  | 242095

## PHC SARAIN
Name of Consultant :- | [6 empty] | Date:- |  | 2015-08-11
Name of Dist./Type of Facility/Name of the Facility :- |  |  |  |  | PHC Sarain
Equipment ID | Department | Equipment Description | Manufacturer | Model No. | Serial No. | Functional Status |  | Qty. | Approx Cost of Each Equipment | Total Cost of Equipment
[6 empty] | W | NW
# | # | B. P. Apparatus | Pagoda | * | * | 1 |  | 1 | 650 | 650
# | # | Weighing Machine | Health Meter | * | * | 1 |  | 1 | 2500 | 2500
# | # | Weighing Machine | Krups | * | * | 1 |  | 1 | 2500 | 2500
# | # | ILR | Unicef | * | * | 1 |  | 1 | 250000 | 250000
# | # | Autoclave | Indian | * | * |  | 1 | 1 | 65000 | 65000
# | # | Sterilizer | Indian | * | * |  | 1 | 1 | 6500 | 6500
# | # | Needle Cutter | Microsil | * | * | 1 |  | 1 | 1200 | 1200
# | # | Needle Cutter | Microsil | * | * | 1 |  | 1 | 1200 | 1200
# | # | Needle Cutter | Microsil | * | * |  | 1 | 1 | 1200 | 1200
# | # | Baby Weighing Machine | Braun | * | * | 1 |  | 1 | 2500 | 2500
# | # | Glucometer | * | * | * | 1 |  | 1 | 1200 | 1200
# | # | Pulse Oximeter | * | * | * | 1 |  | 1 | 55000 | 55000
# | # | B. P. Apparatus | * | * | * |  | 1 | 1 | 650 | 650
# | # | B. P. Apparatus | * | * | * |  | 1 | 1 | 650 | 650
# | # | Deep Freezer | Unicef | * | * |  | 1 | 1 | 250000 | 250000
# | # | Sterilizer | Indian | * | * |  | 1 | 1 | 6500 | 6500
NOTE
[6 empty] | Total No.of Equipment |  |  |  | 16
# | Not Created / Not Found |  |  |  |  | Total Equipment Cost |  |  |  | 647250
* | Not Available |  |  |  |  | Total CMC Value |  |  |  | 45307.5

## T. B. CENTER DDU
Name of Consultant :- | [6 empty] | Date:- |  | 2015-07-31
Name of Dist./Type of Facility/Name of the Facility :- |  |  |  |  | T. B. Center DDU
Equipment ID | Department | Equipment Description | Manufacturer | Model No. | Serial No. | Functional Status |  | Qty. | Approx Cost of Each Equipment | Total Cost of Equipment
[6 empty] | W | NW
# | # | Serological Water Bath | Thermo Stat | * | * | 1 |  | 1 | 45000 | 45000
# | # | Hot Air Oven | Universal | * | * | 1 |  | 1 | 4500 | 4500
# | # | Binocular Microscope | MLW | * | * | 1 |  | 1 | 30000 | 30000
NOTE
[6 empty] | Total No.of Equipment |  |  |  | 3
# | Not Created / Not Found |  |  |  |  | Total Equipment Cost |  |  |  | 79500
* | Not Available |  |  |  |  | Total CMC Value |  |  |  | 5565

## CHC JALOG
Name of Consultant :- | [6 empty] | Date:- |  | 2015-07-30
Name of Dist./Type of Facility/Name of the Facility :- |  |  |  |  | CHC Jalog
Equipment ID | Department | Equipment Description | Manufacturer | Model No. | Serial No. | Functional Status |  | Qty. | Approx Cost of Each Equipment | Total Cost of Equipment
[6 empty] | W | NW
# | # | B. P. Apparatus | Pagoda | CM/L-0896172 | * | 1 |  | 1 | 650 | 650
# | # | B. P. Apparatus | Pagoda | CM/L-0896172 | * | 1 |  | 1 | 650 | 650
# | # | Oxygen Concentrator | Taurus | * | * | 1 |  | 1 | 45000 | 45000
# | # | Needle Cutter | Microsil | * | * | 1 |  | 1 | 1200 | 1200
# | # | Sterilizer | Indian | * | * |  | 1 | 1 | 6500 | 6500
# | # | Incubator | Indian | * | * | 1 |  | 1 | 375000 | 375000
# | # | Centrifuge | Indian | * | * | 1 |  | 1 | 6500 | 6500
# | # | Binocular Microscope | MLW | * | * | 1 |  | 1 | 30000 | 30000
# | # | Bio Chemistry Analyzer | Robonik | Prietest | * | 1 |  | 1 | 200000 | 200000
# | # | Needle Cutter | Life Care | * | * | 1 |  | 1 | 1200 | 1200
# | # | Deep Freezer | Krisncold | * | * |  | 1 | 1 | 250000 | 250000
# | # | ILR | Unicef | MK-144 | 91209530 | 1 |  | 1 | 250000 | 250000
# | # | Domestic Refrigerator | Godrej | Cold Gold | * | 1 |  | 1 | 15000 | 15000
# | # | OT Table | Carevel | * | * | 1 |  | 1 | 45000 | 45000
# | # | OT Table | Carevel | * | * | 1 |  | 1 | 45000 | 45000
# | # | Sterilizer | Indian | * | * | 1 |  | 1 | 6500 | 6500
# | # | Vertical Autoclave | Indian | * | * | 1 |  | 1 | 65000 | 65000
# | # | Suction Machine | Goley | Accu Hy Suc | * | 1 |  | 1 | 6500 | 6500
# | # | Sterilizer | Indian | * | * | 1 |  | 1 | 6500 | 6500
# | # | Sterilizer | Indian | * | * | 1 |  | 1 | 6500 | 6500
# | # | Spot Light | Indian | * | * | 1 |  | 1 | 6500 | 6500
# | # | Radiant Warmer | Bird Meditech | Innova | BM/RW/647/12/1314 | 1 |  | 1 | 38000 | 38000
# | # | Baby Weighing Machine | Swisser | * | * | 1 |  | 1 | 2500 | 2500
# | # | Adult Weighing Machine | Crown | * | * |  | 1 | 1 | 2500 | 2500
# | # | X-Ray Machine | Allengers | E7239X | * | 1 |  | 1 | 450000 | 450000
# | # | B. P. Apparatus | MCP | * | * |  | 1 | 1 | 650 | 650
NOTE
[6 empty] | Total No.of Equipment |  |  |  | 26
# | Not Created / Not Found |  |  |  |  | Total Equipment Cost |  |  |  | 1862850
* | Not Available |  |  |  |  | Total CMC Value |  |  |  | 130399.5

## PHC GUMMA
Name of Consultant :- | [6 empty] | Date:- |  | 2015-07-30
Name of Dist./Type of Facility/Name of the Facility :- |  |  |  | PHC Gumma
Equipment ID | Department | Equipment Description | Manufacturer | Model No. | Serial No. | Functional Status |  | Qty. | Approx Cost of Each Equipment | Total Cost of Equipment
[6 empty] | W | NW
At PHC Gumma, No Medical Staff is Posted Here.

## PHC DHAR PHAGLI
Name of Consultant :- | [6 empty] | Date:- |  | 2015-07-31
Name of Dist./Type of Facility/Name of the Facility :- |  |  |  |  | PHC DHAR PHAGLI
Equipment ID | Department | Equipment Description | Manufacturer | Model No. | Serial No. | Functional Status |  | Qty. | Approx Cost of Each Equipment | Total Cost of Equipment
[6 empty] | W | NW
# | # | B. P. Apparatus | Pagoda | CM/L-0896172 | * | 1 |  | 1 | 650 | 650
# | # | Adult Weighing Machine | Suvarna | * | * | 1 |  | 1 | 2500 | 2500
# | # | Needle Cutter | Life Care | * | * | 1 |  | 1 | 1200 | 1200
# | # | Sterilizer | Indian | * | * | 1 |  | 1 | 6500 | 6500
NOTE
[6 empty] | Total No.of Equipment |  |  |  | 4
# | Not Created / Not Found |  |  |  |  | Total Equipment Cost |  |  |  | 10850
* | Not Available |  |  |  |  | Total CMC Value |  |  |  | 759.5

## CIVIL HOSPITAL JUNGA
Name of Consultant :- | [6 empty] | Date:- |  | 2015-07-31
Name of Dist./Type of Facility/Name of the Facility :- |  |  |  |  | Civil Hospital Junga
Equipment ID | Department | Equipment Description | Manufacturer | Model No. | Serial No. | Functional Status |  | Qty. | Approx Cost of Each Equipment | Total Cost of Equipment
[6 empty] | W | NW
# | # | B. P. Apparatus | Pagoda | CM/L-0896172 | * | 1 |  | 1 | 650 | 650
# | # | Centrifuge | Remi Motors | R4C | * | 1 |  | 1 | 6500 | 6500
# | # | Domestic Refrigerator | Samsung | RT27HAR ZASP/TL | * | 1 |  | 1 | 15000 | 15000
# | # | Needle Cutter | Microsil | * | * | 1 |  | 1 | 1200 | 1200
# | # | Needle Cutter | Microsil | * | * | 1 |  | 1 | 1200 | 1200
# | # | Needle Cutter | Microsil | * | * | 1 |  | 1 | 1200 | 1200
# | # | Needle Cutter | Microsil | * | * | 1 |  | 1 | 1200 | 1200
# | # | Needle Cutter | Microsil | * | * | 1 |  | 1 | 1200 | 1200
# | # | Needle Cutter | Microsil | * | * | 1 |  | 1 | 1200 | 1200
# | # | Incubator | Indian | * | * | 1 |  | 1 | 375000 | 375000
# | # | Binocular Microscope | LABO | Bio Plan XL | 95710 | 1 |  | 1 | 30000 | 30000
# | # | Serological Water Bath | Vikrant | * | * | 1 |  | 1 | 45000 | 45000
# | # | Sterilizer | Indian | * | * | 1 |  | 1 | 6500 | 6500
# | # | B. P. Apparatus | Pagoda | CM/L-0896172 | * |  | 1 | 1 | 650 | 650
# | # | X-Ray Machine | Meditronics | E7239X | * | 1 |  | 1 | 450000 | 450000
# | # | X-Ray Machine | Meditronics | * | * |  | 1 | 1 | 450000 | 450000
# | # | Labour Table | Medi Kraft | * | * | 1 |  | 1 | 14000 | 14000
# | # | Suction Machine | Goley | Accu-Hi-Suc | * | 1 |  | 1 | 6500 | 6500
# | # | Radiant Warmer | Mediwaves | * | * | 1 |  | 1 | 38000 | 38000
# | # | Baby Weighing Machine | Braun | * | * | 1 |  | 1 | 2500 | 2500
# | # | Baby Weighing Machine | Swisser | * | * | 1 |  | 1 | 2500 | 2500
# | # | Horizontal Autoclave | Indian | * | * | 1 |  | 1 | 55000 | 55000
# | # | Sterilizer | Indian | * | * | 1 |  | 1 | 6500 | 6500
# | # | Phototherapy | Shreeyash | * | * | 1 |  | 1 | 15500 | 15500
# | # | Oxygen Concentrator | * | * | * | 1 |  | 1 | 45000 | 45000
# | # | Suction Machine | Santoshi | * | * | 1 |  | 1 | 6500 | 6500
# | # | ILR | Unicef | * | * | 1 |  | 1 | 250000 | 250000
# | # | Deep Freezer | Haier | * | * | 1 |  | 1 | 250000 | 250000
# | # | Nebulizer | eMed | * | * | 1 |  | 1 | 6500 | 6500
# | # | Dental Chair | Confident | * | * | 1 |  | 1 | 150000 | 150000
# | # | Air Compressor | Indian | * | * | 1 |  | 1 | 6500 | 6500
# | # | Needle Cutter | Microsil | * | * | 1 |  | 1 | 1200 | 1200
# | # | Sterilizer | Indian | * | * | 1 |  | 1 | 6500 | 6500
# | # | Dental Lathe | Indian | * | * | 1 |  | 1 | 20000 | 20000
# | # | Light Cure Unit | Indian | * | * | 1 |  | 1 | 10000 | 10000
# | # | Ultrasonic Scalar | Indian | * | * | 1 |  | 1 | 1500 | 1500
# | # | Glass Bead Sterilizer | Indian | * | * |  | 1 | 1 | 7000 | 7000
# | # | Hot Air Oven | Indian | * | * |  | 1 | 1 | 4500 | 4500
# | # | OT Table | Indian | * | * | 1 |  | 1 | 45000 | 45000
# | # | Spot Light | Indian | * | * | 1 |  | 1 | 6500 | 6500
# | # | Suction Machine | Santoshi | * | 1534107 | 1 |  | 1 | 6500 | 6500
# | # | B. P. Apparatus | Pagoda | * | * | 1 |  | 1 | 650 | 650
NOTE
[6 empty] | Total No.of Equipment |  |  |  | 42
# | Not Created / Not Found |  |  |  |  | Total Equipment Cost |  |  |  | 2350850
* | Not Available |  |  |  |  | Total CMC Value |  |  |  | 164559.5

## PHC NEW SHIMLA
Name of Consultant :- | [6 empty] | Date:- |  | 2015-07-31
Name of Dist./Type of Facility/Name of the Facility :- |  |  |  |  | PHC New Shimla
Equipment ID | Department | Equipment Description | Manufacturer | Model No. | Serial No. | Functional Status |  | Qty. | Approx Cost of Each Equipment | Total Cost of Equipment
[6 empty] | W | NW
# | # | Needle Cutter | Microsil | * | * | 1 |  | 1 | 1200 | 1200
# | # | B. P. Apparatus | Pagoda | CM/L-0896172 | * | 1 |  | 1 | 650 | 650
NOTE
[6 empty] | Total No.of Equipment |  |  |  | 2
# | Not Created / Not Found |  |  |  |  | Total Equipment Cost |  |  |  | 1850
* | Not Available |  |  |  |  | Total CMC Value |  |  |  | 129.5

## PHC BANI
Name of Consultant :- | [6 empty] | Date:- |  | 2015-07-31
Name of Dist./Type of Facility/Name of the Facility :- |  |  |  |  | PHC Bani
Equipment ID | Department | Equipment Description | Manufacturer | Model No. | Serial No. | Functional Status |  | Qty. | Approx Cost of Each Equipment | Total Cost of Equipment
[6 empty] | W | NW
# | # | B. P. Apparatus | Pagoda | CM/L-0896172 | * | 1 |  | 1 | 650 | 650
# | # | Needle Cutter | Life Plus | * | * | 1 |  | 1 | 1200 | 1200
# | # | Needle Cutter | Life Care | * | * |  | 1 | 1 | 1200 | 1200
# | # | Sterilizer | Indian | * | * | 1 |  | 1 | 6500 | 6500
# | # | Deep Freezer | Vest Frost | R-134 | * | 1 |  | 1 | 250000 | 250000
# | # | ILR | Unicef | R-134 | * | 1 |  | 1 | 250000 | 250000
# | # | Baby Weighing Machine | Crown | * | * | 1 |  | 1 | 2500 | 2500
# | # | Needle Cutter | Microsil | * | * | 1 |  | 1 | 1200 | 1200
# | # | Microscope | Biplan XL | * | 95724 | 1 |  | 1 | 30000 | 30000
# | # | Cooker Type Autoclave | Indian | * | * |  | 1 | 1 | 65000 | 65000
NOTE
[6 empty] | Total No.of Equipment |  |  |  | 10
# | Not Created / Not Found |  |  |  |  | Total Equipment Cost |  |  |  | 608250
* | Not Available |  |  |  |  | Total CMC Value |  |  |  | 42577.5

## PHC CHHAILA
Name of Consultant :- | [6 empty] | Date:- |  | 2015-07-31
Name of Dist./Type of Facility/Name of the Facility :- |  |  |  |  | PHC Chhaila
Equipment ID | Department | Equipment Description | Manufacturer | Model No. | Serial No. | Functional Status |  | Qty. | Approx Cost of Each Equipment | Total Cost of Equipment
[6 empty] | W | NW
# | # | B. P. Apparatus | Pagoda | CM/L-0896172 | * | 1 |  | 1 | 650 | 650
# | # | Weighing Machine | Smart Care | * | * | 1 |  | 1 | 2500 | 2500
# | # | ILR | Haier | HBC-70 | BE0581E01 | 1 |  | 1 | 250000 | 250000
# | # | Hot Air Oven | Unicef | MF-114 | 2062329 548 | 1 |  | 1 | 4500 | 4500
# | # | Oxygen Concentrator | Thermostat | * | * | 1 |  | 1 | 45000 | 45000
# | # | Deep Freezer | Nidek | * | * | 1 |  | 1 | 250000 | 250000
# | # | B. P. Apparatus | Pagoda | * | * | 1 |  | 1 | 650 | 650
# | # | OT Table | Indian | * | * | 1 |  | 1 | 45000 | 45000
# | # | Weighing Machine | Crown | * | * | 1 |  | 1 | 2500 | 2500
# | # | Needle Cutter | Bio Plus | * | * | 1 |  | 1 | 1200 | 1200
# | # | Needle Cutter | Bio Plus | * | * |  | 1 | 1 | 1200 | 1200
# | # | Sterilizer | Indian | * | * | 1 |  | 1 | 6500 | 6500
# | # | Baby Weighing Machine | Crown | * | * | 1 |  | 1 | 2500 | 2500
# | # | Foetal Doppler | * | * | * | 1 |  | 1 | 80000 | 80000
# | # | Suction Machine | Indian | * | * |  | 1 | 1 | 6500 | 6500
NOTE
[6 empty] | Total No.of Equipment |  |  |  | 15
# | Not Created / Not Found |  |  |  |  | Total Equipment Cost |  |  |  | 698700
* | Not Available |  |  |  |  | Total CMC Value |  |  |  | 48909

## PHC MOHARI
Name of Consultant :- | [6 empty] | Date:- |  | 2015-07-31
Name of Dist./Type of Facility/Name of the Facility :- |  |  |  |  | PHC Mohari
Equipment ID | Department | Equipment Description | Manufacturer | Model No. | Serial No. | Functional Status |  | Qty. | Approx Cost of Each Equipment | Total Cost of Equipment
[6 empty] | W | NW
# | # | B. P. Apparatus | Perfect | CM/L-9444586 | 6745 | 1 |  | 1 | 650 | 650
# | # | Weighing Machine | Krups | * | * | 1 |  | 1 | 2500 | 2500
# | # | Needle Cutter | Life Care | * | * | 1 |  | 1 | 1200 | 1200
# | # | Sterilizer | Indian | * | * |  | 1 | 1 | 6500 | 6500
# | # | B. P. Apparatus | Perfect | CM/L-9444586 | * |  | 1 | 1 | 650 | 650
# | # | B. P. Apparatus | Perfect | CM/L-9444586 | * |  | 1 | 1 | 650 | 650
# | # | B. P. Apparatus | Perfect | CM/L-9444586 | * |  | 1 | 1 | 650 | 650
# | # | B. P. Apparatus | Perfect | CM/L-9444586 | * |  | 1 | 1 | 650 | 650
# | # | B. P. Apparatus | Perfect | CM/L-9444586 | * |  | 1 | 1 | 650 | 650
# | # | B. P. Apparatus | Perfect | CM/L-9444586 | * |  | 1 | 1 | 650 | 650
# | # | B. P. Apparatus | Perfect | CM/L-9444586 | * |  | 1 | 1 | 650 | 650
# | # | B. P. Apparatus | Perfect | CM/L-9444586 | * |  | 1 | 1 | 650 | 650
# | # | Autoclave | Indian | * | * |  | 1 | 1 | 65000 | 65000
NOTE
[6 empty] | Total No.of Equipment |  |  |  | 13
# | Not Created / Not Found |  |  |  |  | Total Equipment Cost |  |  |  | 81050
* | Not Available |  |  |  |  | Total CMC Value |  |  |  | 5673.5

## PHC BALAG
Name of Consultant :- | [6 empty] | Date:- |  | 2015-07-31
Name of Dist./Type of Facility/Name of the Facility :- |  |  |  |  | PHC Balag
Equipment ID | Department | Equipment Description | Manufacturer | Model No. | Serial No. | Functional Status |  | Qty. | Approx Cost of Each Equipment | Total Cost of Equipment
[6 empty] | W | NW
# | # | B. P. Apparatus | Pagoda | CM/L-0896172 | * | 1 |  | 1 | 650 | 650
# | # | OT Table | Indian | * | * | 1 |  | 1 | 45000 | 45000
# | # | Suction Machine | Santoshi | * | * | 1 |  | 1 | 6500 | 6500
# | # | Cooker Type Autoclave | Indian | * | * | 1 |  | 1 | 65000 | 65000
# | # | Baby Weighing Machine | Crown | * | * | 1 |  | 1 | 2500 | 2500
# | # | Deep Freezer | Unicef | * | * | 1 |  | 1 | 250000 | 250000
# | # | Deep Freezer | Unicef | * | * | 1 |  | 1 | 250000 | 250000
# | # | Weighing Machine | Krups | * | * | 1 |  | 1 | 2500 | 2500
# | # | Nebulizer | Accu Neb | * | * | 1 |  | 1 | 6500 | 6500
# | # | Oxygen Concentrator | Nidek | * | * | 1 |  | 1 | 45000 | 45000
# | # | Hot Air Oven | * | * | * |  | 1 | 1 | 4500 | 4500
NOTE
[6 empty] | Total No.of Equipment |  |  |  | 11
# | Not Created / Not Found |  |  |  |  | Total Equipment Cost |  |  |  | 678150
* | Not Available |  |  |  |  | Total CMC Value |  |  |  | 47470.5

## PHC GHUND
Name of Consultant :- | [6 empty] | Date:- |  | 2015-07-31
Name of Dist./Type of Facility/Name of the Facility :- |  |  |  |  | PHC Ghund
Equipment ID | Department | Equipment Description | Manufacturer | Model No. | Serial No. | Functional Status |  | Qty. | Approx Cost of Each Equipment | Total Cost of Equipment
[6 empty] | W | NW
# | # | B. P. Apparatus | SGS | * | * | 1 |  | 1 | 650 | 650
# | # | B. P. Apparatus | SGS | * | * |  | 1 | 1 | 650 | 650
# | # | B. P. Apparatus | Pagoda | * | * | 1 |  | 1 | 650 | 650
# | # | Weighing Machine | Krups | * | * | 1 |  | 1 | 2500 | 2500
# | # | Refrigerator | Godrej | GDAJ9A1 | * | 1 |  | 1 | 15000 | 15000
# | # | Weighing Machine | Dragon | * | * | 1 |  | 1 | 2500 | 2500
# | # | Needle Cutter | Life Care | * | * | 1 |  | 1 | 1200 | 1200
# | # | Suction Machine | Santoshi | * | 11728107 | 1 |  | 1 | 6500 | 6500
# | # | Sterilizer | Indian | * | * | 1 |  | 1 | 6500 | 6500
# | # | Sterilizer | Indian | * | * | 1 |  | 1 | 6500 | 6500
# | # | Sterilizer | Indian | * | * | 1 |  | 1 | 6500 | 6500
# | # | Sterilizer | Indian | * | * | 1 |  | 1 | 6500 | 6500
# | # | B. P. Apparatus | Perfect | * | * |  | 1 | 1 | 650 | 650
NOTE
[6 empty] | Total No.of Equipment |  |  |  | 13
# | Not Created / Not Found |  |  |  |  | Total Equipment Cost |  |  |  | 56300
* | Not Available |  |  |  |  | Total CMC Value |  |  |  | 3941

## PHC CHABA
Name of Consultant :- | [6 empty] | Date:- |  | 2015-07-28
Name of Dist./Type of Facility/Name of the Facility :- |  |  |  |  | PHC Chaba
Equipment ID | Department | Equipment Description | Manufacturer | Model No. | Serial No. | Functional Status |  | Qty. | Approx Cost of Each Equipment | Total Cost of Equipment
[6 empty] | W | NW
# | # | B. P. Apparatus | Pagoda | CM/L-0896172 | 428345 | 1 |  | 1 | 650 | 650
# | # | Sterilizer | Indian | * | * | 1 |  | 1 | 6500 | 6500
# | # | Sterilizer | Indian | * | * | 1 |  | 1 | 6500 | 6500
# | # | Needle cutter | Microsil | * | * | 1 |  | 1 | 1200 | 1200
# | # | Adult Weighing Machine | Krups | * | * | 1 |  | 1 | 2500 | 2500
NOTE
[6 empty] | Total No.of Equipment |  |  |  | 5
# | Not Created / Not Found |  |  |  |  | Total Equipment Cost |  |  |  | 17350
* | Not Available |  |  |  |  | Total CMC Value |  |  |  | 1214.5

## PHC PANDOA
Name of Consultant :- | [6 empty] | Date:- |  | 2015-07-28
Name of Dist./Type of Facility/Name of the Facility :- |  |  |  |  | PHC Pandoa
Equipment ID | Department | Equipment Description | Manufacturer | Model No. | Serial No. | Functional Status |  | Qty. | Approx Cost of Each Equipment | Total Cost of Equipment
[6 empty] | W | NW
# | # | B. P. Apparatus | Pagoda | CM/L-0896172 | * | 1 |  | 1 | 650 | 650
# | # | Adult Weighing Machine | Krups | * | * | 1 |  | 1 | 2500 | 2500
# | # | Needle Cutter | Microsil | * | * | 1 |  | 1 | 1200 | 1200
# | # | Domestic Refrigerator | Godrej | GDN 185 | * | 1 |  | 1 | 15000 | 15000
# | # | Sterilizer | Indian | * | * | 1 |  | 1 | 6500 | 6500
NOTE
[6 empty] | Total No.of Equipment |  |  |  | 5
# | Not Created / Not Found |  |  |  |  | Total Equipment Cost |  |  |  | 25850
* | Not Available |  |  |  |  | Total CMC Value |  |  |  | 1809.5

## HPGD COLLEGE & HOSPITAL SHIMLA
Name of Consultant :- | [6 empty] | Date:- |  | 2015-07-27
Name of Dist./Type of Facility/Name of the Facility :- |  |  |  | HP Govt. Dental College & Hospital Shimla
Equipment ID | Department | Equipment Description | Manufacturer | Model No. | Serial No. | Functional Status |  | Qty. | Approx Cost of Each Equipment | Total Cost of Equipment
[6 empty] | W | NW
HPGDC has Not been done as per the Order of Dr. Ramesh Chander.

## PHC NAURA
Name of Consultant :- | [6 empty] | Date:- |  | 2015-08-11
Name of Dist./Type of Facility/Name of the Facility :- |  |  |  | PHC Naura
Equipment ID | Department | Equipment Description | Manufacturer | Model No. | Serial No. | Functional Status |  | Qty. | Approx Cost of Each Equipment | Total Cost of Equipment
[6 empty] | W | NW
This PHC is not Functional Yet, Hence There are no Equipments.

## IGMC CANCER CENTER SHIMLA
Name of Consultant :- | [6 empty] | Date:- |  | 2015-07-29
Name of Dist./Type of Facility/Name of the Facility :- |  |  |  | IGMC Cancer Center Shimla
Equipment ID | Department | Equipment Description | Manufacturer | Model No. | Serial No. | Functional Status |  | Qty. | Approx Cost of Each Equipment | Total Cost of Equipment
[6 empty] | W | NW
# | SIMULATOR ROOM | Simulator Machine | * | Aquity 1X | Acuumu 9C2 | 1 |  | 1 | 65000 | 65000
# | NUCLEAR MEDICINE | Adult Weighing Machine | Suvarna | * | * | 1 |  | 1 | 2500 | 2500
# |  | Adult Weighing Machine | Suvarna | * | * | 1 |  | 1 | 2500 | 2500
# | OT | Ventilator | Medion health Care | Asteros Lite | * | 1 |  | 1 | 600000 | 600000
# |  | Ventilator | Dragon | * | * | 1 |  | 1 | 600000 | 600000
# |  | OT Table | Indian | * | * | 1 |  | 1 | 45000 | 45000
# |  | OT Table | Indian | * | * | 1 |  | 1 | 45000 | 45000
# |  | Ceiling Light | Merivaara | * | * | 1 |  | 1 | 150000 | 150000
# |  | Sterilizer | Dr Yess | Deluxe | * | 1 |  | 1 | 6500 | 6500
# |  | Weighing Machine | Suvarna | * | * | 1 |  | 1 | 2500 | 2500
# |  | B. P. Apparatus | Pagoda | * | * | 1 |  | 1 | 650 | 650
# |  | Laryngoscope | * | * | * | 1 |  | 1 | 1100 | 1100
# |  | Sterilizer | Indian | * | * | 1 |  | 1 | 6500 | 6500
# |  | Sterilizer | Indian | * | * | 1 |  | 1 | 6500 | 6500
# |  | Labour Table | Indian | * | * | 1 |  | 1 | 14000 | 14000
# |  | Spot Light | Indian | * | * | 1 |  | 1 | 6500 | 6500
# |  | Needle Cutter | Microsil | * | * | 1 |  | 1 | 1200 | 1200
# |  | Needle Cutter | Microsil | * | * | 1 |  | 1 | 1200 | 1200
# |  | Needle Cutter | Microsil | * | * | 1 |  | 1 | 1200 | 1200
# |  | B. P. Apparatus | Pagoda | CM/L-0896172 | 300575 | 1 |  | 1 | 650 | 650
# |  | Sterilizer | Indian | * | * | 1 |  | 1 | 6500 | 6500
# |  | Refrigerator | Samsung | RT26FA-KMASE | * | 1 |  | 1 | 15000 | 15000
# |  | Nebulizer | OMRON | NEC25 | 655833 | 1 |  | 1 | 6500 | 6500
# |  | Oxygen Concentrator | Everflow | * | * | 1 |  | 1 | 45000 | 45000
# |  | Suction Machine | Dr Yess | Deluxe | * | 1 |  | 1 | 6500 | 6500
NOTE
[6 empty] | Total No.of Equipment |  |  |  | 25
# | Not Created / Not Found |  |  |  |  | Total Equipment Cost |  |  |  | 1638000
* | Not Available |  |  |  |  | Total CMC Value |  |  |  | 114660

## PHC NAALDEHRA
Name of Consultant :- | [6 empty] | Date:- |  | 2015-07-29
Name of Dist./Type of Facility/Name of the Facility :- |  |  |  |  | PHC Naaldehra
Equipment ID | Department | Equipment Description | Manufacturer | Model No. | Serial No. | Functional Status |  | Qty. | Approx Cost of Each Equipment | Total Cost of Equipment
[6 empty] | W | NW
# | # | Refrigerator | Samsung | CM/L-RT31GCPP | * | 1 |  | 1 | 15000 | 15000
# | # | B. P. Apparatus | Pagoda | * | * |  | 1 | 1 | 650 | 650
# | # | B. P. Apparatus | Life Line | CM/L-9421877 | * | 1 |  | 1 | 650 | 650
# | # | Glucometer | Easy Touch | ET-301 | 3010A00-2423 | 1 |  | 1 | 1200 | 1200
# | # | Needle Cutter | Microsil | * | * | 1 |  | 1 | 1200 | 1200
# | # | Weighing Machine | Krups | * | * | 1 |  | 1 | 2500 | 2500
# | # | Cooker Type Autoclave | Indian | * | * | 1 |  | 1 | 65000 | 65000
# | # | Suction Machine | Indian | * | * | 1 |  | 1 | 6500 | 6500
# | # | Sterilizer | Indian | * | * | 1 |  | 1 | 6500 | 6500
# | # | Spot Light | Indian | * | * | 1 |  | 1 | 6500 | 6500
# | # | Needle Cutter | Microsil | * | * | 1 |  | 1 | 1200 | 1200
# | # | OT Light | Indian | * | * | 1 |  | 1 | 45000 | 45000
NOTE
[6 empty] | Total No.of Equipment |  |  |  | 12
# | Not Created / Not Found |  |  |  |  | Total Equipment Cost |  |  |  | 151900
* | Not Available |  |  |  |  | Total CMC Value |  |  |  | 10633

## PHC GHAINI
Name of Consultant :- | [6 empty] | Date:- |  | 2015-07-29
Name of Dist./Type of Facility/Name of the Facility :- |  |  |  |  | PHC Ghaini
Equipment ID | Department | Equipment Description | Manufacturer | Model No. | Serial No. | Functional Status |  | Qty. | Approx Cost of Each Equipment | Total Cost of Equipment
[6 empty] | W | NW
# | # | B. P. Apparatus | Pagoda | CM/L-0896172 | * | 1 |  | 1 | 650 | 650
# | # | Weighing Machine | Krups | * | * | 1 |  | 1 | 2500 | 2500
# | # | Refrigerator | Godrej | GDA19A2 | * | 1 |  | 1 | 15000 | 15000
# | # | Needle Cutter | Microsil | * | * | 1 |  | 1 | 1200 | 1200
# | # | Needle Cutter | Microsil | * | * | 1 |  | 1 | 1200 | 1200
# | # | Needle Cutter | Microsil | * | * | 1 |  | 1 | 1200 | 1200
# | # | Needle Cutter | Microsil | * | * | 1 |  | 1 | 1200 | 1200
# | # | Glucometer | Ascensia | CE0088 | AE50000-77488 | 1 |  | 1 | 1200 | 1200
# | # | B. P. Apparatus | Pagoda | CM/L-0896172 | * |  | 1 | 1 | 650 | 650
# | # | B. P. Apparatus | Pagoda | CM/L-0896172 | * |  | 1 | 1 | 650 | 650
# | # | B. P. Apparatus | Pagoda | CM/L-0896172 | * |  | 1 | 1 | 650 | 650
NOTE
[6 empty] | Total No.of Equipment |  |  |  | 11
# | Not Created / Not Found |  |  |  |  | Total Equipment Cost |  |  |  | 26100
* | Not Available |  |  |  |  | Total CMC Value |  |  |  | 1827

## PHC CHHOTA SHIMLA
Name of Consultant :- | [6 empty] | Date:- |  | 2015-07-27
Name of Dist./Type of Facility/Name of the Facility :- |  |  |  |  | PHC Chhota Shimla
Equipment ID | Department | Equipment Description | Manufacturer | Model No. | Serial No. | Functional Status |  | Qty. | Approx Cost of Each Equipment | Total Cost of Equipment
[6 empty] | W | NW
# | # | B. P. Apparatus | Prolix | CM/L-8522676 | 1209065 | 1 |  | 1 | 650 | 650
# | # | Nebulizer | Nulife | Handyneb | NGM202 858 | 1 |  | 1 | 6500 | 6500
# | # | Sterilizer | Indian | * | * | 1 |  | 1 | 6500 | 6500
# | # | Needle Cutter | Life Care | * | * |  | 1 | 1 | 1200 | 1200
# | # | Cooker Type Autoclave | Indian | * | * | 1 |  | 1 | 65000 | 65000
# | # | Needle Cutter | Life Care | * | * |  | 1 | 1 | 1200 | 1200
# | # | Needle Cutter | Life Care | * | * |  | 1 | 1 | 1200 | 1200
# | # | Needle Cutter | Life Care | * | * |  | 1 | 1 | 1200 | 1200
# | # | Needle Cutter | Life Care | * | * | 1 |  | 1 | 1200 | 1200
NOTE
[6 empty] | Total No.of Equipment |  |  |  | 9
# | Not Created / Not Found |  |  |  |  | Total Equipment Cost |  |  |  | 84650
* | Not Available |  |  |  |  | Total CMC Value |  |  |  | 5925.5

## PHC SECRETARIAT
Name of Consultant :- | [6 empty] | Date:- |  | 2015-07-27
Name of Dist./Type of Facility/Name of the Facility :- |  |  |  |  | PHC Secretariat
Equipment ID | Department | Equipment Description | Manufacturer | Model No. | Serial No. | Functional Status |  | Qty. | Approx Cost of Each Equipment | Total Cost of Equipment
[6 empty] | W | NW
# | # | B. P. Apparatus | Ashtha | ASH-BP801 | * | 1 |  | 1 | 650 | 650
# | # | B. P. Apparatus | Gold supreme | CM/L-8262373 | 8122398 | 1 |  | 1 | 650 | 650
# | # | Sterilizer | Indian | * | * | 1 |  | 1 | 6500 | 6500
# | # | Needle Cutter | Microsil | Dustray | * | 1 |  | 1 | 1200 | 1200
# | # | Needle Cutter | Microsil | * | * | 1 |  | 1 | 1200 | 1200
# | # | Sterilizer | Indian | * | * | 1 |  | 1 | 6500 | 6500
# | # | ECG Machine | Allengers | Pisces A106 | 14070620 90294 | 1 |  | 1 | 52000 | 52000
# | # | B. P. Apparatus | Pagoda | CM/L-0896172 | * | 1 |  | 1 | 650 | 650
# | # | Resuscitation Kit | Indian | * | * |  | 1 | 1 | 1100 | 1100
# | # | Resuscitation Kit | Indian | * | * |  | 1 | 1 | 1100 | 1100
# | # | ECG Machine (Computerized) | K. A. P. Ltd | * | * |  | 1 | 1 | 52000 | 52000
# | # | Weighing Machine | Nova | * | * | 1 |  | 1 | 2500 | 2500
# | # | Weighing Machine | Krups | * | * | 1 |  | 1 | 2500 | 2500
# | # | Air Compressor | Besto | AETHER 32 | 813131000 244 | 1 |  | 1 | 6500 | 6500
# | # | Dental Chair | Bestodent | * | * | 1 |  | 1 | 150000 | 150000
# | # | RVG (Radio Visual Graphy) | Ruynes | * | * |  | 1 | 1 | 450000 | 450000
# | # | Sterilizer | Indian | * | * | 1 |  | 1 | 6500 | 6500
# | # | Light Cure Unit | Indian | * | * |  | 1 | 1 | 10000 | 10000
NOTE
[6 empty] | Total No.of Equipment |  |  |  | 18
# | Not Created / Not Found |  |  |  |  | Total Equipment Cost |  |  |  | 751550
* | Not Available |  |  |  |  | Total CMC Value |  |  |  | 52608.5

## PHC HIGH COURT
Name of Consultant :- | [6 empty] | Date:- |  | 2015-07-27
Name of Dist./Type of Facility/Name of the Facility :- |  |  |  |  | PHC High Court
Equipment ID | Department | Equipment Description | Manufacturer | Model No. | Serial No. | Functional Status |  | Qty. | Approx Cost of Each Equipment | Total Cost of Equipment
[6 empty] | W | NW
# | # | B. P. Apparatus | Pagoda | CM/L-0896172 | * | 1 |  | 1 | 650 | 650
# | # | B. P. Apparatus | Dr. Morepen | SPG05 | * | 1 |  | 1 | 650 | 650
# | # | Needle Cutter | Life Saver | * | * | 1 |  | 1 | 1200 | 1200
# | # | Weighing Machine | Crown | * | * | 1 |  | 1 | 2500 | 2500
# | # | Sterilizer | Indian | * | * | 1 |  | 1 | 6500 | 6500
# | # | Adult Weighing Machine | Venus | * | * | 1 |  | 1 | 2500 | 2500
NOTE
[6 empty] | Total No.of Equipment |  |  |  | 6
# | Not Created / Not Found |  |  |  |  | Total Equipment Cost |  |  |  | 14000
* | Not Available |  |  |  |  | Total CMC Value |  |  |  | 980

## PHC VIDHAN SABHA
Name of Consultant :- | [6 empty] | Date:- |  | 2015-07-27
Name of Dist./Type of Facility/Name of the Facility :- |  |  |  |  | PHC Vidhan Sabha
Equipment ID | Department | Equipment Description | Manufacturer | Model No. | Serial No. | Functional Status |  | Qty. | Approx Cost of Each Equipment | Total Cost of Equipment
[6 empty] | W | NW
# | # | B. P. Apparatus | Diamond | CM/L-0816043 | * | 1 |  | 1 | 650 | 650
# | # | Weighing Machine | Dragon | * | * | 1 |  | 1 | 2500 | 2500
# | # | Needle Cutter | Microsil | * | * | 1 |  | 1 | 1200 | 1200
# | # | B. P. Apparatus | Elite | CM/L-0896172 | * | 1 |  | 1 | 650 | 650
# | # | Weighing Machine | Krups | * | * | 1 |  | 1 | 2500 | 2500
# | # | Suction Machine | Taurus | * | * | 1 |  | 1 | 6500 | 6500
# | # | ECG Machine | Allengers | Pisces A106 | * | 1 |  | 1 | 52000 | 52000
# | # | Sterilizer | Indian | * | * | 1 |  | 1 | 6500 | 6500
# | # | Cooker Type Autoclave | Indian | * | * | 1 |  | 1 | 65000 | 65000
# | # | B. P. Apparatus | Gold Supreme | 8262373 | 981223 92 | 1 |  | 1 | 650 | 650
# | # | Dental Chair | Gnatus | * | * | 1 |  | 1 | 150000 | 150000
# | # | Air Compressor | Besto | * | * | 1 |  | 1 | 6500 | 6500
# | # | Ultrasonic Scalar | Unicorn Denmart | * | * | 1 |  | 1 | 6500 | 6500
# | # | Sterilizer | Indian | * | * | 1 |  | 1 | 6500 | 6500
NOTE
[6 empty] | Total No.of Equipment |  |  |  | 14
# | Not Created / Not Found |  |  |  |  | Total Equipment Cost |  |  |  | 307650
* | Not Available |  |  |  |  | Total CMC Value |  |  |  | 21535.5

## MGMSC KHANERI
Name of Consultant :- | [6 empty] | Date:- |  | 2015-07-27
Name of Dist./Type of Facility/Name of the Facility :- |  |  |  | MGMSC Khaneri
Equipment ID | Department | Equipment Description | Manufacturer | Model No. | Serial No. | Functional Status |  | Qty. | Approx Cost of Each Equipment | Total Cost of Equipment
[6 empty] | W | NW
# | SNCU | Radiant Warmer | Meditech | INNOVA | BM/RWO/174/06/1314 | 1 |  | 1 | 38000 | 38000
# |  | Radiant Warmer | Meditech | INNOVA | BM/RWO/174/06/1314 | 1 |  | 1 | 38000 | 38000
# |  | Radiant Warmer | Meditech | INNOVA | BM/RWO/174/06/1314 | 1 |  | 1 | 38000 | 38000
# |  | Radiant Warmer | Meditech | INNOVA | BM/RWO/174/06/1314 | 1 |  | 1 | 38000 | 38000
# |  | Radiant Warmer | Meditech | INNOVA | BM/RWO/174/06/1314 | 1 |  | 1 | 38000 | 38000
# |  | Radiant Warmer | Meditech | INNOVA | BM/RWO/174/06/1314 | 1 |  | 1 | 38000 | 38000
# |  | Phototherapy | Meditech | CFL PHOTOTHERAPY | BM/RWO/174/06/1314 | 1 |  | 1 | 15500 | 15500
# |  | Phototherapy | Meditech | CFL PHOTOTHERAPY | BM/RWO/174/06/1314 | 1 |  | 1 | 15500 | 15500
# |  | Phototherapy | Meditech | CFL PHOTOTHERAPY | BM/RWO/174/06/1314 | 1 |  | 1 | 15500 | 15500
# |  | Phototherapy | Phoenix | Brilliance | 1516 | 1 |  | 1 | 15500 | 15500
# |  | Phototherapy | Phoenix | OCW100 | 5190 | 1 |  | 1 | 15500 | 15500
# |  | Phototherapy | Phoenix | OCW100 | 5191 | 1 |  | 1 | 15500 | 15500
# |  | Baby Weighing Machine | Swisser | * | * | 1 |  | 1 | 2500 | 2500
# |  | Baby Weighing Machine | Swisser | * | * | 1 |  | 1 | 2500 | 2500
# |  | Phototherapy | Meditech | CFL PHOTOTHERAPY | BM/RWO/174/06/1314 | 1 |  | 1 | 15500 | 15500
# |  | Nebulizer | Indian | * | * | 1 |  | 1 | 6500 | 6500
# |  | Radiant Warmer | Meditech | INNOVA | BM/RWO/174/06/1314 | 1 |  | 1 | 38000 | 38000
# |  | Patient Monitor | Meditech | M747 | E71311220 16L | 1 |  | 1 | 80000 | 80000
# |  | Oxygen Concentrator | Taurus | * | TCH/NEUMO/2000187A | 1 |  | 1 | 45000 | 45000
# | LABOUR ROOM | Folding Labour Table | Indian | * | * | 1 |  | 1 | 14000 | 14000
# |  | Suction Machine | Accu-Hy-Suc | * | * | 1 |  | 1 | 6500 | 6500
# |  | Adult Weighing Machine | Goldtech | * | * | 1 |  | 1 | 2500 | 2500
# |  | Spot Light | Surgicoin | * | * |  | 1 | 1 | 6500 | 6500
# |  | Hydraulic Labour Table | Indian | * | * | 1 |  | 1 | 150000 | 150000
# |  | Mannual Labour Table | Indian | * | * | 1 |  | 1 | 14000 | 14000
# |  | Adult Weighing Machine | Prestige | * | * | 1 |  | 1 | 2500 | 2500
# |  | Baby Weighing Machine | Kohinoor | * | * | 1 |  | 1 | 2500 | 2500
# |  | Baby Weighing Machine | Swisser | * | * | 1 |  | 1 | 2500 | 2500
# |  | Oxygen Concentrator | Taurus | * | TCH/NEUMO/2000187A | 1 |  | 1 | 45000 | 45000
# |  | Radiant Warmer | Meditech | INNOVA | BM/RWO/174/06/1314 | 1 |  | 1 | 38000 | 38000
# |  | Suction Machine | Medistar | Hi Vac | * | 1 |  | 1 | 6500 | 6500
# | ROOM 3 | Folding Labour Table | Indian | * | * | 1 |  | 1 | 14000 | 14000
# |  | Hydraulic Labour Table | Indian | * | * | 1 |  | 1 | 150000 | 150000
# |  | Suction Machine | A-Goley | Accu-Hy-Suc | * | 1 |  | 1 | 6500 | 6500
# |  | Spot Light | Indian | * | * | 1 |  | 1 | 6500 | 6500
# |  | Sterilizer | Indian | * | * | 1 |  | 1 | 6500 | 6500
# |  | Sterilizer | Indian | * | * |  | 1 | 1 | 6500 | 6500
# |  | B. P. Apparatus | Life Line | * | * | 1 |  | 1 | 650 | 650
# |  | Baby Weighing Machine | SEIKA | * | * | 1 |  | 1 | 2500 | 2500
# |  | Needle Cutter | Mediguard | * | * | 1 |  | 1 | 1200 | 1200
# |  | B. P. Apparatus | Indian | * | * | 1 |  | 1 | 650 | 650
# |  | Refrigerator | Videocon | VKE204 | * | 1 |  | 1 | 15000 | 15000
# |  | Needle Cutter | Mediguard | * | * | 1 |  | 1 | 1200 | 1200
# | MINOR OT | Spot Light | Indian | * | * | 1 |  | 1 | 6500 | 6500
# |  | Sterilizer | Indian | * | * | 1 |  | 1 | 6500 | 6500
# |  | Needle Cutter | Indian | * | * | 1 |  | 1 | 1200 | 1200
# |  | Suction Machine | A-Goley | * | * | 1 |  | 1 | 6500 | 6500
# |  | B. P. Apparatus | Indian | * | * | 1 |  | 1 | 650 | 650
# | STORE | Oxygen Concentrator | BPL | * | AXTE1 M7245 |  | 1 | 1 | 45000 | 45000
# |  | Oxygen Concentrator | Medoxy | * | * |  | 1 | 1 | 45000 | 45000
# | STORE | B. P. Apparatus | Diamond | * | * |  | 1 | 1 | 650 | 650
# |  | B. P. Apparatus | HG-Check | * | * |  | 1 | 1 | 650 | 650
# |  | Nebulizer | Medel | * | * |  | 1 | 1 | 6500 | 6500
# |  | Sterilizer | Indian | * | * |  | 1 | 1 | 6500 | 6500
# |  | Sterilizer | Indian | * | * |  | 1 | 1 | 6500 | 6500
# |  | Needle Cutter | Indian | * | * |  | 1 | 1 | 1200 | 1200
# |  | Needle Cutter | Indian | * | * |  | 1 | 1 | 1200 | 1200
# |  | Needle Cutter | Indian | * | * |  | 1 | 1 | 1200 | 1200
# |  | Needle Cutter | Indian | * | * |  | 1 | 1 | 1200 | 1200
# |  | Needle Cutter | Indian | * | * |  | 1 | 1 | 1200 | 1200
# |  | Needle Cutter | Indian | * | * |  | 1 | 1 | 1200 | 1200
# |  | Needle Cutter | Indian | * | * |  | 1 | 1 | 1200 | 1200
# |  | Needle Cutter | Indian | * | * |  | 1 | 1 | 1200 | 1200
# | CCU | B. P. Apparatus | Indian | * | * |  | 1 | 1 | 650 | 650
# |  | Oxygen Concentrator | Taurus | * | TCH/NEUMO/2000143A | 1 |  | 1 | 45000 | 45000
# |  | Oxygen Concentrator | Taurus | * | TCH/NEUMO/2000143A | 1 |  | 1 | 45000 | 45000
# |  | Cardiac Monitor | Nidek | * | 9K011 30802787 | 1 |  | 1 | 80000 | 80000
# |  | Cardiac Monitor | Nidek | * | * | 1 |  | 1 | 80000 | 80000
# |  | B. P. Apparatus | Indian | * | * |  | 1 | 1 | 650 | 650
# |  | B. P. Apparatus | Indian | * | * |  | 1 | 1 | 650 | 650
# |  | B. P. Apparatus | Indian | * | * |  | 1 | 1 | 650 | 650
# |  | Cardiac Monitor | Nidek | * | 9K011 3080276 | 1 |  | 1 | 80000 | 80000
# |  | Cardiac Monitor | Nidek | * | * | 1 |  | 1 | 80000 | 80000
# |  | Defibrillator | Schiller | Defiguard 400 | J14A0-35 | 1 |  | 1 | 170000 | 170000
# |  | Defibrillator | Indian | * | * |  |  | 1 | 170000 | 170000
# |  | ECG Machine | Vesta 301i | TELE ECG | T301A1 502036 | 1 |  | 1 | 52000 | 52000
# |  | Glucometer | * | * | 1941K6310 453 | 1 |  | 1 | 1200 | 1200
# |  | B. P. Apparatus | Life Line | * | * | 1 |  | 1 | 650 | 650
# |  | Laryngoscope | Indian | * | * | 1 |  | 1 | 1100 | 1100
# |  | Ambu Bag | Indian | * | * | 1 |  | 1 | 1100 | 1100
# |  | Ambu Bag | Indian | * | * | 1 |  | 1 | 1100 | 1100
# |  | Nebulizer | OMRON | * | * | 1 |  | 1 | 6500 | 6500
# | X-RAY ROOM | X-Ray Machine | BEL | * | E70319 | 1 |  | 1 | 450000 | 450000
# |  | Dental X-Ray Machine | Meditronics | 91041 | * | 1 |  | 1 | 450000 | 450000
# |  | Dental X-Ray Machine | Indian | * | * |  | 1 | 1 | 450000 | 450000
# |  | Ultrasound Machine | Printel | * | * | 1 |  | 1 | 450000 | 450000
# | ULTRA SOUND | Ultrasound Machine | Siemens | Acuson-300 | 1351826 | 1 |  | 1 | 450000 | 450000
# |  | X-Ray Viewer | * | * | * | 1 |  | 1 | 10000 | 10000
# | SITTING ROOM | X-Ray Viewer | * | * | * | 1 |  | 1 | 10000 | 10000
# | BLOOD BANK | Centrifuge | EBA-8 | * | * | 1 |  | 1 | 6500 | 6500
# | LAB | Needle Cutter | Life Care | * | * | 1 |  | 1 | 1200 | 1200
# |  | Binocular Microscope | LABO | * | 95684 | 1 |  | 1 | 30000 | 30000
# |  | Centrifuge | Indian | * | * | 1 |  | 1 | 6500 | 6500
# |  | Serological Water Bath | Indian | * | * |  | 1 | 1 | 45000 | 45000
# |  | BBR | Thermo Tech | * | * | 1 |  | 1 | 250000 | 250000
# |  | Autoclave | Indian | * | * |  | 1 | 1 | 65000 | 65000
# |  | Incubator | Indian | * | * | 1 |  | 1 | 375000 | 375000
# |  | ILR | * | MRB 2000 | * |  | 1 | 1 | 250000 | 250000
# | EXAMINATION ROOM | BBR | Jindal | * | * |  | 1 | 1 | 250000 | 250000
# |  | B. P. Apparatus | Life Line | * | * | 1 |  | 1 | 650 | 650
# |  | Standing B. P. Apparatus | Diamond | * | * |  | 1 | 1 | 1100 | 1100
# |  | Standing B. P. Apparatus | Diamond | * | * |  | 1 | 1 | 1100 | 1100
# |  | B. P. Apparatus | Indian | * | * |  | 1 | 1 | 650 | 650
# |  | B. P. Apparatus | Indian | * | * |  | 1 | 1 | 650 | 650
# |  | Needle Cutter | * | * | * | 1 |  | 1 | 1200 | 1200
# | EXAMINATION ROOM | B. P. Apparatus | Life Line | * | * | 1 |  | 1 | 650 | 650
# |  | B. P. Apparatus | Life Line | * | * | 1 |  | 1 | 650 | 650
# |  | Weighing Machine | Braun | * | * |  | 1 | 1 | 2500 | 2500
# |  | Weighing Machine | Braun | * | * |  | 1 | 1 | 2500 | 2500
# |  | Adult Weighing Machine | Indian | * | * |  | 1 | 1 | 2500 | 2500
# |  | Adult Weighing Machine | Indian | * | * |  | 1 | 1 | 2500 | 2500
# |  | Refrigerator | Godrej | Deluxe | * | 1 |  | 1 | 15000 | 15000
# | MALE WARD | B. P. Apparatus | Life Line | * | * | 1 |  | 1 | 650 | 650
# |  | Needle Cutter | Mediguard | * | * | 1 |  | 1 | 1200 | 1200
# |  | Nebulizer | Aero | * | 1010919 | 1 |  | 1 | 6500 | 6500
# |  | Oxygen Concentrator | Taurus | * | TCH/NEUMO/2000188A | 1 |  | 1 | 45000 | 45000
# |  | Oxygen Concentrator | Taurus | * | TCH/NEUMO/2000188A | 1 |  | 1 | 45000 | 45000
# |  | Oxygen Concentrator | Taurus | * | TCH/NEUMO/2000188A | 1 |  | 1 | 45000 | 45000
# |  | Oxygen Concentrator | Taurus | * | TCH/NEUMO/2000190A |  | 1 | 1 | 45000 | 45000
# |  | Oxygen Concentrator | BPL | * | AXTE1 M7213 |  | 1 | 1 | 45000 | 45000
# |  | Oxygen Concentrator | Medoxy | * | * |  | 1 | 1 | 45000 | 45000
# |  | Suction Machine | Vikrant | * | * |  | 1 | 1 | 6500 | 6500
# |  | B. P. Apparatus | Life Line | * | * | 1 |  | 1 | 650 | 650
# |  | B. P. Apparatus | Indian | * | * | 1 |  | 1 | 650 | 650
# |  | B. P. Apparatus | Indian | * | * | 1 |  | 1 | 650 | 650
# |  | Needle Cutter | Indian | * | * | 1 |  | 1 | 1200 | 1200
# |  | Suction Machine | Ft Goley | * | * | 1 |  | 1 | 6500 | 6500
# |  | Sterilizer | Indian | * | * |  | 1 | 1 | 6500 | 6500
# |  | Pulse Oximeter | Indian | * | * | 1 |  | 1 | 55000 | 55000
# | OT | Refrigerator | Godrej | * | * | 1 |  | 1 | 15000 | 15000
# |  | OT Light | Confident | * | * | 1 |  | 1 | 45000 | 45000
# |  | Suction Machine | Ft Goley | * | * | 1 |  | 1 | 6500 | 6500
# |  | Needle Cutter | Mediguard | * | * | 1 |  | 1 | 1200 | 1200
# |  | Hydraulic Labour Table | Indian | * | * | 1 |  | 1 | 150000 | 150000
# |  | Oxygen Concentrator | Taurus | * | TCH/NEUMO/2000087A | 1 |  | 1 | 45000 | 45000
# |  | Cardiac Monitor | L & T | * | A081P61373 | 1 |  | 1 | 80000 | 80000
# |  | Cardiac Monitor | Mindray | Bean Heart D6 | * | 1 |  | 1 | 80000 | 80000
# |  | Horizontal Autoclave | Medicare | * | * | 1 |  | 1 | 55000 | 55000
# |  | Sterilizer | Indian | * | * | 1 |  | 1 | 6500 | 6500
# |  | Suction Machine | Ft Goley | * | * | 1 |  | 1 | 6500 | 6500
# |  | Sterilizer | * | * | * | 1 |  | 1 | 6500 | 6500
# |  | OT Light | Philips | * | * |  | 1 | 1 | 45000 | 45000
# |  | Operating Microscope | Indian | * | * | 1 |  | 1 | 150000 | 150000
# |  | Vertical Autoclave | * | * | * |  | 1 | 1 | 65000 | 65000
# |  | Needle Cutter | Mediguard | * | * | 1 |  | 1 | 1200 | 1200
# |  | C-Arm | Meditronics | * | * |  | 1 | 1 | 800000 | 800000
# |  | Hydraulic Labour Table | Indian | * | * |  | 1 | 1 | 150000 | 150000
# |  | Ceiling Light | Indian | * | * |  | 1 | 1 | 150000 | 150000
# |  | Aneasthesia Machine | Penlon | * | * | 1 |  | 1 | 450000 | 450000
# |  | Oxygen Concentrator | Medoxy | * | HG-5 WN | 1 |  | 1 | 45000 | 45000
# |  | ENT Microscope | Indian | * | * | 1 |  | 1 | 150000 | 150000
# |  | Eye Microscope | Indian | * | * | 1 |  | 1 | 150000 | 150000
# |  | Fumigator | SKAN F04 | * | * | 1 |  | 1 | 4500 | 4500
# |  | OT Light | Indian | * | * |  | 1 | 1 | 45000 | 45000
# |  | Radiant Warmer | Meditech | * | BM/RWO/73/06/1314 | 1 |  | 1 | 38000 | 38000
# |  | Baby Weighing Machine | Suwarna | * | * | 1 |  | 1 | 2500 | 2500
# |  | Ambu Bag | Indian | * | * | 1 |  | 1 | 1100 | 1100
# |  | Aneasthesia Machine | IOL | * | * |  | 1 | 1 | 450000 | 450000
# |  | Cardiac Monitor | Nidek | * | * | 1 |  | 1 | 80000 | 80000
# |  | Adult Weighing Machine | Medi Gold | * | * | 1 |  | 1 | 2500 | 2500
# | CT SCAN | CT Scan | Brivo | * | * | 1 |  | 1 | 450000 | 450000
# |  | Ambu Bag | Indian | * | * | 1 |  | 1 | 1100 | 1100
# | ORTHO OPD | X-Ray Viewer | Indian | * | * | 1 |  | 1 | 10000 | 10000
# |  | B. P. Apparatus | Pagoda | * | * | 1 |  | 1 | 650 | 650
# |  | X-Ray Viewer | Indian | * | * | 1 |  | 1 | 10000 | 10000
# | ENT OPD | Ottoscope | Indian | * | * | 1 |  | 1 | 45000 | 45000
# |  | Vision Box | Indian | * | * | 1 |  | 1 | 10000 | 10000
# |  | Slit Lamp | * | * | 1400236 0285 | 1 |  | 1 | 13000 | 13000
# |  | Opthalmoscope | Heine | * | * | 1 |  | 1 | 15500 | 15500
# |  | Opthalmoscope | Heine | * | * | 1 |  | 1 | 15500 | 15500
# | ORTHO OPD | Cooker type Autoclave | Indian | * | * | 1 |  | 1 | 65000 | 65000
# |  | Needle Cutter | Mediguard | * | * | 1 |  | 1 | 1200 | 1200
# |  | Sterilizer | Indian | * | * | 1 |  | 1 | 6500 | 6500
# | ECG ROOM | ECG Machine | BPL | Cardiart 6108 T | * | 1 |  | 1 | 52000 | 52000
# | OPD | X-Ray Viewer | Romeo | * | * | 1 |  | 1 | 10000 | 10000
# |  | B. P. Apparatus | Life Line | * | * | 1 |  | 1 | 650 | 650
# | PATHOLOGY LAB | Microscope | Punjab Scientific | * | * | 1 |  | 1 | 30000 | 30000
# |  | Microscope | Indian | * | * |  | 1 | 1 | 30000 | 30000
# |  | Microscope | Indian | * | * |  | 1 | 1 | 30000 | 30000
# |  | Microscope | Indian | * | * |  | 1 | 1 | 30000 | 30000
# |  | Microscope | Indian | * | * |  | 1 | 1 | 30000 | 30000
# |  | Microscope | Indian | * | * |  | 1 | 1 | 30000 | 30000
# |  | Balancing Apparatus | Indian | * | * |  | 1 | 1 | 4500 | 4500
# |  | Needle Cutter | * | * | * |  | 1 | 1 | 1200 | 1200
# |  | Needle Cutter | * | * | * | 1 |  | 1 | 1200 | 1200
# | LAB | B. P. Apparatus | Life Line | * | * | 1 |  | 1 | 650 | 650
# |  | B. P. Apparatus | Life Line | * | * | 1 |  | 1 | 650 | 650
# |  | ILR | Electro Lux | MRB 2000 | * |  | 1 | 1 | 250000 | 250000
# |  | Centrifuge | Remi Motors | R8C | * | 1 |  | 1 | 6500 | 6500
# |  | Centrifuge | Remi Motors | R8C | * |  | 1 | 1 | 6500 | 6500
# |  | Balancing Apparatus | Indian | * | * | 1 |  | 1 | 4500 | 4500
# |  | Needle Cutter | Microsil | * | * | 1 |  | 1 | 1200 | 1200
# |  | Refrigerator | Godrej | * | * |  | 1 | 1 | 15000 | 15000
# |  | Refrigerator | Godrej | * | * |  | 1 | 1 | 15000 | 15000
# |  | Oven | Indian | * | * |  | 1 | 1 | 4500 | 4500
# |  | Water Bath | Indian | * | * | 1 |  | 1 | 4500 | 4500
# |  | Semi Auto Analyzer | ERBA | Chem 7 | N12030 | 1 |  | 1 | 200000 | 200000
# |  | Centrifuge | Indian | * | * |  | 1 | 1 | 6500 | 6500
# |  | Cell Counter | Emerald | Cell-DYN | * | 1 |  | 1 | 350000 | 350000
# |  | Bio Chemistry Analyser | ERBA | EM200 | * | 1 |  | 1 | 200000 | 200000
# |  | Monocular Microscope | Indian | * | * |  | 1 | 1 | 18500 | 18500
# |  | Binocular Microscope | Indian | * | * |  | 1 | 1 | 30000 | 30000
# |  | Calorimeter | Indian | * | * |  | 1 | 1 | 1400 | 1400
# |  | Calorimeter | Indian | * | * |  | 1 | 1 | 1400 | 1400
# |  | Needle Cutter | Indian | * | * |  | 1 | 1 | 1200 | 1200
# |  | Hematocrat | Indian | * | * |  | 1 | 1 | 4500 | 4500
# |  | Balancing Apparatus | Sun Shine | * | * | 1 |  | 1 | 4500 | 4500
# | DENTAL OPD | Dental Chair | Gnatus | * | * | 1 |  | 1 | 150000 | 150000
# |  | Scalars | Denta Merica | Scalar-800 | B06623 | 1 |  | 1 | 4500 | 4500
# |  | Cooker type Autoclave | Indian | * | * | 1 |  | 1 | 65000 | 65000
# |  | Light Cure Unit | Denta Merica | 680A | * | 1 |  | 1 | 10000 | 10000
# |  | Dental Chair | Bestodent | * | * | 1 |  | 1 | 150000 | 150000
# |  | Scalars | Intello | * | * | 1 |  | 1 | 4500 | 4500
# |  | Sterilizer | Supreme | * | * | 1 |  | 1 | 6500 | 6500
# |  | Dental Chair | Bestodent | * | * | 1 |  | 1 | 150000 | 150000
# | DENTAL OPD | Scalars | Unicorn Denmart | * | AA19681 | 1 |  | 1 | 4500 | 4500
# |  | Sterilizer | Indian | * | * | 1 |  | 1 | 6500 | 6500
# |  | Scalars | Indian | Scalar-800 | * |  | 1 | 1 | 4500 | 4500
# |  | X-Ray Viewer | Indian | * | * | 1 |  | 1 | 10000 | 10000
# |  | Dental Chair | Indian | * | * |  | 1 | 1 | 150000 | 150000
# |  | Dental Chair | Indian | * | * |  | 1 | 1 | 150000 | 150000
# | OPD | B. P. Apparatus | Pagoda | * | * | 1 |  | 1 | 650 | 650
# |  | X-Ray Viewer | Indian | * | * | 1 |  | 1 | 10000 | 10000
# |  | B. P. Apparatus | N & B | * | * |  | 1 | 1 | 650 | 650
# |  | ILR | Vest Frost | MK142 | 14900 304 |  | 1 | 1 | 250000 | 250000
# |  | Needle Cutter | Mediguard | * | * | 1 |  | 1 | 1200 | 1200
# |  | X-Ray Viewer | * | * | * | 1 |  | 1 | 10000 | 10000
# | STORE | ILR | * | * | * | 1 |  | 1 | 250000 | 250000
# |  | Deep Freezer | * | * | * | 1 |  | 1 | 250000 | 250000
# |  | Weighing Machine | * | * | * |  | 1 | 1 | 2500 | 2500
# |  | B. P. Apparatus | * | * | * | 1 |  | 1 | 650 | 650
# |  | Adult Weighing Machine | * | * | * | 1 |  | 1 | 2500 | 2500
# |  | X-Ray Viewer | * | * | * | 1 |  | 1 | 10000 | 10000
# |  | B. P. Apparatus (Hg) | Pagoda | * | * |  | 1 | 1 | 1100 | 1100
# |  | B. P. Apparatus (Hg) | Pagoda | * | * |  | 1 | 1 | 1100 | 1100
# |  | B. P. Apparatus (Hg) | Pagoda | * | * |  | 1 | 1 | 1100 | 1100
# |  | B. P. Apparatus (Hg) | Pagoda | * | * |  | 1 | 1 | 1100 | 1100
# |  | B. P. Apparatus (Hg) | Pagoda | * | * |  | 1 | 1 | 1100 | 1100
# |  | B. P. Apparatus (Hg) | Pagoda | * | * |  | 1 | 1 | 1100 | 1100
# |  | B. P. Apparatus (Hg) | Pagoda | * | * |  | 1 | 1 | 1100 | 1100
# |  | B. P. Apparatus (Hg) | Pagoda | * | * |  | 1 | 1 | 1100 | 1100
# |  | B. P. Apparatus (Hg) | Pagoda | * | * |  | 1 | 1 | 1100 | 1100
# |  | B. P. Apparatus (Hg) | Pagoda | * | * |  | 1 | 1 | 1100 | 1100
# |  | B. P. Apparatus (Hg) | Pagoda | * | * |  | 1 | 1 | 1100 | 1100
# |  | B. P. Apparatus (Hg) | Pagoda | * | * |  | 1 | 1 | 1100 | 1100
# |  | B. P. Apparatus (Hg) | Pagoda | * | * |  | 1 | 1 | 1100 | 1100
# |  | B. P. Apparatus (Hg) | Pagoda | * | * |  | 1 | 1 | 1100 | 1100
# |  | B. P. Apparatus (Hg) | Pagoda | * | * |  | 1 | 1 | 1100 | 1100
# |  | B. P. Apparatus (Hg) | Pagoda | * | * |  | 1 | 1 | 1100 | 1100
# |  | B. P. Apparatus (Hg) | Pagoda | * | * |  | 1 | 1 | 1100 | 1100
# |  | B. P. Apparatus (Hg) | Pagoda | * | * |  | 1 | 1 | 1100 | 1100
# |  | B. P. Apparatus (Hg) | Pagoda | * | * |  | 1 | 1 | 1100 | 1100
# |  | B. P. Apparatus (Hg) | Pagoda | * | * |  | 1 | 1 | 1100 | 1100
# |  | B. P. Apparatus (Hg) | MCP | * | * |  | 1 | 1 | 1100 | 1100
# |  | B. P. Apparatus (Hg) | MCP | * | * |  | 1 | 1 | 1100 | 1100
# |  | B. P. Apparatus (Hg) | MCP | * | * |  | 1 | 1 | 1100 | 1100
# |  | B. P. Apparatus (Hg) | MCP | * | * |  | 1 | 1 | 1100 | 1100
# |  | B. P. Apparatus (Hg) | MCP | * | * |  | 1 | 1 | 1100 | 1100
# |  | B. P. Apparatus (Hg) | MCP | * | * |  | 1 | 1 | 1100 | 1100
# |  | B. P. Apparatus (Hg) | MCP | * | * |  | 1 | 1 | 1100 | 1100
# |  | B. P. Apparatus (Hg) | MCP | * | * |  | 1 | 1 | 1100 | 1100
# |  | B. P. Apparatus (Hg) | MCP | * | * |  | 1 | 1 | 1100 | 1100
# |  | B. P. Apparatus (Hg) | MCP | * | * |  | 1 | 1 | 1100 | 1100
# |  | B. P. Apparatus (Hg) | MCP | * | * |  | 1 | 1 | 1100 | 1100
# |  | B. P. Apparatus (Hg) | MCP | * | * |  | 1 | 1 | 1100 | 1100
# |  | B. P. Apparatus (Hg) | MCP | * | * |  | 1 | 1 | 1100 | 1100
# |  | B. P. Apparatus (Hg) | MCP | * | * |  | 1 | 1 | 1100 | 1100
# |  | B. P. Apparatus (Hg) | MCP | * | * |  | 1 | 1 | 1100 | 1100
# |  | B. P. Apparatus (Hg) | MCP | * | * |  | 1 | 1 | 1100 | 1100
# |  | B. P. Apparatus (Hg) | Profact | * | * |  | 1 | 1 | 1100 | 1100
# | STORE | B. P. Apparatus (Hg) | Profact | * | * |  | 1 | 1 | 1100 | 1100
# |  | B. P. Apparatus (Hg) | Profact | * | * |  | 1 | 1 | 1100 | 1100
# |  | B. P. Apparatus (Hg) | Profact | * | * |  | 1 | 1 | 1100 | 1100
# |  | B. P. Apparatus (Hg) | Profact | * | * |  | 1 | 1 | 1100 | 1100
# |  | B. P. Apparatus (Hg) | Profact | * | * |  | 1 | 1 | 1100 | 1100
# |  | B. P. Apparatus (Hg) | Profact | * | * |  | 1 | 1 | 1100 | 1100
# |  | B. P. Apparatus (Hg) | Profact | * | * |  | 1 | 1 | 1100 | 1100
# |  | B. P. Apparatus (Hg) | Profact | * | * |  | 1 | 1 | 1100 | 1100
# |  | B. P. Apparatus (Hg) | Profact | * | * |  | 1 | 1 | 1100 | 1100
# |  | B. P. Apparatus (Hg) | Profact | * | * |  | 1 | 1 | 1100 | 1100
# |  | B. P. Apparatus (Hg) | Profact | * | * |  | 1 | 1 | 1100 | 1100
# |  | B. P. Apparatus (Hg) | Profact | * | * |  | 1 | 1 | 1100 | 1100
# |  | B. P. Apparatus (Hg) | Profact | * | * |  | 1 | 1 | 1100 | 1100
NOTE
[6 empty] | Total No.of Equipment |  |  |  | 283
# | Not Created / Not Found |  |  |  |  | Total Equipment Cost |  |  |  | 12913700
* | Not Available |  |  |  |  | Total CMC Value |  |  |  | 903959

## IGMC SHIMLA
Name of Consultant :- | [6 empty] | Date:- |  | 2015-07-21
Name of Dist./Type of Facility/Name of the Facility :- |  |  |  | IGMC Shimla
Equipment ID | Department | Equipment Description | Manufacturer | Model No. | Serial No. | Functional Status |  | Qty. | Approx Cost of Each Equipment | Total Cost of Equipment
[6 empty] | W | NW
# | CASUALTY OPD | Needle Cutter | Dust Tray | * | * | 1 |  | 1 | 1200 | 1200
# |  | Needle Cutter | Medigold | * | * | 1 |  | 1 | 1200 | 1200
# |  | Domestic Refrigerator | LG | GL244GP4 | 711NLL G000456 | 1 |  | 1 | 15000 | 15000
# |  | B. P. Apparatus | Pagoda | CM/L-0896172 | * | 1 |  | 1 | 650 | 650
# |  | B. P. Apparatus | Indian | * | * | 1 |  | 1 | 650 | 650
# |  | Examination Table | Indian | * | * | 1 |  | 1 | 4500 | 4500
# |  | Suction Machine | HMT Surgical Co. | * | * | 1 |  | 1 | 6500 | 6500
# |  | Defibrillator | Schiller | DEFGARD 400 | J15B1031 | 1 |  | 1 | 170000 | 170000
# |  | Defibrillator | Apex | * | * | 1 |  | 1 | 170000 | 170000
# |  | Multipara Monitor | L & T | Star Plus | A07P60 692 | 1 |  | 1 | 80000 | 80000
# |  | ECG Machine | BPL | Cardiart 6108T | AVMN2J20 361 | 1 |  | 1 | 52000 | 52000
# |  | Needle Cutter | Microsil | * | * | 1 |  | 1 | 1200 | 1200
# | CASUALTY WARD | Multipara Monitor | Philips | * | * | 1 |  | 1 | 80000 | 80000
# |  | Multipara Monitor | Philips | * | * | 1 |  | 1 | 80000 | 80000
# |  | Suction Machine | Surgix | High Vaccum | * | 1 |  | 1 | 6500 | 6500
# | SISTER ROOM | Needle Cutter | Microsil | * | * | 1 |  | 1 | 1200 | 1200
# |  | B. P. Apparatus | Pagoda | CM/L-0896172 | * | 1 |  | 1 | 650 | 650
# |  | Nebulizer | MCP | MCN-S6 00B | * | 1 |  | 1 | 6500 | 6500
# |  | Adult Weighing Machine | Indian | * | * | 1 |  | 1 | 2500 | 2500
# |  | Nebulizer | MCP | MCN-S6 00B | * |  | 1 | 1 | 6500 | 6500
# |  | Ambu Bag | Indian | * | * | 1 |  | 1 | 1100 | 1100
# |  | Ambu Bag | Indian | * | * | 1 |  | 1 | 1100 | 1100
# |  | Laryngoscope | Indian | * | * | 1 |  | 1 | 1100 | 1100
# |  | Laryngoscope | Indian | * | * | 1 |  | 1 | 1100 | 1100
# |  | Ambu Bag | Indian | * | * | 1 |  | 1 | 1100 | 1100
# |  | Ambu Bag | Indian | * | * | 1 |  | 1 | 1100 | 1100
# |  | Ambu Bag | Indian | * | * | 1 |  | 1 | 1100 | 1100
# |  | Ambu Bag | Indian | * | * | 1 |  | 1 | 1100 | 1100
# |  | Ambu Bag | Indian | * | * | 1 |  | 1 | 1100 | 1100
# | SURGICAL ICU | Ambu Bag | Indian | * | * | 1 |  | 1 | 1100 | 1100
# |  | Nebulizer | MCP | MCN-S6 00B | * | 1 |  | 1 | 6500 | 6500
# |  | Multipara Monitor | GE | Dash 500 | * | 1 |  | 1 | 80000 | 80000
# |  | Needle Cutter | Microsil | * | * | 1 |  | 1 | 1200 | 1200
# |  | Multipara Monitor | GE | Dash 500 | * | 1 |  | 1 | 80000 | 80000
# |  | Multipara Monitor | GE | Dash 500 | * | 1 |  | 1 | 80000 | 80000
# |  | Multipara Monitor | GE | Dash 500 | * | 1 |  | 1 | 80000 | 80000
# |  | Ventilator | Galileo | * | * | 1 |  | 1 | 600000 | 600000
# |  | Ventilator | Galileo | * | * | 1 |  | 1 | 600000 | 600000
# |  | Ventilator | Hamilton | * | * | 1 |  | 1 | 600000 | 600000
# |  | Suction Machine | Surgix | High Vaccum | * | 1 |  | 1 | 6500 | 6500
# |  | B. P. Apparatus | MCP | * | * | 1 |  | 1 | 650 | 650
# |  | B. P. Apparatus | MCP | * | * |  | 1 | 1 | 650 | 650
# |  | Ambu Bag | Indian | * | * | 1 |  | 1 | 1100 | 1100
# |  | Ambu Bag | Indian | * | * | 1 |  | 1 | 1100 | 1100
# |  | Laryngoscope | Indian | * | * | 1 |  | 1 | 1100 | 1100
# |  | Glucometer | Optium | XCGS355 | * | 1 |  | 1 | 1200 | 1200
# |  | Cardiac Table | Indian | * | * | 1 |  | 1 | 80000 | 80000
# |  | Cardiac Table | Indian | * | * | 1 |  | 1 | 80000 | 80000
# |  | Cardiac Table | Indian | * | * | 1 |  | 1 | 80000 | 80000
# |  | Cardiac Table | Indian | * | * | 1 |  | 1 | 80000 | 80000
# | MALE SURGERY DEPTT | Multipara Monitor | Gold Way | * | * | 1 |  | 1 | 80000 | 80000
# |  | B. P. Apparatus | Pagoda | CM/L-0896172 | * | 1 |  | 1 | 650 | 650
# |  | Suction Machine | Goley | * | * |  | 1 | 1 | 6500 | 6500
# |  | Suction Machine | Goley | * | * | 1 |  | 1 | 6500 | 6500
# |  | Needle Cutter | Dust Tray | * | * | 1 |  | 1 | 1200 | 1200
# | FEMALE SURGERY DEPTT | B. P. Apparatus | Indian | * | * | 1 |  | 1 | 650 | 650
# |  | Needle Cutter | Microsil | * | * | 1 |  | 1 | 1200 | 1200
# |  | Multipara Monitor | Gold Way | * | * | 1 |  | 1 | 80000 | 80000
# |  | Multipara Monitor | Gold Way | * | * | 1 |  | 1 | 80000 | 80000
# |  | Nebulizer | MCP | MCN-S6 00B | * | 1 |  | 1 | 6500 | 6500
# |  | Ambu Bag | Indian | * | * | 1 |  | 1 | 1100 | 1100
# |  | Ambu Bag | Indian | * | * | 1 |  | 1 | 1100 | 1100
# |  | Suction Machine | Goley | * | * | 1 |  | 1 | 6500 | 6500
# |  | Adult Weighing Machine | Indian | * | * | 1 |  | 1 | 2500 | 2500
# | FEMALE SURGERY DEPTT 1,2 | B. P. Apparatus | Pagoda | CM/L-0896172 | * | 1 |  | 1 | 650 | 650
# |  | B. P. Apparatus | Pagoda | CM/L-0896172 | * | 1 |  | 1 | 650 | 650
# |  | Adult Weighing Machine | Indian | * | * | 1 |  | 1 | 2500 | 2500
# |  | Suction Machine | Indian | * | * | 1 |  | 1 | 6500 | 6500
# |  | Multipara Monitor | Gold Way | * | * | 1 |  | 1 | 80000 | 80000
# |  | Multipara Monitor | Gold Way | * | * | 1 |  | 1 | 80000 | 80000
# |  | Needle Cutter | Microsil | * | * | 1 |  | 1 | 1200 | 1200
# | DEXA SCAN | Dexa Scan Machine | Hologic | Discovery QDR Series | * | 1 |  | 1 | 450000 | 450000
# | ULTRASOUND | Ultrasound Machine | GE | Logic P6 | 237337WX1 | 1 |  | 1 | 450000 | 450000
# |  | Ultrasound Machine | GE | Logic P6 | 342803WX4 | 1 |  | 1 | 450000 | 450000
# |  | Ultrasound Machine | GE | Logic P6 | * | 1 |  | 1 | 450000 | 450000
# |  | Ultrasound Machine | GE | Logic P6 | * | 1 |  | 1 | 450000 | 450000
# |  | Ultrasound Machine | Toshiba | I-Style | * | 1 |  | 1 | 450000 | 450000
# |  | Ultrasound Machine | Toshiba | I-Style | * | 1 |  | 1 | 450000 | 450000
# | FEMALE SURGERY UNIT 2 | Multipara Monitor | Gold Way | * | * | 1 |  | 1 | 80000 | 80000
# |  | Multipara Monitor | Gold Way | * | * | 1 |  | 1 | 80000 | 80000
# |  | Suction Machine | Indian | * | * | 1 |  | 1 | 6500 | 6500
# |  | B. P. Apparatus | Indian | * | * | 1 |  | 1 | 650 | 650
# |  | Adult Weighing Machine | Indian | * | * | 1 |  | 1 | 2500 | 2500
# | MALE SURGERY UNIT 3 | Multipara Monitor | Gold Way | * | * | 1 |  | 1 | 80000 | 80000
# |  | Needle Cutter | Microsil | * | * | 1 |  | 1 | 1200 | 1200
# |  | B. P. Apparatus | Indian | * | * | 1 |  | 1 | 650 | 650
# |  | Nebulizer | NUNEB | * | * | 1 |  | 1 | 6500 | 6500
# | ECHO LAB | TMT Machine | Full Vision | TMX 425 | FB9280 | 1 |  | 1 | 1250000 | 1250000
# |  | Defibrillator | Meditronic | Life Pak 20e | * | 1 |  | 1 | 170000 | 170000
# |  | Automatic B. P. Apparatus | Sun Tech | Tango+ | M0007850 | 1 |  | 1 | 1100 | 1100
# |  | TMT Machine | Full Vision | TMX 425 | * |  | 1 | 1 | 1250000 | 1250000
# |  | B. P. Apparatus (Hg) | Pagoda | CM/L-0896172 | * | 1 |  | 1 | 1100 | 1100
# |  | Standing B. P. Apparatus | Indian | * | * |  | 1 | 1 | 1100 | 1100
# |  | Adult Weighing Machine | Krups | * | * | 1 |  | 1 | 2500 | 2500
# |  | Echo Machine | Philips | I33X Matrix | BOMPJJ 40993312 | 1 |  | 1 | 450000 | 450000
# |  | Echo Machine | Philips | I33X Matrix | 034K7P | 1 |  | 1 | 450000 | 450000
# | OT 1,2 | Horizontal Autoclave | Medianip | * | * | 1 |  | 1 | 55000 | 55000
# |  | Horizontal Autoclave | Steri | * | * | 1 |  | 1 | 55000 | 55000
# |  | Boiler | Indian | * | * | 1 |  | 1 | 6500 | 6500
# |  | Boiler | Indian | * | * | 1 |  | 1 | 6500 | 6500
# | OT 2 | Boyle's Apparatus | GE | 9100C | ME130 30164 | 1 |  | 1 | 65000 | 65000
# |  | Electroscopy Machine | Swaraj | * | * | 1 |  | 1 | 200000 | 200000
# |  | Cautary Machine | Indian | * | * | 1 |  | 1 | 160000 | 160000
# | OT 1 | Ceiling Light | Indian | * | * | 1 |  | 1 | 150000 | 150000
# |  | Cautary Machine | Indian | * | * | 1 |  | 1 | 160000 | 160000
# | OT 1 | Boiler | Indian | * | * | 1 |  | 1 | 6500 | 6500
# |  | Leproscopy Machine | Striker | * | * | 1 |  | 1 | 45000 | 45000
# |  | Boyle's Apparatus | Ohmeda | Datex | MB08070389 | 1 |  | 1 | 65000 | 65000
# |  | Needle Cutter | Microsil | * | * | 1 |  | 1 | 1200 | 1200
# |  | Needle Cutter | Microsil | * | * | 1 |  | 1 | 1200 | 1200
# |  | Needle Cutter | Microsil | * | * | 1 |  | 1 | 1200 | 1200
# |  | Leproscopy Machine | Gesco | * | * | 1 |  | 1 | 45000 | 45000
# |  | Cautary Machine | KARL Storz | * | * | 1 |  | 1 | 160000 | 160000
# |  | Spot Light | Philips | * | * | 1 |  | 1 | 6500 | 6500
# |  | Spot Light | Philips | * | * | 1 |  | 1 | 6500 | 6500
# |  | Domestic Refrigerator | LG | * | * | 1 |  | 1 | 15000 | 15000
# |  | OT Table | ESCHMANN | * | * | 1 |  | 1 | 45000 | 45000
# |  | OT Table | ESCHMANN | * | * | 1 |  | 1 | 45000 | 45000
# | MEDICINE STORE | Domestic Refrigerator | Godrej | Frost Free | * | 1 |  | 1 | 15000 | 15000
# | OT 4 | Ceiling Light | Philips | * | * | 1 |  | 1 | 150000 | 150000
# |  | Suction Machine | Dynamic | * | * | 1 |  | 1 | 6500 | 6500
# |  | Boyle's Apparatus | GE | 9100C | MB08060380 | 1 |  | 1 | 65000 | 65000
# |  | Cautary Machine | KARL Storz | * | * | 1 |  | 1 | 160000 | 160000
# |  | Sterilizer | Electro Surgical | * | SCT10098 | 1 |  | 1 | 6500 | 6500
# |  | OT Table | ESCHMANN | * | * | 1 |  | 1 | 45000 | 45000
# |  | OT Table | ESCHMANN | * | * | 1 |  | 1 | 45000 | 45000
# |  | Horizontal Autoclave | Indian | * | * | 1 |  | 1 | 55000 | 55000
# |  | Horizontal Autoclave | Indian | * | * |  | 1 | 1 | 55000 | 55000
# | OT 3 | C-Arm | Siemens | * | * | 1 |  | 1 | 800000 | 800000
# |  | OT Table | ESCHMANN | * | * | 1 |  | 1 | 45000 | 45000
# |  | Boyle's Apparatus | GE | 9100C | * | 1 |  | 1 | 65000 | 65000
# |  | Ceiling Light | Philips | * | * | 1 |  | 1 | 150000 | 150000
# |  | Suction Machine | Anand | * | * | 1 |  | 1 | 6500 | 6500
# |  | Suction Machine | Anand | * | * | 1 |  | 1 | 6500 | 6500
# |  | Suction Machine | Anand | * | * | 1 |  | 1 | 6500 | 6500
# | EMERGENCY OT | C-Arm | Siemens | * | * |  | 1 | 1 | 800000 | 800000
# |  | OT Table | ESCHMANN | * | * | 1 |  | 1 | 45000 | 45000
# |  | OT Table | ESCHMANN | * | * | 1 |  | 1 | 45000 | 45000
# |  | Boyle's Apparatus | GE | 9100C | * | 1 |  | 1 | 65000 | 65000
# |  | Boyle's Apparatus | Ohmeda | * | * | 1 |  | 1 | 65000 | 65000
# |  | Ceiling Light | Philips | * | * | 1 |  | 1 | 150000 | 150000
# |  | Ceiling Light | Philips | * | * | 1 |  | 1 | 150000 | 150000
# |  | Suction Machine | Anand | * | * | 1 |  | 1 | 6500 | 6500
# |  | Suction Machine | Anand | * | * | 1 |  | 1 | 6500 | 6500
# |  | Cautary Machine | KARL Storz | * | * | 1 |  | 1 | 160000 | 160000
# |  | Needle Cutter | Microsil | * | * | 1 |  | 1 | 1200 | 1200
# |  | Needle Cutter | Microsil | * | * | 1 |  | 1 | 1200 | 1200
# |  | Cautary Machine | KARL Storz | * | * | 1 |  | 1 | 160000 | 160000
# |  | Autoclave | Indian | * | * | 1 |  | 1 | 65000 | 65000
# |  | Sterilizer | Indian | * | * | 1 |  | 1 | 6500 | 6500
# | Aneasthesia | Boyle's Apparatus | GE | 9100C | * | 1 |  | 1 | 65000 | 65000
# | OT 5 | Boyle's Apparatus | GE | 9100C | * | 1 |  | 1 | 65000 | 65000
# |  | Ceiling Light | Philips | * | * | 1 |  | 1 | 150000 | 150000
# |  | Suction Machine | Anand | * | * | 1 |  | 1 | 6500 | 6500
# |  | Cautary Machine | KARL Storz | * | * | 1 |  | 1 | 160000 | 160000
# |  | Needle Cutter | Microsil | * | * | 1 |  | 1 | 1200 | 1200
# |  | OT Table | Philips | * | * | 1 |  | 1 | 45000 | 45000
# |  | C-Arm | Siemens | * | * | 1 |  | 1 | 800000 | 800000
# |  | Autoclave | Indian | * | * | 1 |  | 1 | 65000 | 65000
# | OT 6 | Boyle's Apparatus | GE | 9100C | * | 1 |  | 1 | 65000 | 65000
# | OT 6 | Ceiling Light | Philips | * | * | 1 |  | 1 | 150000 | 150000
# |  | Suction Machine | Anand | * | * | 1 |  | 1 | 6500 | 6500
# |  | Cautary Machine | KARL Storz | * | * | 1 |  | 1 | 160000 | 160000
# |  | Needle Cutter | Microsil | * | * | 1 |  | 1 | 1200 | 1200
# |  | C-Arm | Philips | * | * | 1 |  | 1 | 800000 | 800000
# |  | Autoclave | Indian | * | * | 1 |  | 1 | 65000 | 65000
# |  | OT Table | Philips | * | * | 1 |  | 1 | 45000 | 45000
# | OT 7 | Boyle's Apparatus | GE | * | * | 1 |  | 1 | 65000 | 65000
# |  | OT Table | Indian | * | * | 1 |  | 1 | 45000 | 45000
# |  | Ceiling Light | Philips | * | * | 1 |  | 1 | 150000 | 150000
# |  | Suction Machine | Anand | * | * | 1 |  | 1 | 6500 | 6500
# |  | Cautary Machine | KARL Storz | * | * | 1 |  | 1 | 160000 | 160000
# |  | Needle Cutter | Microsil | * | * | 1 |  | 1 | 1200 | 1200
# |  | C-Arm | Siemens | * | * | 1 |  | 1 | 800000 | 800000
# |  | Autoclave | Indian | * | * | 1 |  | 1 | 65000 | 65000
# | OT 8 | Boyle's Apparatus | GE | * | * | 1 |  | 1 | 65000 | 65000
# |  | OT Table | Indian | * | * | 1 |  | 1 | 45000 | 45000
# |  | Ceiling Light | Philips | * | * | 1 |  | 1 | 150000 | 150000
# |  | Cautary Machine | KARL Storz | * | * | 1 |  | 1 | 160000 | 160000
# |  | Needle Cutter | Microsil | * | * | 1 |  | 1 | 1200 | 1200
# |  | C-Arm | Siemens | * | * | 1 |  | 1 | 800000 | 800000
# | ICU (GEN) | Suction Machine | Anand | * | * | 1 |  | 1 | 6500 | 6500
# |  | Suction Machine | Anand | * | * | 1 |  | 1 | 6500 | 6500
# |  | Suction Machine | Anand | * | * | 1 |  | 1 | 6500 | 6500
# |  | Suction Machine | Anand | * | * |  | 1 | 1 | 6500 | 6500
# |  | Suction Machine | Anand | * | * |  | 1 | 1 | 6500 | 6500
# |  | Cardiac monitor | Gold Way | * | * | 1 |  | 1 | 80000 | 80000
# |  | Cardiac monitor | Gold Way | * | * | 1 |  | 1 | 80000 | 80000
# |  | Cardiac monitor | Gold Way | * | * | 1 |  | 1 | 80000 | 80000
# |  | Cardiac monitor | Gold Way | * | * | 1 |  | 1 | 80000 | 80000
# |  | Cardiac monitor | Gold Way | * | * | 1 |  | 1 | 80000 | 80000
# |  | Cardiac monitor | Gold Way | * | * | 1 |  | 1 | 80000 | 80000
# |  | Cardiac monitor | Gold Way | * | * | 1 |  | 1 | 80000 | 80000
# |  | Cardiac monitor | Gold Way | * | * | 1 |  | 1 | 80000 | 80000
# |  | Cardiac monitor | Gold Way | * | * | 1 |  | 1 | 80000 | 80000
# |  | Ventilator | Galileo | Hamilton | * | 1 |  | 1 | 600000 | 600000
# |  | Ventilator | Galileo | Hamilton | * | 1 |  | 1 | 600000 | 600000
# |  | Ventilator | Galileo | Hamilton | * | 1 |  | 1 | 600000 | 600000
# |  | Ventilator | Galileo | Hamilton | * | 1 |  | 1 | 600000 | 600000
# |  | Ventilator | Galileo | Hamilton | * | 1 |  | 1 | 600000 | 600000
# |  | Ventilator | Galileo | Hamilton | * | 1 |  | 1 | 600000 | 600000
# |  | Ventilator | Galileo | Hamilton | * | 1 |  | 1 | 600000 | 600000
# |  | Ventilator | Galileo | Hamilton | * | 1 |  | 1 | 600000 | 600000
# |  | Domestic Refrigerator | Godrej | * | * | 1 |  | 1 | 15000 | 15000
# |  | Domestic Refrigerator | LG | GL244GP4 | * | 1 |  | 1 | 15000 | 15000
# |  | Needle Cutter | Microsil | * | * | 1 |  | 1 | 1200 | 1200
# |  | Needle Cutter | Microsil | * | * | 1 |  | 1 | 1200 | 1200
# |  | B. P. Apparatus | Pagoda | CM/L-0896172 | * | 1 |  | 1 | 1100 | 1100
# |  | Pulse Oximeter | Philips | * | * | 1 |  | 1 | 55000 | 55000
# |  | Pulse Oximeter | Philips | * | * | 1 |  | 1 | 55000 | 55000
# |  | Laryngoscope | Indian | * | * | 1 |  | 1 | 1100 | 1100
# |  | Laryngoscope | Indian | * | * | 1 |  | 1 | 1100 | 1100
# |  | Laryngoscope | Indian | * | * | 1 |  | 1 | 1100 | 1100
# |  | Laryngoscope | Indian | * | * | 1 |  | 1 | 1100 | 1100
# |  | Ambu Bag | Indian | * | * | 1 |  | 1 | 1100 | 1100
# | ICU (GEN) | Ambu Bag | Indian | * | * | 1 |  | 1 | 1100 | 1100
# |  | Ambu Bag | Indian | * | * | 1 |  | 1 | 1100 | 1100
# |  | Ambu Bag | Indian | * | * | 1 |  | 1 | 1100 | 1100
# |  | Ambu Bag | Indian | * | * | 1 |  | 1 | 1100 | 1100
# |  | Ambu Bag | Indian | * | * | 1 |  | 1 | 1100 | 1100
# |  | Glucometer | Accu Check | * | * | 1 |  | 1 | 1200 | 1200
# |  | Glucometer | Accu Check | * | * | 1 |  | 1 | 1200 | 1200
# |  | Ultrasound Machine | Allengers | * | * | 1 |  | 1 | 450000 | 450000
# |  | X-Ray Machine | Allengers | * | * | 1 |  | 1 | 450000 | 450000
# |  | Hydraulic Patient Bed | Indian | * | * | 1 |  | 1 | 350000 | 350000
# |  | Hydraulic Patient Bed | Indian | * | * | 1 |  | 1 | 350000 | 350000
# |  | Hydraulic Patient Bed | Indian | * | * | 1 |  | 1 | 350000 | 350000
# |  | Hydraulic Patient Bed | Indian | * | * | 1 |  | 1 | 350000 | 350000
# |  | Hydraulic Patient Bed | Indian | * | * | 1 |  | 1 | 350000 | 350000
# |  | Hydraulic Patient Bed | Indian | * | * | 1 |  | 1 | 350000 | 350000
# |  | Infusion Pump | JMS | OT 701 | * | 1 |  | 1 | 40000 | 40000
# |  | Infusion Pump | JMS | OT 701 | * | 1 |  | 1 | 40000 | 40000
# |  | Infusion Pump | JMS | OT 701 | * | 1 |  | 1 | 40000 | 40000
# |  | Infusion Pump | JMS | OT 701 | * | 1 |  | 1 | 40000 | 40000
# |  | Infusion Pump | JMS | OT 701 | * | 1 |  | 1 | 40000 | 40000
# |  | Infusion Pump | JMS | OT 701 | * | 1 |  | 1 | 40000 | 40000
# |  | Infusion Pump | JMS | OT 701 | * | 1 |  | 1 | 40000 | 40000
# |  | Infusion Pump | JMS | OT 701 | * | 1 |  | 1 | 40000 | 40000
# |  | Infusion Pump | JMS | OT 701 | * | 1 |  | 1 | 40000 | 40000
# |  | Infusion Pump | JMS | OT 701 | * | 1 |  | 1 | 40000 | 40000
# |  | Infusion Pump | Meditrin | * | * | 1 |  | 1 | 40000 | 40000
# |  | Infusion Pump | Meditrin | * | * | 1 |  | 1 | 40000 | 40000
# |  | Infusion Pump | Meditrin | * | * | 1 |  | 1 | 40000 | 40000
# |  | Infusion Pump | Meditrin | * | * | 1 |  | 1 | 40000 | 40000
# |  | Infusion Pump | Meditrin | * | * | 1 |  | 1 | 40000 | 40000
# |  | Infusion Pump | Meditrin | * | * | 1 |  | 1 | 40000 | 40000
# |  | Infusion Pump | Meditrin | * | * | 1 |  | 1 | 40000 | 40000
# |  | Infusion Pump | Meditrin | * | * | 1 |  | 1 | 40000 | 40000
# |  | Infusion Pump | Meditrin | * | * | 1 |  | 1 | 40000 | 40000
# |  | Infusion Pump | Meditrin | * | * | 1 |  | 1 | 40000 | 40000
# |  | Defibrillator | Indian | * | * | 1 |  | 1 | 170000 | 170000
# |  | Central Monitor | Philips | * | * | 1 |  | 1 | 80000 | 80000
# |  | Nebulizer | MCP | MCN-S6 00B | * | 1 |  | 1 | 6500 | 6500
# |  | Spot Light | Indian | * | * | 1 |  | 1 | 6500 | 6500
# |  | ABG Analyzer | Indian | * | * | 1 |  | 1 | 200000 | 200000
# | SPECIAL SURGICAL WARD | Ambu Bag | Indian | * | * | 1 |  | 1 | 1100 | 1100
# |  | Laryngoscope | Indian | * | * | 1 |  | 1 | 1100 | 1100
# |  | Suction Machine | Anand | * | * | 1 |  | 1 | 6500 | 6500
# |  | Suction Machine | Anand | * | * | 1 |  | 1 | 6500 | 6500
# |  | B. P. Apparatus | Pagoda | CM/L-0896172 | * | 1 |  | 1 | 650 | 650
# |  | Adult Weighing Machine | Gold Way | * | * | 1 |  | 1 | 2500 | 2500
# |  | Domestic Refrigerator | Samsung | * | * | 1 |  | 1 | 15000 | 15000
# |  | Needle Cutter | Microsil | * | * | 1 |  | 1 | 1200 | 1200
# |  | Nebulizer | MCP | * | * | 1 |  | 1 | 6500 | 6500
# | CHILDREN OPD | Adult Weighing Machine | Gold Way | * | * | 1 |  | 1 | 2500 | 2500
# | ORTHO WARD | Ambu Bag | Indian | * | * | 1 |  | 1 | 1100 | 1100
# |  | Alpha Bed | Indian | * | * | 1 |  | 1 | 45000 | 45000
# |  | B. P. Apparatus | Doctor | * | * | 1 |  | 1 | 650 | 650
# |  | Needle Cutter | Microsil | * | * | 1 |  | 1 | 1200 | 1200
# |  | Examination Table | Indian | * | * | 1 |  | 1 | 3500 | 3500
# | ORTHO WARD | Cardiac monitor | Philips | * | * | 1 |  | 1 | 80000 | 80000
# |  | Nebulizer | MCP | * | * | 1 |  | 1 | 6500 | 6500
# |  | Laryngoscope | Indian | * | * | 1 |  | 1 | 1100 | 1100
# | FEMALE ORTHO WARD | B. P. Apparatus | Doctor | * | * | 1 |  | 1 | 650 | 650
# |  | Resuscitation Kit | Indian | * | * | 1 |  | 1 | 1100 | 1100
# |  | Needle Cutter | Microsil | * | * | 1 |  | 1 | 1200 | 1200
# |  | Suction Machine | Surgix | * | * | 1 |  | 1 | 6500 | 6500
# | MALE MEDICINE WARD | Infusion Pump | JMS | OT 701 | * | 1 |  | 1 | 40000 | 40000
# |  | Infusion Pump | JMS | OT 701 | * | 1 |  | 1 | 40000 | 40000
# |  | Infusion Pump | JMS | OT 701 | * | 1 |  | 1 | 40000 | 40000
# | CSSD | Horizontal Autoclave | Surgicoin | * | * | 1 |  | 1 | 55000 | 55000
# |  | Horizontal Autoclave | Surgicoin | * | * | 1 |  | 1 | 55000 | 55000
# |  | Horizontal Autoclave | Yorco | * | * | 1 |  | 1 | 55000 | 55000
# |  | Horizontal Autoclave | Yorco | * | * | 1 |  | 1 | 55000 | 55000
# |  | Horizontal Autoclave | Precision | * | * |  | 1 | 1 | 55000 | 55000
# |  | Horizontal Autoclave | Medi Quip | * | * | 1 |  | 1 | 55000 | 55000
# | SNCU | Radiant Warmer | Phoenix | WMW-100 | * | 1 |  | 1 | 38000 | 38000
# |  | Radiant Warmer | Phoenix | WMW-100 | * | 1 |  | 1 | 38000 | 38000
# |  | Radiant Warmer | Phoenix | WMW-100 | * | 1 |  | 1 | 38000 | 38000
# |  | Radiant Warmer | Phoenix | WMW-100 | * | 1 |  | 1 | 38000 | 38000
# |  | Radiant Warmer | Phoenix | WMW-100 | * | 1 |  | 1 | 38000 | 38000
# |  | Radiant Warmer | Phoenix | WMW-100 | * | 1 |  | 1 | 38000 | 38000
# |  | Radiant Warmer | Phoenix | WMW-100 | * | 1 |  | 1 | 38000 | 38000
# |  | Radiant Warmer | Phoenix | WMW-100 | * | 1 |  | 1 | 38000 | 38000
# |  | Radiant Warmer | Phoenix | WMW-100 | * | 1 |  | 1 | 38000 | 38000
# |  | Radiant Warmer | Zeal Medical Pvt Ltd | * | RWPL23 |  | 1 | 1 | 38000 | 38000
# |  | Radiant Warmer | Bird Meditech | * | * | 1 |  | 1 | 38000 | 38000
# |  | Radiant Warmer | Brilliance | ID-REV | * | 1 |  | 1 | 38000 | 38000
# |  | Radiant Warmer | Brilliance | ID-REV | * | 1 |  | 1 | 38000 | 38000
# |  | Radiant Warmer | Brilliance | ID-REV | * | 1 |  | 1 | 38000 | 38000
# |  | Radiant Warmer | Brilliance | ID-REV | * | 1 |  | 1 | 38000 | 38000
# |  | Digital B. P. Apparatus | Gold Way | * | * | 1 |  | 1 | 1100 | 1100
# |  | Baby Weighing Machine | Gold Way | * | * | 1 |  | 1 | 2500 | 2500
# |  | Baby Weighing Machine | Gold Way | * | * | 1 |  | 1 | 2500 | 2500
# | PROCEDURE ROOM | Needle Cutter | Amkay | * | * | 1 |  | 1 | 1200 | 1200
# |  | Needle Cutter | Amkay | * | * | 1 |  | 1 | 1200 | 1200
# | PICU | Radiant Warmer | Bird Meditech | * | * | 1 |  | 1 | 38000 | 38000
# |  | Ventilator | Galileo | * | * | 1 |  | 1 | 600000 | 600000
# |  | Multipara Monitor | GE | * | * | 1 |  | 1 | 80000 | 80000
# |  | Radiant Warmer | Phoenix | WMW-100 | * | 1 |  | 1 | 38000 | 38000
# |  | Radiant Warmer | Phoenix | WMW-100 | * | 1 |  | 1 | 38000 | 38000
# |  | Radiant Warmer | Phoenix | WMW-100 | * | 1 |  | 1 | 38000 | 38000
# |  | Ventilator | Philips | * | * | 1 |  | 1 | 600000 | 600000
# |  | Ventilator | Philips | * | * | 1 |  | 1 | 600000 | 600000
# |  | Ventilator | Philips | * | * | 1 |  | 1 | 600000 | 600000
# |  | Ventilator | Philips | * | * | 1 |  | 1 | 600000 | 600000
# |  | Ventilator | Philips | * | * | 1 |  | 1 | 600000 | 600000
# |  | Multipara Monitor | GE | * | * | 1 |  | 1 | 80000 | 80000
# |  | Multipara Monitor | Philips | MP 50 Innova Vue | * | 1 |  | 1 | 80000 | 80000
# |  | Alpha Bed | Indian | * | * | 1 |  | 1 | 45000 | 45000
# |  | Alpha Bed | Indian | * | * | 1 |  | 1 | 45000 | 45000
# |  | Ambu Bag | Indian | * | * | 1 |  | 1 | 1100 | 1100
# |  | Ambu Bag | Indian | * | * | 1 |  | 1 | 1100 | 1100
# |  | Ambu Bag | Indian | * | * | 1 |  | 1 | 1100 | 1100
# |  | Ambu Bag | Indian | * | * | 1 |  | 1 | 1100 | 1100
# | PICU | Ambu Bag | Indian | * | * | 1 |  | 1 | 1100 | 1100
# |  | Glucometer | Accu Check | * | * | 1 |  | 1 | 1200 | 1200
# |  | Infusion Pump | Indian | * | * | 1 |  | 1 | 40000 | 40000
# |  | Infusion Pump | Indian | * | * | 1 |  | 1 | 40000 | 40000
# |  | Infusion Pump | JMS | OT 701 | * | 1 |  | 1 | 40000 | 40000
# |  | Infusion Pump | JMS | OT 701 | * | 1 |  | 1 | 40000 | 40000
# |  | Infusion Pump | JMS | OT 701 | * | 1 |  | 1 | 40000 | 40000
# |  | Infusion Pump | JMS | OT 701 | * | 1 |  | 1 | 40000 | 40000
# |  | Infusion Pump | JMS | OT 701 | * | 1 |  | 1 | 40000 | 40000
# |  | Infusion Pump | JMS | OT 701 | * | 1 |  | 1 | 40000 | 40000
# |  | Infusion Pump | JMS | OT 701 | * | 1 |  | 1 | 40000 | 40000
# |  | Infusion Pump | JMS | OT 701 | * | 1 |  | 1 | 40000 | 40000
# |  | Infusion Pump | JMS | OT 701 | * | 1 |  | 1 | 40000 | 40000
# |  | Infusion Pump | JMS | OT 701 | * | 1 |  | 1 | 40000 | 40000
# |  | Infusion Pump | JMS | OT 701 | * | 1 |  | 1 | 40000 | 40000
# |  | Infusion Pump | JMS | OT 701 | * | 1 |  | 1 | 40000 | 40000
# |  | Infusion Pump | JMS | OT 701 | * | 1 |  | 1 | 40000 | 40000
# |  | Infusion Pump | JMS | OT 701 | * | 1 |  | 1 | 40000 | 40000
# |  | Laryngoscope | Indian | * | * | 1 |  | 1 | 1100 | 1100
# |  | Laryngoscope | Indian | * | * | 1 |  | 1 | 1100 | 1100
# |  | Laryngoscope | Indian | * | * | 1 |  | 1 | 1100 | 1100
# |  | Laryngoscope | Indian | * | * | 1 |  | 1 | 1100 | 1100
# |  | Laryngoscope | Indian | * | * | 1 |  | 1 | 1100 | 1100
# |  | Laryngoscope | Indian | * | * | 1 |  | 1 | 1100 | 1100
# |  | Laryngoscope | Indian | * | * | 1 |  | 1 | 1100 | 1100
# |  | Laryngoscope | Indian | * | * | 1 |  | 1 | 1100 | 1100
# |  | Multipara Monitor | Philips | * | * | 1 |  | 1 | 80000 | 80000
# |  | Multipara Monitor | Philips | * | * | 1 |  | 1 | 80000 | 80000
# |  | Multipara Monitor | Philips | * | * | 1 |  | 1 | 80000 | 80000
# |  | Needle Cutter | Microsil | * | * | 1 |  | 1 | 1200 | 1200
# |  | Nebulizer | MCP | * | * | 1 |  | 1 | 6500 | 6500
# |  | Nebulizer | MCP | * | * | 1 |  | 1 | 6500 | 6500
# |  | Nebulizer | MCP | * | * | 1 |  | 1 | 6500 | 6500
# |  | Opthalmoscope | Indian | * | * | 1 |  | 1 | 15500 | 15500
# |  | Domestic Refrigerator | LG | * | * | 1 |  | 1 | 15000 | 15000
# |  | Suction Machine | Anand | * | * | 1 |  | 1 | 6500 | 6500
# |  | Suction Machine | Anand | * | * | 1 |  | 1 | 6500 | 6500
# |  | Suction Machine | Anand | * | * | 1 |  | 1 | 6500 | 6500
# |  | Radiant Warmer | Phoenix | WMW-100 | * | 1 |  | 1 | 38000 | 38000
# |  | Radiant Warmer | Phoenix | WMW-100 | * | 1 |  | 1 | 38000 | 38000
# |  | B. P. Apparatus | Pagoda | CM/L-0896172 | * | 1 |  | 1 | 650 | 650
# |  | Suction Machine | Anand | * | * | 1 |  | 1 | 6500 | 6500
# |  | Suction Machine | Anand | * | * | 1 |  | 1 | 6500 | 6500
# |  | Laryngoscope | Indian | * | * | 1 |  | 1 | 1100 | 1100
# |  | Laryngoscope | Indian | * | * | 1 |  | 1 | 1100 | 1100
# |  | Laryngoscope | Indian | * | * | 1 |  | 1 | 1100 | 1100
# |  | Laryngoscope | Indian | * | * | 1 |  | 1 | 1100 | 1100
# |  | Laryngoscope | Indian | * | * | 1 |  | 1 | 1100 | 1100
# |  | Laryngoscope | Indian | * | * | 1 |  | 1 | 1100 | 1100
# |  | Laryngoscope | Indian | * | * | 1 |  | 1 | 1100 | 1100
# |  | Needle Cutter | Indian | * | * | 1 |  | 1 | 1200 | 1200
# |  | Nebulizer | Indian | * | * | 1 |  | 1 | 6500 | 6500
# |  | Domestic Refrigerator | LG | * | * | 1 |  | 1 | 15000 | 15000
# |  | B. P. Apparatus | Pagoda | CM/L-0896172 | * | 1 |  | 1 | 650 | 650
# | SURGICAL SPECIAL WARD | Infusion Pump | Indian | * | * | 1 |  | 1 | 40000 | 40000
# | SURGICAL SPECIAL WARD | Infusion Pump | Indian | * | * | 1 |  | 1 | 40000 | 40000
# |  | Infusion Pump | Indian | * | * |  | 1 | 1 | 40000 | 40000
# |  | B. P. Apparatus | Pagoda | * | * | 1 |  | 1 | 650 | 650
# |  | B. P. Apparatus | Pagoda | * | * | 1 |  | 1 | 650 | 650
# |  | Nebulizer | MCP | * | * | 1 |  | 1 | 6500 | 6500
# |  | Suction Machine | Anand | * | * | 1 |  | 1 | 6500 | 6500
# |  | Suction Machine | Anand | * | * |  | 1 | 1 | 6500 | 6500
# | MALE EYE, ENT WARD | B. P. Apparatus | Pagoda | * | * | 1 |  | 1 | 650 | 650
# |  | Laryngoscope | Indian | * | * | 1 |  | 1 | 1100 | 1100
# |  | Suction Machine | Surgix | * | * | 1 |  | 1 | 6500 | 6500
# | FEMALE MEDICINE UNIT 1,2,3 | Cardiac monitor | Philips | * | * | 1 |  | 1 | 80000 | 80000
# |  | Cardiac monitor | Philips | * | * | 1 |  | 1 | 80000 | 80000
# |  | Ambu Bag | Indian | * | * | 1 |  | 1 | 1100 | 1100
# |  | Cardiac monitor | Philips | * | * | 1 |  | 1 | 80000 | 80000
# |  | Cardiac monitor | Philips | * | * | 1 |  | 1 | 80000 | 80000
# |  | Cardiac monitor | Philips | * | * | 1 |  | 1 | 80000 | 80000
# |  | Cardiac monitor | Philips | * | * | 1 |  | 1 | 80000 | 80000
# |  | Cardiac monitor | Philips | * | * | 1 |  | 1 | 80000 | 80000
# |  | Cardiac monitor | Philips | * | * | 1 |  | 1 | 80000 | 80000
# |  | Cardiac monitor | Philips | * | * | 1 |  | 1 | 80000 | 80000
# |  | Infusion Pump | Indian | * | * | 1 |  | 1 | 40000 | 40000
# |  | Infusion Pump | Indian | * | * | 1 |  | 1 | 40000 | 40000
# |  | Infusion Pump | Indian | * | * | 1 |  | 1 | 40000 | 40000
# |  | Infusion Pump | Indian | * | * | 1 |  | 1 | 40000 | 40000
# |  | Infusion Pump | Indian | * | * | 1 |  | 1 | 40000 | 40000
# |  | Infusion Pump | Indian | * | * | 1 |  | 1 | 40000 | 40000
# |  | Infusion Pump | Indian | * | * | 1 |  | 1 | 40000 | 40000
# |  | Suction Machine | Surgix | * | * | 1 |  | 1 | 6500 | 6500
# |  | Suction Machine | Surgix | * | * | 1 |  | 1 | 6500 | 6500
# |  | Cardiac Table | Techno Med | * | * | 1 |  | 1 | 45000 | 45000
# |  | Cardiac Table | Techno Med | * | * | 1 |  | 1 | 45000 | 45000
# |  | Cardiac Table | Techno Med | * | * | 1 |  | 1 | 45000 | 45000
# |  | Cardiac Table | Techno Med | * | * | 1 |  | 1 | 45000 | 45000
# |  | Cardiac Table | Techno Med | * | * | 1 |  | 1 | 45000 | 45000
# |  | Cardiac Table | Techno Med | * | * | 1 |  | 1 | 45000 | 45000
# |  | Cardiac Table | Techno Med | * | * | 1 |  | 1 | 45000 | 45000
# |  | Cardiac Table | Techno Med | * | * | 1 |  | 1 | 45000 | 45000
# |  | Cardiac Table | Techno Med | * | * | 1 |  | 1 | 45000 | 45000
# |  | Cardiac Table | Techno Med | * | * | 1 |  | 1 | 45000 | 45000
# |  | Cardiac Table | Techno Med | * | * | 1 |  | 1 | 45000 | 45000
# |  | Cardiac Table | Techno Med | * | * | 1 |  | 1 | 45000 | 45000
# |  | Cardiac Table | Techno Med | * | * | 1 |  | 1 | 45000 | 45000
# |  | Cardiac Table | Techno Med | * | * | 1 |  | 1 | 45000 | 45000
# |  | Cardiac Table | Techno Med | * | * | 1 |  | 1 | 45000 | 45000
# |  | Cardiac Table | Techno Med | * | * | 1 |  | 1 | 45000 | 45000
# |  | Cardiac Table | Techno Med | * | * | 1 |  | 1 | 45000 | 45000
# |  | Cardiac Table | Techno Med | * | * | 1 |  | 1 | 45000 | 45000
# |  | Cardiac Table | Techno Med | * | * | 1 |  | 1 | 45000 | 45000
# |  | Cardiac Table | Techno Med | * | * | 1 |  | 1 | 45000 | 45000
# |  | Cardiac Table | Techno Med | * | * | 1 |  | 1 | 45000 | 45000
# |  | Cardiac Table | Techno Med | * | * | 1 |  | 1 | 45000 | 45000
# |  | Cardiac Table | Techno Med | * | * | 1 |  | 1 | 45000 | 45000
# |  | Cardiac Table | Techno Med | * | * | 1 |  | 1 | 45000 | 45000
# |  | Nebulizer | MCP | MCN-S6 00B | * | 1 |  | 1 | 6500 | 6500
# |  | Nebulizer | MCP | MCN-S6 00B | * | 1 |  | 1 | 6500 | 6500
# | FEMALE MEDICINE UNIT 1,2,3 | Nebulizer | MCP | MCN-S6 00B | * | 1 |  | 1 | 6500 | 6500
# |  | C PAP | Indian | * | * | 1 |  | 1 | 450000 | 450000
# |  | Oven | Oshen | * | * | 1 |  | 1 | 4500 | 4500
# |  | Domestic Refrigerator | LG | * | * | 1 |  | 1 | 15000 | 15000
# |  | B. P. Apparatus | Pagoda | CM/L-0896172 | * | 1 |  | 1 | 650 | 650
# |  | B. P. Apparatus | Pagoda | CM/L-0896172 | * | 1 |  | 1 | 650 | 650
# |  | B. P. Apparatus | Pagoda | CM/L-0896172 | * | 1 |  | 1 | 650 | 650
# |  | B. P. Apparatus | Pagoda | CM/L-0896172 | * | 1 |  | 1 | 650 | 650
# |  | Ambu Bag | Indian | * | * | 1 |  | 1 | 1100 | 1100
# |  | Ambu Bag | Indian | * | * | 1 |  | 1 | 1100 | 1100
# |  | Ambu Bag | Indian | * | * | 1 |  | 1 | 1100 | 1100
# |  | Glucometer | Accu Check | * | * | 1 |  | 1 | 1200 | 1200
# |  | Laryngoscope | Indian | * | * | 1 |  | 1 | 1100 | 1100
# |  | Laryngoscope | Indian | * | * | 1 |  | 1 | 1100 | 1100
# | MALE MEDICINE UNIT 1,4 | Needle Cutter | Microsil | * | * | 1 |  | 1 | 1200 | 1200
# |  | C PAP | Indian | * | * | 1 |  | 1 | 450000 | 450000
# |  | Ambu Bag | Indian | * | * | 1 |  | 1 | 1100 | 1100
# |  | Ambu Bag | Indian | * | * | 1 |  | 1 | 1100 | 1100
# |  | Infusion Pump | Indian | * | * | 1 |  | 1 | 40000 | 40000
# |  | Infusion Pump | JMS | OT 701 | * | 1 |  | 1 | 40000 | 40000
# |  | Infusion Pump | JMS | OT 701 | * | 1 |  | 1 | 40000 | 40000
# |  | Infusion Pump | JMS | OT 701 | * | 1 |  | 1 | 40000 | 40000
# |  | Infusion Pump | JMS | OT 701 | * | 1 |  | 1 | 40000 | 40000
# |  | Infusion Pump | JMS | OT 701 | * | 1 |  | 1 | 40000 | 40000
# |  | Cardiac monitor | Philips | * | * | 1 |  | 1 | 80000 | 80000
# |  | Cardiac monitor | Philips | * | * | 1 |  | 1 | 80000 | 80000
# |  | Cardiac monitor | Philips | * | * | 1 |  | 1 | 80000 | 80000
# |  | Cardiac monitor | Philips | * | * | 1 |  | 1 | 80000 | 80000
# |  | Cardiac monitor | Philips | * | * | 1 |  | 1 | 80000 | 80000
# |  | Cardiac monitor | Philips | * | * | 1 |  | 1 | 80000 | 80000
# |  | Cardiac monitor | Philips | * | * | 1 |  | 1 | 80000 | 80000
# |  | Defibrillator | BPL | * | * | 1 |  | 1 | 170000 | 170000
# |  | Suction Machine | Surgix | * | * | 1 |  | 1 | 6500 | 6500
# |  | Laryngoscope | Indian | * | * | 1 |  | 1 | 1100 | 1100
# |  | Laryngoscope | Indian | * | * | 1 |  | 1 | 1100 | 1100
# |  | Nebulizer | MCP | * | * | 1 |  | 1 | 6500 | 6500
# |  | Nebulizer | MCP | * | * | 1 |  | 1 | 6500 | 6500
# |  | B. P. Apparatus | Doctor | * | * | 1 |  | 1 | 650 | 650
# |  | B. P. Apparatus | Doctor | * | * | 1 |  | 1 | 650 | 650
# |  | B. P. Apparatus | Doctor | * | * | 1 |  | 1 | 650 | 650
# |  | B. P. Apparatus | Doctor | * | * | 1 |  | 1 | 650 | 650
# |  | B. P. Apparatus | Doctor | * | * | 1 |  | 1 | 650 | 650
# |  | B. P. Apparatus | Doctor | * | * | 1 |  | 1 | 650 | 650
# |  | Cardiac Table | Techno Med | * | * | 1 |  | 1 | 45000 | 45000
# |  | Cardiac Table | Techno Med | * | * | 1 |  | 1 | 45000 | 45000
# |  | Cardiac Table | Techno Med | * | * | 1 |  | 1 | 45000 | 45000
# |  | Cardiac Table | Techno Med | * | * | 1 |  | 1 | 45000 | 45000
# |  | Cardiac Table | Techno Med | * | * | 1 |  | 1 | 45000 | 45000
# |  | Cardiac Table | Techno Med | * | * | 1 |  | 1 | 45000 | 45000
# |  | Cardiac Table | Techno Med | * | * | 1 |  | 1 | 45000 | 45000
# |  | Cardiac Table | Techno Med | * | * | 1 |  | 1 | 45000 | 45000
# |  | Cardiac Table | Techno Med | * | * | 1 |  | 1 | 45000 | 45000
# |  | Cardiac Table | Techno Med | * | * | 1 |  | 1 | 45000 | 45000
# |  | Cardiac Table | Techno Med | * | * | 1 |  | 1 | 45000 | 45000
# |  | Cardiac Table | Techno Med | * | * | 1 |  | 1 | 45000 | 45000
# | MALE MEDICINE UNIT 1,4 | Cardiac Table | Techno Med | * | * | 1 |  | 1 | 45000 | 45000
# |  | Cardiac Table | Techno Med | * | * | 1 |  | 1 | 45000 | 45000
# |  | Cardiac Table | Techno Med | * | * | 1 |  | 1 | 45000 | 45000
# | CCU | Multipara Monitor | MPSO | * | * | 1 |  | 1 | 80000 | 80000
# |  | Domestic Refrigerator | Samsung | * | * | 1 |  | 1 | 15000 | 15000
# |  | Defibrillator | Meditronic | * | * | 1 |  | 1 | 170000 | 170000
# |  | Cardiac Bed | Techno Med | * | * | 1 |  | 1 | 45000 | 45000
# |  | Cardiac Bed | Techno Med | * | * | 1 |  | 1 | 45000 | 45000
# |  | Cardiac Bed | Techno Med | * | * | 1 |  | 1 | 45000 | 45000
# |  | Cardiac Bed | Techno Med | * | * | 1 |  | 1 | 45000 | 45000
# |  | Cardiac Bed | Techno Med | * | * | 1 |  | 1 | 45000 | 45000
# |  | Cardiac Bed | Techno Med | * | * | 1 |  | 1 | 45000 | 45000
# |  | ECG Machine | BPL | * | * | 1 |  | 1 | 52000 | 52000
# |  | Echo Machine | Philips | * | * | 1 |  | 1 | 450000 | 450000
# |  | Needle Cutter | Microsil | * | * | 1 |  | 1 | 1200 | 1200
# | X-RAY ROOM | X-Ray Machine | Siemens | 2814254 | 209312 | 1 |  | 1 | 450000 | 450000
# |  | X-Ray Machine | Siemens | 8633047 | 34790 | 1 |  | 1 | 450000 | 450000
# |  | X-Ray Machine | GE | * | * | 1 |  | 1 | 450000 | 450000
# | CT SCAN | CT Machine | * | * | * | 1 |  | 1 | 450000 | 450000
# | MRI | MRI Machine | * | * | * | 1 |  | 1 | 450000 | 450000
# |  | Ultrasound Machine | Philips | * | * |  | 1 | 1 | 450000 | 450000
# | X-RAY ROOM II | X-Ray Machine | Allengers | Floatex | * | 1 |  | 1 | 450000 | 450000
# |  | X-Ray Machine | Siemens | * | * | 1 |  | 1 | 450000 | 450000
# |  | X-Ray Machine | Scan Mobile | * | * | 1 |  | 1 | 450000 | 450000
# |  | X-Ray Machine | Scan Mobile | * | * | 1 |  | 1 | 450000 | 450000
# |  | X-Ray Machine | Siemens | 5510 | 31721 | 1 |  | 1 | 450000 | 450000
# | X-RAY ROOM I | X-Ray Machine | Allengers | * | * | 1 |  | 1 | 450000 | 450000
# | ICTC | Domestic Refrigerator | LG | REFN-7 | * | 1 |  | 1 | 15000 | 15000
# |  | Domestic Refrigerator | Samsung | RT41LSTSI | * | 1 |  | 1 | 15000 | 15000
# |  | Domestic Refrigerator | LG | REFN-7 | 56 | 1 |  | 1 | 15000 | 15000
# |  | Domestic Refrigerator | Samsung | * | * | 1 |  | 1 | 15000 | 15000
# |  | Incubator | Yorco | * | * | 1 |  | 1 | 375000 | 375000
# |  | CT Machine | * | Facscount | 858600005 | 1 |  | 1 | 450000 | 450000
# |  | CT Machine | * | * | * | 1 |  | 1 | 450000 | 450000
# |  | Elisa Reader | Micro Scan | MS5608A | * | 1 |  | 1 | 200000 | 200000
# |  | Needle Cutter | * | * | * | 1 |  | 1 | 1200 | 1200
# |  | Centrifuge | Eltek | TC 650F | DJC 73 | 1 |  | 1 | 6500 | 6500
# | ORTHO OPD | Laryngoscope | Indian | * | * | 1 |  | 1 | 1100 | 1100
# |  | Needle Cutter | Microsil | * | * | 1 |  | 1 | 1200 | 1200
# |  | B. P. Apparatus | * | * | * |  | 1 | 1 | 650 | 650
# |  | OT Light | Philips | * | * | 1 |  | 1 | 45000 | 45000
# | SKIN OT | Needle Cutter | Dust Tray | * | * | 1 |  | 1 | 1200 | 1200
# |  | Sterilizer | * | * | * | 1 |  | 1 | 6500 | 6500
# |  | Cautary Machine | Elleman | * | * |  | 1 | 1 | 160000 | 160000
# |  | OT Light | * | * | * | 1 |  | 1 | 45000 | 45000
# |  | Sterilizer | * | * | * | 1 |  | 1 | 6500 | 6500
# |  | Domestic Refrigerator | Godrej | Frost Free | * | 1 |  | 1 | 15000 | 15000
# | SKIN LAB | Binocular Microscope | LABOMED | Vision 2000 | * | 1 |  | 1 | 30000 | 30000
# |  | Balance | * | * | * | 1 |  | 1 | 4500 | 4500
# |  | Microscope | Olympus | * | * |  | 1 | 1 | 30000 | 30000
# |  | Centrifuge | Remi | R4C | * | 1 |  | 1 | 6500 | 6500
# |  | Incubator | Yorco | Thermostat | * | 1 |  | 1 | 375000 | 375000
# |  | Hot Air Oven | Temp Star | * | * | 1 |  | 1 | 4500 | 4500
# | PHOTOTHERAPY | Phototherapy Unit | AER Men India | * | * | 1 |  | 1 | 15500 | 15500
# |  | Phototherapy Unit | AER Men India | * | * | 1 |  | 1 | 15500 | 15500
# | MINOR OT | Domestic Refrigerator | Godrej | * | * |  | 1 | 1 | 15000 | 15000
# |  | Sterilizer | * | * | * |  | 1 | 1 | 6500 | 6500
# |  | Needle Cutter | Microsil | * | * |  | 1 | 1 | 1200 | 1200
# |  | Sterilizer | Indian | * | * |  | 1 | 1 | 6500 | 6500
# |  | Suction Machine | Surgix | * | * |  | 1 | 1 | 6500 | 6500
# |  | OT Light | Philips | * | * |  | 1 | 1 | 45000 | 45000
# |  | OT Light | Philips | * | * |  | 1 | 1 | 45000 | 45000
# | ECG ROOM | ECG Machine | BPL | * | * |  | 1 | 1 | 52000 | 52000
# |  | ECG Machine | BPL | * | * |  | 1 | 1 | 52000 | 52000
# | DOCTOR ROOM | B. P. Apparatus | Pagoda | * | * | 1 |  | 1 | 650 | 650
# | ENT MINOR OT | Needle Cutter | Microsil | * | * | 1 |  | 1 | 1200 | 1200
# |  | OT Light | Philips | * | * | 1 |  | 1 | 45000 | 45000
# |  | Suction Machine | Surgix | * | * | 1 |  | 1 | 6500 | 6500
# |  | Sterilizer | Indian | * | * | 1 |  | 1 | 6500 | 6500
# |  | Operating Microscope | * | * | * | 1 |  | 1 | 150000 | 150000
# |  | OT Table | * | * | * | 1 |  | 1 | 4500 | 4500
# | OPTHALMOLOGY | Ultrasound Machine | Bio Medix | * | * | 1 |  | 1 | 450000 | 450000
# |  | Keratometer | Grand Seiko | * | 30B2X 10001 | 1 |  | 1 | 45000 | 45000
# |  | AB Scan | Indian | * | * | 1 |  | 1 | 450000 | 450000
# | EYE OPD | Slit Lamp | Indian | * | * | 1 |  | 1 | 13000 | 13000
# |  | Slit Lamp | Indian | * | * | 1 |  | 1 | 13000 | 13000
# | EYE OPD GEN | Slit Lamp | Indian | * | * | 1 |  | 1 | 13000 | 13000
# |  | Slit Lamp | Indian | * | * | 1 |  | 1 | 13000 | 13000
# |  | Slit Lamp | Indian | * | * | 1 |  | 1 | 13000 | 13000
# |  | Slit Lamp | Indian | * | * | 1 |  | 1 | 13000 | 13000
# |  | Slit Lamp | Indian | * | * | 1 |  | 1 | 13000 | 13000
# |  | Specular Microscope | Indian | * | * | 1 |  | 1 | 150000 | 150000
# |  | Autoclave | Indian | * | * | 1 |  | 1 | 65000 | 65000
# | LASER ROOM | B. P. Apparatus | Pagoda | * | * | 1 |  | 1 | 650 | 650
# | BLOOD BANK | Medical Refrigerator | Electrolux | MRL 150 | * | 1 |  | 1 | 250000 | 250000
# |  | Refrigerated Centrifuge Machine | Haraeus | Cryofuge 6000i | 40055325 | 1 |  | 1 | 250000 | 250000
# |  | Refrigerated Centrifuge Machine | Haraeus | Cryofuge 6000i | 410055486 | 1 |  | 1 | 250000 | 250000
# |  | Refrigerated Centrifuge Machine | Thermo Scientific | * | 41220607 | 1 |  | 1 | 250000 | 250000
# |  | Refrigerated Centrifuge Machine | Thermo Scientific | * | 41219025 | 1 |  | 1 | 250000 | 250000
# |  | BBR | Haier | HXC608A | BE06PME1T 00B2BAN0012 | 1 |  | 1 | 250000 | 250000
# |  | Balance | Tulman | * | * | 1 |  | 1 | 4500 | 4500
# |  | Centrifuge Bucket Equalizer | Remi | CBZ-50 | * | 1 |  | 1 | 6500 | 6500
# |  | Tube Sealer | Terumo Penpol | XS1010 | * | 1 |  | 1 | 4500 | 4500
# |  | Balance | Compo Safe | * | * | 1 |  | 1 | 4500 | 4500
# |  | Balance | Compo Safe | * | * | 1 |  | 1 | 4500 | 4500
# |  | Balance | Terumo Penpol | * | * | 1 |  | 1 | 4500 | 4500
# |  | BBR | Terumo Penpol | TC 2001 B | * | 1 |  | 1 | 250000 | 250000
# |  | BBR | Haier | * | * | 1 |  | 1 | 250000 | 250000
# |  | Deep Freezer | Haier | DW867626 | BE03D2E1 POOB2BAM0006 | 1 |  | 1 | 250000 | 250000
# |  | Deep Freezer | Haier | DW40L408 | BE052OE1POO B2BB30004 | 1 |  | 1 | 250000 | 250000
# |  | Deep Freezer | NUAIRE | ME6613D34 | 512316 | 1 |  | 1 | 250000 | 250000
# |  | BBR | Terumo Penpol | TC2001 B | * | 1 |  | 1 | 250000 | 250000
# |  | Platelet Agitator | Compo Safe | * | * |  | 1 | 1 | 150000 | 150000
# |  | Platelet Agitator | Terumo Penpol | PI200 | * | 1 |  | 1 | 150000 | 150000
# |  | Water Distillation Plant | Mass Biomedicals | * | * |  | 1 | 1 | 6500 | 6500
# |  | Vertical Autoclave |  | * | * | 1 |  | 1 | 65000 | 65000
# |  | Blood Grouping Machine | NEO | IMMUCOR GAMMA | * | 1 |  | 1 | 250000 | 250000
# |  | Balance |  | * | * | 1 |  | 1 | 4500 | 4500
# |  | Centrifuge | Remi | * | * | 1 |  | 1 | 6500 | 6500
# |  | Cryo Water Bath | Spectrum | * | * | 1 |  | 1 | 4500 | 4500
# | BLOOD BANK | Automated Elisa Reader | Jecan | Freedom Evo | * | 1 |  | 1 | 200000 | 200000
# |  | Centrifuge | Remi | * | * | 1 |  | 1 | 6500 | 6500
# |  | Rotary Shaker | Remi | RS-12R | IACH1549 | 1 |  | 1 | 4500 | 4500
# |  | BBR | JEWETT | * | * |  | 1 | 1 | 250000 | 250000
# |  | BBR | Terumo Penpol | * | * | 1 |  | 1 | 250000 | 250000
# |  | BBR | Terumo Penpol | * | * | 1 |  | 1 | 250000 | 250000
# |  | Saxo ID Reader with Incubator | Gel Tech | Bio Rad | * | 1 |  | 1 | 200000 | 200000
# |  | Tube Sealer | Terumo Penpol | * | * | 1 |  | 1 | 6500 | 6500
# |  | Centrifuge | Remi | * | * | 1 |  | 1 | 6500 | 6500
# |  | Voltage Stabilizer | JMS | * | * | 1 |  | 1 | 6500 | 6500
# |  | Blood Donor Cauches | Terumo Penpol | * | * | 1 |  | 1 | 65000 | 65000
# |  | Blood Donor Cauches | Terumo Penpol | * | * | 1 |  | 1 | 65000 | 65000
# |  | Blood Donor Cauches | Terumo Penpol | * | * | 1 |  | 1 | 65000 | 65000
# |  | Blood Donor Cauches | Terumo Penpol | * | * | 1 |  | 1 | 65000 | 65000
# |  | Tube Sealer | Indian | * | * | 1 |  | 1 | 4500 | 4500
# |  | Tube Sealer | Indian | * | * | 1 |  | 1 | 4500 | 4500
# |  | Needle Cutter | Indian | * | * | 1 |  | 1 | 1200 | 1200
# |  | Blood Collection Monitor | Remi | * | * | 1 |  | 1 | 75000 | 75000
# |  | Blood Collection Monitor | Remi | * | * | 1 |  | 1 | 75000 | 75000
# |  | Blood Collection Monitor | Remi | * | * | 1 |  | 1 | 75000 | 75000
# |  | Blood Collection Monitor | Remi | * | * | 1 |  | 1 | 75000 | 75000
# |  | Adult Weighing Machine | Krups | * | * | 1 |  | 1 | 2500 | 2500
# |  | Incubator | M/S Khera | KI161 | 10147 | 1 |  | 1 | 375000 | 375000
# |  | BBR | Remi | * | * |  | 1 | 1 | 250000 | 250000
# |  | Plasma Thermy Machine | Indian | * | * | 1 |  | 1 | 55000 | 55000
# |  | Tube Sealer | Indian | * | * | 1 |  | 1 | 4500 | 4500
# |  | BBR | Mass Biomedicals | * | * |  | 1 | 1 | 250000 | 250000
# |  | Centrifuge | Remi | * | * |  | 1 | 1 | 6500 | 6500
# |  | Needle Cutter | Microsil | * | * | 1 |  | 1 | 1200 | 1200
# |  | BBR | NUAIRE | * | * |  | 1 | 1 | 250000 | 250000
# |  | BBR | Remi | * | * |  | 1 | 1 | 250000 | 250000
# |  | Binocular Microscope | Olympus | * | * | 1 |  | 1 | 30000 | 30000
# |  | Electronic Plasma Expressor | Compo Safe | E250 | * | 1 |  | 1 | 55000 | 55000
# |  | Electronic Plasma Expressor | Compo Safe | E250 | * | 1 |  | 1 | 55000 | 55000
# |  | Electronic Plasma Expressor | Compo Safe | E250 | * | 1 |  | 1 | 55000 | 55000
# |  | Electronic Plasma Expressor | Compo Safe | E250 | * | 1 |  | 1 | 55000 | 55000
# |  | Dielectric Sealer | LJUNG BERG | Bio Sealer | * | 1 |  | 1 | 10000 | 10000
# |  | Dielectric Sealer | LJUNG BERG | Bio Sealer | * | 1 |  | 1 | 10000 | 10000
# |  | Dielectric Sealer | LJUNG BERG | Bio Sealer | * | 1 |  | 1 | 10000 | 10000
# |  | Dielectric Sealer | LJUNG BERG | Bio Sealer | * | 1 |  | 1 | 10000 | 10000
# |  | Domestic Refrigerator | Zenith | * | * | 1 |  | 1 | 15000 | 15000
# |  | HB Analyzer | AKF Diagnostic | 30000031 6801 | 300007 0237 | 1 |  | 1 | 200000 | 200000
# |  | Hot Air Oven | Khera | KI-180 | * | 1 |  | 1 | 4500 | 4500
# |  | Hot Air Oven | Khera | KI-180 | * | 1 |  | 1 | 4500 | 4500
# |  | Hot Air Oven | Khera | KI-180 | * | 1 |  | 1 | 4500 | 4500
# |  | Blood Shaker Mixer | Baxter | * | 8083571 | 1 |  | 1 | 6500 | 6500
# |  | Blood Shaker Mixer | Baxter | * | 803565 | 1 |  | 1 | 6500 | 6500
# |  | Blood Shaker Mixer | Baxter | * | CPCM330 | 1 |  | 1 | 6500 | 6500
# |  | Blood Shaker Mixer | Baxter | * | CPCM331 | 1 |  | 1 | 6500 | 6500
# |  | Blood Shaker Mixer | Remi | * | CPCM332 | 1 |  | 1 | 6500 | 6500
# |  | Blood Shaker Mixer | Remi | * | CPCM333 | 1 |  | 1 | 6500 | 6500
# |  | Cell Counter | MELET | * | 2C0231 | 1 |  | 1 | 350000 | 350000
# | CATH LAB | ABG Analyzer | * | * | * | 1 |  | 1 | 200000 | 200000
# |  | Needle Cutter | Microsil | * | * | 1 |  | 1 | 1200 | 1200
# |  | IABP Machine | * | * | * | 1 |  | 1 | 450000 | 450000
# | CATH LAB | Cardiac Monitor | * | * | * | 1 |  | 1 | 80000 | 80000
# |  | Cardiac Monitor | * | * | * | 1 |  | 1 | 80000 | 80000
# |  | Cardiac Monitor | * | * | * | 1 |  | 1 | 80000 | 80000
# |  | Cardiac Table | * | * | * | 1 |  | 1 | 80000 | 80000
# |  | Cardiac Table | * | * | * | 1 |  | 1 | 80000 | 80000
# |  | Defibrillator | BPL | * | * | 1 |  | 1 | 170000 | 170000
# |  | Defibrillator | BPL | * | * | 1 |  | 1 | 170000 | 170000
# |  | Suction Machine | * | * | * | 1 |  | 1 | 6500 | 6500
# |  | Suction Machine | * | * | * | 1 |  | 1 | 6500 | 6500
# |  | Infusion Pump | * | * | * | 1 |  | 1 | 40000 | 40000
# |  | Aneasthesia Machine | * | * | * | 1 |  | 1 | 450000 | 450000
# |  | TPI Generator | * | * | * | 1 |  | 1 | 150000 | 150000
# |  | C-Arm | Schimadzu | * | * | 1 |  | 1 | 800000 | 800000
# | IMMUNOASSAY LAB | Auto Analyzer for Immunoassay | Beck MANN | Access 2 | 508823 | 1 |  | 1 | 200000 | 200000
# |  | Domestic Refrigerator | LG | 355VVG4 | 205NRSP 1193950 | 1 |  | 1 | 15000 | 15000
# |  | Auto Analyzer | * | * | * | 1 |  | 1 | 200000 | 200000
# |  | Incubator | * | * | * | 1 |  | 1 | 375000 | 375000
# |  | Nycocerel Reader | * | * | 89021 | 1 |  | 1 | 200000 | 200000
# |  | Centrifuge | Remi | * | * |  | 1 | 1 | 6500 | 6500
# | AUTO ANALYZER LAB | Domestic Refrigerator | BPL | * | * | 1 |  | 1 | 15000 | 15000
# |  | Needle Cutter | * | * | * | 1 |  | 1 | 1200 | 1200
# |  | Bio Chemistry Analyzer | * | * | * | 1 |  | 1 | 200000 | 200000
# |  | Electrolytic Analyzer | Roche | * | * | 1 |  | 1 | 200000 | 200000
# |  | Domestic Refrigerator | Godrej | W7-275FR | * | 1 |  | 1 | 15000 | 15000
# |  | Auto Analyzer | Roche | * | * | 1 |  | 1 | 200000 | 200000
# |  | Auto Analyzer | Roche | * | * | 1 |  | 1 | 200000 | 200000
# |  | Domestic Refrigerator | LG | * | * | 1 |  | 1 | 15000 | 15000
# |  | Incubator | * | * | * | 1 |  | 1 | 375000 | 375000
# |  | Centrifuge | Remi | * | * | 1 |  | 1 | 6500 | 6500
# |  | Centrifuge | Remi | * | * | 1 |  | 1 | 6500 | 6500
# |  | Centrifuge | Remi | * | * | 1 |  | 1 | 6500 | 6500
# |  | Balance | * | * | * | 1 |  | 1 | 4500 | 4500
# |  | Hot Air Oven | Oshen | * | * | 1 |  | 1 | 4500 | 4500
# | EMERGENCY LAB | Needle Cutter | * | * | * | 1 |  | 1 | 1200 | 1200
# |  | Microscope | * | * | * | 1 |  | 1 | 30000 | 30000
# |  | ABG Analyzer | * | * | * | 1 |  | 1 | 200000 | 200000
# |  | Centrifuge | Remi | * | * | 1 |  | 1 | 6500 | 6500
# |  | Domestic Refrigerator | Godrej | * | * | 1 |  | 1 | 15000 | 15000
# |  | Domestic Refrigerator | LG | * | * | 1 |  | 1 | 15000 | 15000
# |  | Incubator | Swastik | * | * | 1 |  | 1 | 375000 | 375000
# |  | Water Bath | Swastik | * | * | 1 |  | 1 | 4500 | 4500
# |  | Electrolytic Analyzer | Accu Check | * | * | 1 |  | 1 | 200000 | 200000
# | MICRO BIO LAB | Domestic Refrigerator | Godrej | * | * | 1 |  | 1 | 15000 | 15000
# | BACTERIOLOGY LAB | Automated Blood Counter | Bactec | * | * | 1 |  | 1 | 350000 | 350000
# |  | Domestic Refrigerator | Whirlpool | * | * | 1 |  | 1 | 15000 | 15000
# |  | Incubator | Narang Scientific Works | NSW 451 | * | 1 |  | 1 | 375000 | 375000
# |  | Incubator | Narang Scientific Works | NSW 451 | * |  | 1 | 1 | 375000 | 375000
# |  | Incubator | Narang Scientific Works | NSW 451 | * | 1 |  | 1 | 375000 | 375000
# | MYCOBACTERIOLOGY LAB | Incubator | Narang Scientific Works | NSW 451 | * | 1 |  | 1 | 375000 | 375000
# |  | Incubator | Narang Scientific Works | NSW 451 | * | 1 |  | 1 | 375000 | 375000
# |  | Laminar Flow | Narang Scientific Works | NSW 451 | * | 1 |  | 1 | 250000 | 250000
# |  | Centrifuge | Remi | * | * | 1 |  | 1 | 6500 | 6500
# |  | Needle Cutter | Microsil | * | * | 1 |  | 1 | 1200 | 1200
# |  | Incubator | Narang Scientific Works | NSW 451 | * | 1 |  | 1 | 375000 | 375000
# |  | Incubator | Narang Scientific Works | NSW 451 | * | 1 |  | 1 | 375000 | 375000
# | MYCOBACTERIOLOGY LAB | Medical Refrigerator | * | * | * | 1 |  | 1 | 15000 | 15000
# |  | Needle Cutter | Microsil | * | * | 1 |  | 1 | 1200 | 1200
# | SEROLOGY LAB | Incubator | Narang Scientific Works | * | * | 1 |  | 1 | 375000 | 375000
# |  | Centrifuge | Remi | * | * | 1 |  | 1 | 6500 | 6500
# |  | Sterilizer | Indian | * | * | 1 |  | 1 | 6500 | 6500
# |  | Sterilizer | Indian | * | * | 1 |  | 1 | 6500 | 6500
# |  | Rotary Shaker | TIMER | * | * | 1 |  | 1 | 4500 | 4500
# |  | Domestic Refrigerator | Godrej | * | * | 1 |  | 1 | 15000 | 15000
# |  | Deep Freezer | SONAR | * | * | 1 |  | 1 | 250000 | 250000
# |  | Deep Freezer | SONAR | * | * |  | 1 | 1 | 250000 | 250000
# |  | Incubator | Narang Scientific Works | * | * |  | 1 | 1 | 375000 | 375000
# | PATH LAB | Incubator | Narang Scientific Works | * | * | 1 |  | 1 | 375000 | 375000
# | DOCTOR ROOM | Microscope | Indian | * | * | 1 |  | 1 | 30000 | 30000
# |  | Microscope | Indian | * | * | 1 |  | 1 | 30000 | 30000
# |  | Incubator | Indian | * | * | 1 |  | 1 | 375000 | 375000
# |  | Microscope | * | * | * | 1 |  | 1 | 30000 | 30000
# |  | Needle Cutter | * | * | * | 1 |  | 1 | 1200 | 1200
# |  | Oven | * | MS9 | * | 1 |  | 1 | 4500 | 4500
# |  | Urine Analyzer | * | MS4 | * | 1 |  | 1 | 200000 | 200000
# |  | Urine Analyzer | * | * | * | 1 |  | 1 | 200000 | 200000
# |  | Microscope | * | * | * | 1 |  | 1 | 30000 | 30000
# |  | Microscope | * | * | * | 1 |  | 1 | 30000 | 30000
NOTE
[6 empty] | Total No.of Equipment |  |  |  | 732
# | Not Created / Not Found |  |  |  |  | Total Equipment Cost |  |  |  | 71709900
* | Not Available |  |  |  |  | Total CMC Value |  |  |  | 5019693

## KNH SHIMLA
Name of Consultant :- | [6 empty] | Date:- |  | 2015-07-25
Name of Dist./Type of Facility/Name of the Facility :- |  |  |  | KNH Shimla
Equipment ID | Department | Equipment Description | Manufacturer | Model No. | Serial No. | Functional Status |  | Qty. | Approx Cost of Each Equipment | Total Cost of Equipment
[6 empty] | W | NW
# | Well Baby Clinic | Deep Freezer | Haier | * | BE04G OE0100EQX7 M0548 | 1 |  | 1 | 250000 | 250000
# |  | ILR | Haier | * | * | 1 |  | 1 | 250000 | 250000
# |  | Needle Cutter | MCP | * | * | 1 |  | 1 | 1200 | 1200
# | PP & MCH CENTER | Needle Cutter | Microsil | * | * | 1 |  | 1 | 1200 | 1200
# | MINOR OT | Boiler | * | * | * | 1 |  | 1 | 6500 | 6500
# |  | Sterilizer | * | * | * | 1 |  | 1 | 6500 | 6500
# |  | Sterilizer | * | * | * | 1 |  | 1 | 6500 | 6500
# |  | Suction Machine | Surgix | * | * | 1 |  | 1 | 6500 | 6500
# |  | OT Light | Philips | * | 68219 | 1 |  | 1 | 45000 | 45000
# |  | OT Table | Philips | * | * | 1 |  | 1 | 45000 | 45000
# |  | OT Table | Philips | * | * | 1 |  | 1 | 45000 | 45000
# | OPD GYANAE | Spot Light | * | * | * | 1 |  | 1 | 6500 | 6500
# |  | Spot Light | * | * | * | 1 |  | 1 | 6500 | 6500
# |  | Sterilizer | * | * | * | 1 |  | 1 | 6500 | 6500
# | OPD ANTENATAL | B. P. Apparatus | Pagoda | * | * | 1 |  | 1 | 1100 | 1100
# | LABOUR ROOM | OT Light | Philips | * | * | 1 |  | 1 | 45000 | 45000
# |  | OT Light | Philips | * | * | 1 |  | 1 | 45000 | 45000
# |  | Labour Table | * | * | * | 1 |  | 1 | 14000 | 14000
# |  | Labour Table | * | * | * | 1 |  | 1 | 14000 | 14000
# |  | Labour Table | * | * | * | 1 |  | 1 | 14000 | 14000
# |  | Labour Table | * | * | * | 1 |  | 1 | 14000 | 14000
# |  | Sterilizer | * | * | * | 1 |  | 1 | 6500 | 6500
# |  | Sterilizer | * | * | * | 1 |  | 1 | 6500 | 6500
# |  | Sterilizer | * | * | * | 1 |  | 1 | 6500 | 6500
# |  | Needle Cutter | Sai Life | * | * | 1 |  | 1 | 1200 | 1200
# | LABOUR WARD | Fogger | * | * | 5332 | 1 |  | 1 | 4500 | 4500
# |  | Labour Table | * | * | * | 1 |  | 1 | 14000 | 14000
# |  | Labour Table | * | * | * | 1 |  | 1 | 14000 | 14000
# |  | Suction Machine | Surgix | * | * | 1 |  | 1 | 6500 | 6500
# |  | Monitor | EDAN | * | * | 1 |  | 1 | 80000 | 80000
# |  | Monitor | EDAN | * | * | 1 |  | 1 | 80000 | 80000
# |  | Monitor | Datex Ohmeda | * | * | 1 |  | 1 | 80000 | 80000
# |  | Monitor | EDAN | * | * | 1 |  | 1 | 80000 | 80000
# |  | Spot Light | Indian | * | * | 1 |  | 1 | 6500 | 6500
# |  | Spot Light | Indian | * | * | 1 |  | 1 | 6500 | 6500
# |  | Spot Light | Indian | * | * | 1 |  | 1 | 6500 | 6500
# |  | Spot Light | Indian | * | * | 1 |  | 1 | 6500 | 6500
# |  | Spot Light | Indian | * | * | 1 |  | 1 | 6500 | 6500
# |  | Spot Light | Indian | * | * | 1 |  | 1 | 6500 | 6500
# |  | Labour Table | Indian | * | * | 1 |  | 1 | 14000 | 14000
# |  | Labour Table | Indian | * | * | 1 |  | 1 | 14000 | 14000
# |  | Labour Table | Indian | * | * | 1 |  | 1 | 14000 | 14000
# |  | Labour Table | Indian | * | * | 1 |  | 1 | 14000 | 14000
# |  | Radiant Warmer | Bird Meditech | * | * | 1 |  | 1 | 38000 | 38000
# |  | Labour Table | * | * | * | 1 |  | 1 | 14000 | 14000
# |  | Baby Weighing Machine | Bird Meditech | * | * | 1 |  | 1 | 2500 | 2500
# |  | B. P. Apparatus | Pagoda | * | * | 1 |  | 1 | 650 | 650
# |  | B. P. Apparatus | Pagoda | * | * | 1 |  | 1 | 650 | 650
# |  | Suction Machine | Dominant | * | * | 1 |  | 1 | 6500 | 6500
# |  | Domestic Refrigerator | Samsung | * | * | 1 |  | 1 | 15000 | 15000
# | POST OPERATIVE WARD | Labour Table | * | * | * | 1 |  | 1 | 14000 | 14000
# |  | Labour Table | * | * | * | 1 |  | 1 | 14000 | 14000
# |  | Multi Para Monitor | Philips | * | * | 1 |  | 1 | 80000 | 80000
# |  | Multi Para Monitor | Philips | * | * | 1 |  | 1 | 80000 | 80000
# |  | Multi Para Monitor | Philips | * | * | 1 |  | 1 | 80000 | 80000
# |  | Multi Para Monitor | Philips | * | * | 1 |  | 1 | 80000 | 80000
# |  | Multi Para Monitor | Philips | * | * | 1 |  | 1 | 80000 | 80000
# |  | Sterilizer | Indian | * | * | 1 |  | 1 | 6500 | 6500
# |  | Sterilizer | Indian | * | * | 1 |  | 1 | 6500 | 6500
# |  | Ventillator | Versa Med | Ivent | * | 1 |  | 1 | 600000 | 600000
# | NEONATAL UNIT | Domestic Refrigerator | Videocon | * | * | 1 |  | 1 | 15000 | 15000
# |  | Radiant Warmer | Bird Meditech | * | * | 1 |  | 1 | 38000 | 38000
# |  | Radiant Warmer | Bird Meditech | * | * | 1 |  | 1 | 38000 | 38000
# |  | Radiant Warmer | Bird Meditech | * | * | 1 |  | 1 | 38000 | 38000
# |  | Radiant Warmer | Bird Meditech | * | * | 1 |  | 1 | 38000 | 38000
# |  | Radiant Warmer | Bird Meditech | * | * | 1 |  | 1 | 38000 | 38000
# |  | Radiant Warmer | Bird Meditech | * | * | 1 |  | 1 | 38000 | 38000
# |  | Radiant Warmer | Bird Meditech | * | * | 1 |  | 1 | 38000 | 38000
# |  | Radiant Warmer | Bird Meditech | * | * | 1 |  | 1 | 38000 | 38000
# |  | Radiant Warmer | Bird Meditech | * | * | 1 |  | 1 | 38000 | 38000
# |  | Radiant Warmer | Bird Meditech | * | * | 1 |  | 1 | 38000 | 38000
# |  | Radiant Warmer | Bird Meditech | * | * | 1 |  | 1 | 38000 | 38000
# |  | Radiant Warmer | Bird Meditech | * | * | 1 |  | 1 | 38000 | 38000
# |  | Radiant Warmer | Zeal | * | * | 1 |  | 1 | 38000 | 38000
# |  | Radiant Warmer | Zeal | * | * | 1 |  | 1 | 38000 | 38000
# |  | Radiant Warmer | Zeal | * | * | 1 |  | 1 | 38000 | 38000
# |  | Ventillator | Philips | SLE 500 | * | 1 |  | 1 | 600000 | 600000
# |  | Ventillator | Philips | SLE 500 | * | 1 |  | 1 | 600000 | 600000
# |  | Ventillator | Philips | SLE 500 | * |  | 1 | 1 | 600000 | 600000
# |  | C PAP | Indian | * | * | 1 |  | 1 | 450000 | 450000
# |  | C PAP | Indian | * | * | 1 |  | 1 | 450000 | 450000
# |  | C PAP | Indian | * | * | 1 |  | 1 | 450000 | 450000
# |  | Baby Weighing Machine | Braun | * | * | 1 |  | 1 | 2500 | 2500
# |  | Baby Weighing Machine | Braun | * | * | 1 |  | 1 | 2500 | 2500
# |  | Baby Weighing Machine | Braun | * | * | 1 |  | 1 | 2500 | 2500
# |  | Suction Machine | Anand | HI VAC | * | 1 |  | 1 | 6500 | 6500
# |  | Suction Machine | Anand | HI VAC | * | 1 |  | 1 | 6500 | 6500
# |  | Suction Machine | Anand | HI VAC | * | 1 |  | 1 | 6500 | 6500
# |  | Suction Machine | Anand | HI VAC | * | 1 |  | 1 | 6500 | 6500
# |  | Infusion Pump | Meditek | * | * | 1 |  | 1 | 40000 | 40000
# |  | Infusion Pump | Meditek | * | * | 1 |  | 1 | 40000 | 40000
# |  | Infusion Pump | Meditek | * | * | 1 |  | 1 | 40000 | 40000
# |  | Infusion Pump | Meditek | * | * | 1 |  | 1 | 40000 | 40000
# |  | Infusion Pump | Meditek | * | * | 1 |  | 1 | 40000 | 40000
# |  | Infusion Pump | Meditek | * | * | 1 |  | 1 | 40000 | 40000
# |  | Infusion Pump | Meditek | * | * | 1 |  | 1 | 40000 | 40000
# |  | Infusion Pump | Meditek | * | * | 1 |  | 1 | 40000 | 40000
# |  | Infusion Pump | Meditek | * | * | 1 |  | 1 | 40000 | 40000
# |  | Infusion Pump | Meditek | * | * | 1 |  | 1 | 40000 | 40000
# |  | Infusion Pump | Meditek | * | * | 1 |  | 1 | 40000 | 40000
# |  | Infusion Pump | Meditek | * | * | 1 |  | 1 | 40000 | 40000
# |  | Infusion Pump | Meditek | * | * | 1 |  | 1 | 40000 | 40000
# |  | Infusion Pump | Meditek | * | * | 1 |  | 1 | 40000 | 40000
# |  | Infusion Pump | Meditek | * | * | 1 |  | 1 | 40000 | 40000
# |  | Infusion Pump | Meditek | * | * | 1 |  | 1 | 40000 | 40000
# | NEONATAL UNIT | Infusion Pump | Meditek | * | * | 1 |  | 1 | 40000 | 40000
# |  | Fumigation Machine | Indian | * | * | 1 |  | 1 | 4500 | 4500
# |  | Monitor | Philips | * | * | 1 |  | 1 | 80000 | 80000
# |  | Monitor | Philips | * | * | 1 |  | 1 | 80000 | 80000
# |  | Monitor | Philips | * | * | 1 |  | 1 | 80000 | 80000
# |  | Monitor | Philips | * | * | 1 |  | 1 | 80000 | 80000
# |  | Monitor | Philips | * | * | 1 |  | 1 | 80000 | 80000
# |  | Monitor | SSMED | * | * | 1 |  | 1 | 80000 | 80000
# |  | Monitor | SSMED | * | * | 1 |  | 1 | 80000 | 80000
# |  | Monitor | SSMED | * | * | 1 |  | 1 | 80000 | 80000
# |  | Monitor | SSMED | * | * | 1 |  | 1 | 80000 | 80000
# |  | Monitor | SSMED | * | * | 1 |  | 1 | 80000 | 80000
# |  | Pulse Oximeter | Accuro | * | * | 1 |  | 1 | 55000 | 55000
# |  | Pulse Oximeter | Accuro | * | * | 1 |  | 1 | 55000 | 55000
# |  | Pulse Oximeter | Accuro | * | * | 1 |  | 1 | 55000 | 55000
# |  | X-Ray Machine | Allengers | * | * | 1 |  | 1 | 450000 | 450000
# |  | Ultrasound Machine | Indian | * | * | 1 |  | 1 | 450000 | 450000
# |  | ECG Machine | BPL | * | * | 1 |  | 1 | 52000 | 52000
# |  | ECG Machine | BPL | * | * | 1 |  | 1 | 52000 | 52000
# |  | Centrifuge | Remi | * | * | 1 |  | 1 | 6500 | 6500
# |  | Centrifuge | Remi | * | * | 1 |  | 1 | 6500 | 6500
# |  | Suction Machine | Surgix | * | * | 1 |  | 1 | 6500 | 6500
# |  | Needle Cutter | Microsil | * | * | 1 |  | 1 | 1200 | 1200
# |  | Needle Cutter | Microsil | * | * | 1 |  | 1 | 1200 | 1200
# |  | Needle Cutter | Microsil | * | * | 1 |  | 1 | 1200 | 1200
# |  | Ambu Bag | Indian | * | * | 1 |  | 1 | 1100 | 1100
# |  | Ambu Bag | Indian | * | * | 1 |  | 1 | 1100 | 1100
# |  | Ambu Bag | Indian | * | * | 1 |  | 1 | 1100 | 1100
# |  | Ambu Bag | Indian | * | * | 1 |  | 1 | 1100 | 1100
# |  | Ambu Bag | Indian | * | * |  | 1 | 1 | 1100 | 1100
# |  | Ambu Bag | Indian | * | * |  | 1 | 1 | 1100 | 1100
# |  | Laryngoscope | Indian | * | * | 1 |  | 1 | 1100 | 1100
# |  | Laryngoscope | Indian | * | * | 1 |  | 1 | 1100 | 1100
# |  | Laryngoscope | Indian | * | * | 1 |  | 1 | 1100 | 1100
# |  | Laryngoscope | Indian | * | * | 1 |  | 1 | 1100 | 1100
# |  | Laryngoscope | Indian | * | * | 1 |  | 1 | 1100 | 1100
# |  | Laryngoscope | Indian | * | * | 1 |  | 1 | 1100 | 1100
# |  | Laryngoscope | Indian | * | * | 1 |  | 1 | 1100 | 1100
# |  | Laryngoscope | Indian | * | * | 1 |  | 1 | 1100 | 1100
# |  | Examination Light | Indian | * | * | 1 |  | 1 | 4500 | 4500
# |  | Examination Light | Indian | * | * | 1 |  | 1 | 4500 | 4500
# |  | Examination Light | Indian | * | * | 1 |  | 1 | 4500 | 4500
# |  | Examination Light | Indian | * | * | 1 |  | 1 | 4500 | 4500
# |  | Domestic Refrigerator | LG | * | * | 1 |  | 1 | 15000 | 15000
# |  | Domestic Refrigerator | LG | * | * | 1 |  | 1 | 15000 | 15000
# | PRIVATE WARD | B. P. Apparatus | ELITE | * | * | 1 |  | 1 | 650 | 650
# |  | Suction Machine | Surgicoin | * | * |  | 1 | 1 | 6500 | 6500
# | ULTRASOUND ROOM | Ultrasound Machine | Toshiba | Vision 2000 | * | 1 |  | 1 | 450000 | 450000
# |  | Ultrasound Machine | Toshiba | * | * | 1 |  | 1 | 450000 | 450000
# |  | X-Ray Machine | Allengers | * | * | 1 |  | 1 | 450000 | 450000
# | LAB | Centrifuge | Remi | R4C | * | 1 |  | 1 | 6500 | 6500
# |  | Needle Cutter | Microsil | * | * | 1 |  | 1 | 1200 | 1200
# |  | Water Bath | Indian | * | * | 1 |  | 1 | 4500 | 4500
# | BLOOD BANK | B. P. Apparatus | MCP | * | * | 1 |  | 1 | 650 | 650
# |  | Serological Water Bath | Yorco | * | * | 1 |  | 1 | 45000 | 45000
# | BLOOD BANK | Centrifuge | Remi | R4C | * | 1 |  | 1 | 6500 | 6500
# |  | Needle Cutter | Nulife | * | * | 1 |  | 1 | 1200 | 1200
# | DOCTOR ROOM | Domestic Refrigerator | Godrej | * | * | 1 |  | 1 | 15000 | 15000
# |  | Domestic Refrigerator | Whirlpool | * | * | 1 |  | 1 | 15000 | 15000
# |  | Needle Cutter | Microsil | * | * | 1 |  | 1 | 1200 | 1200
# |  | B. P. Apparatus | Doctor | * | * | 1 |  | 1 | 650 | 650
# |  | B. P. Apparatus | Doctor | * | * | 1 |  | 1 | 650 | 650
# |  | BBR | Remi | * | * | 1 |  | 1 | 250000 | 250000
# |  | BBR | Remi | * | * | 1 |  | 1 | 250000 | 250000
# |  | BBR | Remi | * | * | 1 |  | 1 | 250000 | 250000
# |  | Deep Freezer | Khera | * | * |  | 1 | 1 | 250000 | 250000
# |  | Deep Freezer | Khera | * | * | 1 |  | 1 | 250000 | 250000
# |  | Domestic Refrigerator | Godrej | * | * | 1 |  | 1 | 15000 | 15000
# | STERILIZATION ROOM | Incubator | Indian | * | * | 1 |  | 1 | 375000 | 375000
# |  | Investible Autoclave | Indian | * | * | 1 |  | 1 | 65000 | 65000
# |  | Centrifuge | Remi | * | * |  | 1 | 1 | 6500 | 6500
NOTE
[6 empty] | Total No.of Equipment |  |  |  | 176
# | Not Created / Not Found |  |  |  |  | Total Equipment Cost |  |  |  | 12098200
* | Not Available |  |  |  |  | Total CMC Value |  |  |  | 846874

## DDU HOSPITAL SHIMLA
Name of Consultant :- | [6 empty] | Date:- |  | 2015-07-25
Name of Dist./Type of Facility/Name of the Facility :- |  |  |  | DDU Hospital Shimla
Equipment ID | Department | Equipment Description | Manufacturer | Model No. | Serial No. | Functional Status |  | Qty. | Approx Cost of Each Equipment | Total Cost of Equipment
[6 empty] | W | NW
# | MAIN OT | OT Light | Philips | * | * | 1 |  | 1 | 45000 | 45000
# |  | Ceiling Light | Philips | * | * | 1 |  | 1 | 150000 | 150000
# |  | Vertical Autoclave | Indian | * | * | 1 |  | 1 | 65000 | 65000
# |  | Horizontal Autoclave | Indian | * | * | 1 |  | 1 | 55000 | 55000
# |  | Spot Light | Indian | * | * | 1 |  | 1 | 6500 | 6500
# |  | Spot Light | Indian | * | * | 1 |  | 1 | 6500 | 6500
# |  | OT Table | Swarna Raj | * | * | 1 |  | 1 | 45000 | 45000
# |  | Suction Machine | Anand | HI VAC | * | 1 |  | 1 | 6500 | 6500
# |  | Boiler | Indian | * | * | 1 |  | 1 | 6500 | 6500
# |  | Sterilizer | Indian | * | * | 1 |  | 1 | 6500 | 6500
# |  | Sterilizer | Indian | * | * |  | 1 | 1 | 6500 | 6500
# |  | Sterilizer | Indian | * | * | 1 |  | 1 | 6500 | 6500
# |  | Radiant Warmer | Phoenix | * | * | 1 |  | 1 | 38000 | 38000
# |  | OT Table | Swarna Raj | * | * | 1 |  | 1 | 45000 | 45000
# |  | Boyle's Apparatus | Datex Ohmeda | * | * | 1 |  | 1 | 65000 | 65000
# |  | Suction Machine | Anand | HI VAC | * | 1 |  | 1 | 6500 | 6500
# |  | Pedestal Light | Indian | * | * | 1 |  | 1 | 10000 | 10000
# |  | Defibrillator | BPL | * | * | 1 |  | 1 | 170000 | 170000
# |  | Multipara Monitor | Datex Ohmeda | * | * | 1 |  | 1 | 80000 | 80000
# |  | Needle Cutter | Microsil | * | * | 1 |  | 1 | 1200 | 1200
# |  | Needle Cutter | Microsil | * | * | 1 |  | 1 | 1200 | 1200
# |  | B. P. Apparatus (Hg) | Doctor | * | * | 1 |  | 1 | 1100 | 1100
# |  | B. P. Apparatus (Hg) | Doctor | * | * | 1 |  | 1 | 1100 | 1100
# |  | Adult Weighing Machine | Krups | * | * | 1 |  | 1 | 2500 | 2500
# |  | OT Table | Indian | * | * | 1 |  | 1 | 45000 | 45000
# |  | C- Arm | Allengers | * | * |  | 1 | 1 | 800000 | 800000
# |  | Fumigator | Surgicals India Pvt Ltd | * | * | 1 |  | 1 | 4500 | 4500
# |  | Binocular Microscope | Olympus | * | * | 1 |  | 1 | 30000 | 30000
# |  | Binocular Microscope | Olympus | * | * | 1 |  | 1 | 30000 | 30000
# |  | Suction Machine | Anand | * | * |  | 1 | 1 | 6500 | 6500
# |  | Laryngoscope | Indian | * | * | 1 |  | 1 | 1100 | 1100
# |  | Laryngoscope | Indian | * | * | 1 |  | 1 | 1100 | 1100
# |  | Laryngoscope | Indian | * | * | 1 |  | 1 | 1100 | 1100
# |  | Laryngoscope | Indian | * | * | 1 |  | 1 | 1100 | 1100
# |  | Ambu Bag | Indian | * | * | 1 |  | 1 | 1100 | 1100
# |  | Ambu Bag | Indian | * | * | 1 |  | 1 | 1100 | 1100
# |  | Boyle's Apparatus | Datex Ohmeda | * | * | 1 |  | 1 | 65000 | 65000
# |  | Boyle's Apparatus | Datex Ohmeda | * | * | 1 |  | 1 | 65000 | 65000
# |  | Domestic Refrigerator | LG | * | * | 1 |  | 1 | 15000 | 15000
# |  | Boiler | * | * | * | 1 |  | 1 | 6500 | 6500
# |  | Boiler | * | * | * | 1 |  | 1 | 6500 | 6500
# |  | Vertical Autoclave | * | * | * |  | 1 | 1 | 65000 | 65000
# | SNCU | Domestic Refrigerator | Videocon | VKE204/2014 | * | 1 |  | 1 | 15000 | 15000
# |  | Radiant Warmer | Bird Meditech | * | * | 1 |  | 1 | 38000 | 38000
# |  | Radiant Warmer | Bird Meditech | * | * | 1 |  | 1 | 38000 | 38000
# |  | Radiant Warmer | Bird Meditech | * | * | 1 |  | 1 | 38000 | 38000
# | SNCU | Radiant Warmer | Bird Meditech | * | * | 1 |  | 1 | 38000 | 38000
# |  | Radiant Warmer | Phoenix | * | * | 1 |  | 1 | 38000 | 38000
# |  | Phototherapy | Phoenix | * | * | 1 |  | 1 | 15500 | 15500
# |  | Phototherapy | Phoenix | * | * | 1 |  | 1 | 15500 | 15500
# |  | Infusion Pump | Hansraj | * | * | 1 |  | 1 | 40000 | 40000
# |  | Suction Machine | Medistar | * | * | 1 |  | 1 | 6500 | 6500
# |  | Bed Site Monitor | Nidek | * | * | 1 |  | 1 | 80000 | 80000
# |  | Oxygen Concentrator | Taurus | * | * | 1 |  | 1 | 45000 | 45000
# |  | Baby Weighing Machine | Swisser | * | * | 1 |  | 1 | 2500 | 2500
# |  | Adult Weighing Machine | Krups | * | * | 1 |  | 1 | 2500 | 2500
# |  | Nebulizer | MCP | * | * | 1 |  | 1 | 6500 | 6500
# |  | Laryngoscope | Indian | * | * | 1 |  | 1 | 1100 | 1100
# |  | Laryngoscope | Indian | * | * | 1 |  | 1 | 1100 | 1100
# |  | Laryngoscope | Indian | * | * | 1 |  | 1 | 1100 | 1100
# |  | Laryngoscope | Indian | * | * | 1 |  | 1 | 1100 | 1100
# |  | Glucometer | Accu Check | * | * | 1 |  | 1 | 1200 | 1200
# |  | Glucometer | Accu Check | * | * | 1 |  | 1 | 1200 | 1200
# |  | Resuscitation | Indian | * | * | 1 |  | 1 | 1100 | 1100
# |  | Resuscitation | Indian | * | * | 1 |  | 1 | 1100 | 1100
# |  | Resuscitation | Indian | * | * | 1 |  | 1 | 1100 | 1100
# |  | ECG Machine | BPL | * | * | 1 |  | 1 | 52000 | 52000
# | CHILDREN WARD-I | Domestic Refrigerator | Samsung | * | * | 1 |  | 1 | 15000 | 15000
# |  | Needle Cutter | Microsil | * | * | 1 |  | 1 | 1200 | 1200
# |  | B. P. Apparatus (Hg) | Doctor | * | * | 1 |  | 1 | 1100 | 1100
# | FEMALE MEDICAL WARD | Oxygen Concentrator | Taurus | * | 2829 | 1 |  | 1 | 45000 | 45000
# |  | Nebulizer | MCP | * | * | 1 |  | 1 | 6500 | 6500
# |  | Oxygen Concentrator | Taurus | * | * | 1 |  | 1 | 45000 | 45000
# |  | Needle Cutter | Microsil | * | * | 1 |  | 1 | 1200 | 1200
# | ARV ROOM | ILR | Unicef | * | * | 1 |  | 1 | 250000 | 250000
# |  | Domestic Refrigerator | LG | Intellowall | * | 1 |  | 1 | 15000 | 15000
# |  | Adult Weighing Machine | Krups | * | * | 1 |  | 1 | 2500 | 2500
# |  | Adult Weighing Machine | Krups | GTEP | * | 1 |  | 1 | 2500 | 2500
# |  | Sterilizer | Indian | * | * | 1 |  | 1 | 6500 | 6500
# |  | Baby Weighing Machine | Extacef | * | * | 1 |  | 1 | 2500 | 2500
# | GYANAE OPD | Sterilizer | * | * | * | 1 |  | 1 | 6500 | 6500
# |  | B. P. Apparatus (Hg) | Pagoda | * | * | 1 |  | 1 | 1100 | 1100
# | MCH | Needle Cutter | Microsil | * | * | 1 |  | 1 | 1200 | 1200
# |  | Hot Air Oven | * | * | * | 1 |  | 1 | 4500 | 4500
# |  | Adult Weighing Machine | Krups | * | * | 1 |  | 1 | 2500 | 2500
# |  | ILR | Unicef | * | * | 1 |  | 1 | 250000 | 250000
# | ORTHO OPD | B. P. Apparatus (Hg) | Doctor | * | * | 1 |  | 1 | 1100 | 1100
# | GEN OPD | B. P. Apparatus (Hg) | Pagoda | * | * | 1 |  | 1 | 1100 | 1100
# | PHYSIOTHERAPY | Short Wave Diathermy | Life Wave | * | * | 1 |  | 1 | 650000 | 650000
# |  | Short Wave Diathermy | Johari Digital | * | * | 1 |  | 1 | 650000 | 650000
# |  | Echotherapic Ultrasound | Indosonic 102 | HMS | * | 1 |  | 1 | 450000 | 450000
# |  | Traction Unit | Ind Trac | HMS | * | 1 |  | 1 | 350000 | 350000
# |  | Parafin Bath Unit | * | * | * | 1 |  | 1 | 25000 | 25000
# |  | Electronic Stimulator | * | * | * | 1 |  | 1 | 65000 | 65000
# |  | TENS | Minitens | * | * | 1 |  | 1 | 65000 | 65000
# | CASUALTY | Sterilizer | Indian | * | * | 1 |  | 1 | 6500 | 6500
# |  | B. P. Apparatus (Hg) | Pagoda | * | * | 1 |  | 1 | 1100 | 1100
# | INJECTION | Needle Cutter | Microsil | * | * | 1 |  | 1 | 1200 | 1200
# | INJECTION | Domestic Refrigerator | LG | * | * | 1 |  | 1 | 15000 | 15000
# | WARD | Monitor | Mind Ray | * | * | 1 |  | 1 | 80000 | 80000
# |  | Oxygen Concentrator | Taurus | * | * | 1 |  | 1 | 45000 | 45000
# |  | Monitor | Mind Ray | * | * | 1 |  | 1 | 80000 | 80000
# | SKIN OPD | Sterilizer | Indian | * | * | 1 |  | 1 | 6500 | 6500
# |  | B. P. Apparatus (Hg) | Pagoda | CM/L-0896172 | * | 1 |  | 1 | 1100 | 1100
# | MEDICINE ROOM | B. P. Apparatus (Hg) | Pagoda | CM/L-0896172 | * | 1 |  | 1 | 1100 | 1100
# | EYE OPD | B. P. Apparatus (Hg) | Pagoda | CM/L-0896172 | * | 1 |  | 1 | 1100 | 1100
# |  | Sterilizer | Indian | * | * | 1 |  | 1 | 6500 | 6500
# |  | Slit Lamp | Indian | * | * | 1 |  | 1 | 13000 | 13000
# |  | YAG Laser | YC-1600 | * | * | 1 |  | 1 | 450000 | 450000
# |  | Keratometer | Scan Plus | * | * | 1 |  | 1 | 45000 | 45000
# |  | A Scan | Scan Plus | * | * | 1 |  | 1 | 450000 | 450000
# | GYANAE WARD | Needle Cutter | Microsil | * | * | 1 |  | 1 | 1200 | 1200
# |  | B. P. Apparatus (Hg) | Pagoda | CM/L-0896172 | * | 1 |  | 1 | 1100 | 1100
# |  | Oxygen Concentrator | Taurus | * | * | 1 |  | 1 | 45000 | 45000
# |  | Suction Machine | Anand | HI VAC | * | 1 |  | 1 | 6500 | 6500
# |  | Monitor | Mind Ray | * | * | 1 |  | 1 | 80000 | 80000
# | LABOUR ROOM | Adult Weighing Machine | Krups | * | * | 1 |  | 1 | 2500 | 2500
# |  | Radiant Warmer | Phoenix | * | * | 1 |  | 1 | 38000 | 38000
# |  | Suction Machine | Anand | HI VAC | * | 1 |  | 1 | 6500 | 6500
# |  | Oxygen Concentrator | Taurus | * | * | 1 |  | 1 | 45000 | 45000
# |  | Monitor | Nidek | Horizon | * | 1 |  | 1 | 80000 | 80000
# |  | OT Table | * | * | * | 1 |  | 1 | 45000 | 45000
# |  | OT Table | * | * | * | 1 |  | 1 | 45000 | 45000
# |  | Labour Table | Indian | * | * | 1 |  | 1 | 14000 | 14000
# |  | OT Light | Indian | * | * | 1 |  | 1 | 45000 | 45000
# |  | B. P. Apparatus (Hg) | Pagoda | * | * | 1 |  | 1 | 1100 | 1100
# |  | Needle Cutter | Microsil | * | * | 1 |  | 1 | 1200 | 1200
# | EYE OT | Microscope | Olympus | * | * | 1 |  | 1 | 30000 | 30000
# |  | B. P. Apparatus (Hg) | Pagoda | * | * | 1 |  | 1 | 1100 | 1100
# |  | Phaco Machine | Indian | * | * | 1 |  | 1 | 350000 | 350000
# |  | OT Table | Indian | * | * | 1 |  | 1 | 45000 | 45000
# |  | OT Table | Indian | * | * |  | 1 | 1 | 45000 | 45000
# |  | Oxygen Concentrator | Taurus | * | * | 1 |  | 1 | 45000 | 45000
# | BLOOD BANK | Domestic Refrigerator | Whirlpool | * | * | 1 |  | 1 | 15000 | 15000
# |  | Centrifuge | Remi | * | * | 1 |  | 1 | 6500 | 6500
# |  | Needle Cutter | Nulife | * | * | 1 |  | 1 | 1200 | 1200
# |  | BBR | Electrolux | MRL280 | * | 1 |  | 1 | 250000 | 250000
# |  | Water Bath | Indian | * | * | 1 |  | 1 | 4500 | 4500
# |  | Adult Weighing Machine | Krups | * | * | 1 |  | 1 | 2500 | 2500
# |  | B. P. Apparatus (Hg) | Doctor | * | * | 1 |  | 1 | 1100 | 1100
# | DENTAL OPD | Dental Chair | Gnatus | * | * | 1 |  | 1 | 150000 | 150000
# |  | Dental Chair | Bestodent | * | * | 1 |  | 1 | 150000 | 150000
# |  | Dental Chair | Bestodent | * | * | 1 |  | 1 | 150000 | 150000
# |  | Dental Chair | Gnatus | * | * | 1 |  | 1 | 150000 | 150000
# |  | Dental Chair | Gnatus | * | * | 1 |  | 1 | 150000 | 150000
# |  | Air Compressor | Bestodent | * | * | 1 |  | 1 | 6500 | 6500
# |  | Air Compressor | Bestodent | * | * | 1 |  | 1 | 6500 | 6500
# |  | Dental Chair | Bestodent | * | * | 1 |  | 1 | 150000 | 150000
# |  | Air Compressor | Bestodent | * | * | 1 |  | 1 | 6500 | 6500
# |  | Sterilizer | Indian | * | * | 1 |  | 1 | 6500 | 6500
# | DENTAL OPD | Hot Air Oven | Oshen | * | * | 1 |  | 1 | 4500 | 4500
# |  | Air Compressor | Oshen | * | * | 1 |  | 1 | 6500 | 6500
# |  | Sterilizer | Indian | * | * | 1 |  | 1 | 6500 | 6500
# |  | Needle Cutter | Microsil | * | * | 1 |  | 1 | 1200 | 1200
# |  | Dental Chair | Meditronics | * | * | 1 |  | 1 | 150000 | 150000
# |  | Air Compressor | Bestodent | * | * | 1 |  | 1 | 6500 | 6500
# |  | Light Cure Unit | Bestodent | * | * | 1 |  | 1 | 10000 | 10000
# | SURGICAL WARD | B. P. Apparatus (Hg) | Pagoda | * | * | 1 |  | 1 | 1100 | 1100
# |  | Oxygen Concentrator | Taurus | * | * | 1 |  | 1 | 45000 | 45000
# |  | Sterilizer | Indian | * | * | 1 |  | 1 | 6500 | 6500
# |  | Needle Cutter | Microsil | * | * | 1 |  | 1 | 1200 | 1200
# | ECG ROOM | ECG Machine | BPL | 108T | * | 1 |  | 1 | 52000 | 52000
# |  | Sterilizer | Indian | * | * | 1 |  | 1 | 6500 | 6500
# |  | ECG Machine | BPL | 108T | * |  | 1 | 1 | 52000 | 52000
# |  | ECG Machine | BPL | 308 | * | 1 |  | 1 | 52000 | 52000
# |  | ECG Machine | Cardiart | * | * | 1 |  | 1 | 52000 | 52000
# |  | ECG Machine | Cardiart | * | * |  | 1 | 1 | 52000 | 52000
# |  | ECG Machine | BPL | * | * |  | 1 | 1 | 52000 | 52000
# | X-RAY ROOM | X-Ray Machine | Siemens | 1170427 | 7440 | 1 |  | 1 | 450000 | 450000
# | ULTRASOUND ROOM | Ultrasound Machine | Premium Edition | * | * | 1 |  | 1 | 450000 | 450000
# | CT SCAN | CT Scan Machine | * | * | * | 1 |  | 1 | 450000 | 450000
NOTE
[6 empty] | Total No.of Equipment |  |  |  | 171
# | Not Created / Not Found |  |  |  |  | Total Equipment Cost |  |  |  | 10661400
* | Not Available |  |  |  |  | Total CMC Value |  |  |  | 746298

## CHC DHAMI
Name of Consultant :- | [6 empty] | Date:- |  | 2015-07-28
Name of Dist./Type of Facility/Name of the Facility :- |  |  |  | CHC Dhami
Equipment ID | Department | Equipment Description | Manufacturer | Model No. | Serial No. | Functional Status |  | Qty. | Approx Cost of Each Equipment | Total Cost of Equipment
[6 empty] | W | NW
# | Dr. ROOM | B. P. Apparatus | Pagoda | CM/L-0896172 | * | 1 |  | 1 | 650 | 650
# |  | B. P. Apparatus | Pagoda | CM/L-0896172 | 500822 | 1 |  | 1 | 650 | 650
# | LAB | Needle Cutter | Microsil | * | * | 1 |  | 1 | 1200 | 1200
# |  | Hot Air Oven | ELCON | * | * |  | 1 | 1 | 4500 | 4500
# |  | Centrifuge | Remi | R4C | * | 1 |  | 1 | 6500 | 6500
# | X-RAY ROOM | Dental X-Ray | Meditrix | Denta X | * | 1 |  | 1 | 450000 | 450000
# |  | X-Ray Machine | GE | DX 525 | 52304 | 1 |  | 1 | 450000 | 450000
# | DENTAL ROOM | Dental Chair | Bestodent | * | * | 1 |  | 1 | 150000 | 150000
# | LABOUR ROOM | Sterilizer | Atlas | * | * | 1 |  | 1 | 6500 | 6500
# |  | Needle Cutter | Microsil | * | * | 1 |  | 1 | 1200 | 1200
# |  | Labour Table | L & K | HB 5403 | * | 1 |  | 1 | 14000 | 14000
# |  | Radiant Warmer | Bird Meditech | * | * | 1 |  | 1 | 38000 | 38000
# |  | Radiant Warmer | Bird Meditech | * | * | 1 |  | 1 | 38000 | 38000
# |  | Suction Machine | Goley | Accu-Hy-Suc | * | 1 |  | 1 | 6500 | 6500
# |  | Vertical Autoclave | Shiva | * | * | 1 |  | 1 | 65000 | 65000
# |  | OT Light | Indian | * | * | 1 |  | 1 | 45000 | 45000
# |  | OT Light | Indian | * | * |  | 1 | 1 | 45000 | 45000
# |  | Labour Table | Indian | * | * | 1 |  | 1 | 14000 | 14000
# |  | Baby Weighing Machine | TANTIA | * | * | 1 |  | 1 | 2500 | 2500
# |  | Oxygen Concentrator | New Life | * | * | 1 |  | 1 | 45000 | 45000
# |  | ECG Machine | Allengers | * | * | 1 |  | 1 | 52000 | 52000
# | DENTAL ROOM | Sterilizer | Atlas | * | * | 1 |  | 1 | 6500 | 6500
# |  | B. P. Apparatus | Pagoda | * | * | 1 |  | 1 | 650 | 650
# |  | Air Compressor | Dynair | DA7001 | * | 1 |  | 1 | 6500 | 6500
# |  | Ultrasonic Scalar | Unicorn | * | * | 1 |  | 1 | 1500 | 1500
# |  | Light Cure Unit | ELITEDENT | * | * | 1 |  | 1 | 10000 | 10000
# |  | Suction Machine | Goley | * | * |  | 1 | 1 | 6500 | 6500
# | MCH | ILR | Unicef | * | 44700-237 | 1 |  | 1 | 250000 | 250000
# |  | Deep Freezer | Unicef | R134A | * | 1 |  | 1 | 250000 | 250000
# |  | Baby Weighing Machine | TANTIA | * | * | 1 |  | 1 | 2500 | 2500
# | MINOR OT | Sterilizer | Atlas | * | * | 1 |  | 1 | 6500 | 6500
# |  | Needle Cutter | Microsil | * | * | 1 |  | 1 | 1200 | 1200
# |  | OT Table | Indian | * | * | 1 |  | 1 | 45000 | 45000
# |  | B. P. Apparatus | Pagoda | * | * |  | 1 | 1 | 650 | 650
# |  | B. P. Apparatus | Pagoda | * | * |  | 1 | 1 | 650 | 650
# |  | B. P. Apparatus | Pagoda | * | * |  | 1 | 1 | 650 | 650
# |  | B. P. Apparatus | Pagoda | * | * |  | 1 | 1 | 650 | 650
# |  | B. P. Apparatus | Pagoda | * | * |  | 1 | 1 | 650 | 650
# |  | B. P. Apparatus | Pagoda | * | * |  | 1 | 1 | 650 | 650
# | WAITING ROOM | Domestic Refrigerator | Leonard | * | * |  | 1 | 1 | 15000 | 15000
NOTE
[6 empty] | Total No.of Equipment |  |  |  | 40
# | Not Created / Not Found |  |  |  |  | Total Equipment Cost |  |  |  | 2041950
* | Not Available |  |  |  |  | Total CMC Value |  |  |  | 142936.5

## CIVIL HOSPITAL SUNNI
Name of Consultant :- | [6 empty] | Date:- |  | 2015-07-28
Name of Dist./Type of Facility/Name of the Facility :- |  |  |  | Civil Hospital Sunni
Equipment ID | Department | Equipment Description | Manufacturer | Model No. | Serial No. | Functional Status |  | Qty. | Approx Cost of Each Equipment | Total Cost of Equipment
[6 empty] | W | NW
# | EMERGENCY WARD | B. P. Apparatus | Life Line | * | * | 1 |  | 1 | 650 | 650
# |  | Adult Weighing Machine | Libra | * | * | 1 |  | 1 | 2500 | 2500
# |  | Needle Cutter | Microsil | * | * | 1 |  | 1 | 1200 | 1200
# |  | B. P. Apparatus | Life Line | * | * | 1 |  | 1 | 650 | 650
# |  | Glucometer | Optium 4 | Free Style | XCGU105 | 1 |  | 1 | 1200 | 1200
# |  | Cooker Type Autoclave | Life + | * | * | 1 |  | 1 | 65000 | 65000
# |  | Domestic Refrigerator | LG | GL-185 | * | 1 |  | 1 | 15000 | 15000
# |  | Nebulizer | Dr Morepen | CN 06 | * | 1 |  | 1 | 6500 | 6500
# |  | Suction Machine | Goley | * | * | 1 |  | 1 | 6500 | 6500
# |  | Oxygen Concentrator | New Life | * | * | 1 |  | 1 | 45000 | 45000
# | LABOUR ROOM | Suction Machine | Anand | * | * | 1 |  | 1 | 6500 | 6500
# |  | Baby Weighing Machine | Crown | * | * | 1 |  | 1 | 2500 | 2500
# |  | Radiant Warmer | Shreeyash | Zeevak | * | 1 |  | 1 | 38000 | 38000
# |  | B. P. Apparatus | Pagoda | * | * | 1 |  | 1 | 650 | 650
# |  | Adult Weighing Machine | Putex | * | * | 1 |  | 1 | 2500 | 2500
# |  | Labour Table | Carevel | * | * | 1 |  | 1 | 14000 | 14000
# |  | Needle Cutter | Microsil | * | * | 1 |  | 1 | 1200 | 1200
# | MCH | Adult Weighing Machine | Putex | * | * | 1 |  | 1 | 2500 | 2500
# |  | Baby Weighing Machine | Kohinoor | * | * | 1 |  | 1 | 2500 | 2500
# |  | Deep Freezer | Haier | * | * | 1 |  | 1 | 250000 | 250000
# |  | ILR | Unicef | * | * | 1 |  | 1 | 250000 | 250000
# | Dr. ROOM | Adult Weighing Machine | Samso | * | * | 1 |  | 1 | 2500 | 2500
# |  | Sterilizer | Atlas | * | * | 1 |  | 1 | 6500 | 6500
# | X-RAY ROOM | X-Ray Machine | Allengers | MARS 30/CF/Float | 2K907 30240-X/HF | 1 |  | 1 | 450000 | 450000
# |  | X-Ray Machine | Allengers | * | * | 1 |  | 1 | 450000 | 450000
# | Dr. ROOM | B. P. Apparatus | Life Line | * | * | 1 |  | 1 | 650 | 650
# |  | Opthalmo Scope | Indian | * | * | 1 |  | 1 | 15500 | 15500
# |  | Laryngoscope | Indian | * | * | 1 |  | 1 | 1100 | 1100
# |  | Laryngoscope | Indian | * | * | 1 |  | 1 | 1100 | 1100
# |  | Laryngoscope | Indian | * | * | 1 |  | 1 | 1100 | 1100
# | MICROSCOPIC LAB | Needle Cutter | Microsil | * | * | 1 |  | 1 | 1200 | 1200
# |  | Centrifuge | Remi | R4C | 1DLO-3202 | 1 |  | 1 | 6500 | 6500
# |  | Cell Counter | Celltech | * | * | 1 |  | 1 | 350000 | 350000
# |  | Hot Air Oven | ELCON | * | * | 1 |  | 1 | 4500 | 4500
# |  | Microscope | Bioplan | * | * | 1 |  | 1 | 30000 | 30000
# |  | Analyzer | RMS | Vesta 301i | * |  | 1 | 1 | 200000 | 200000
# | ECG ROOM | ECG Machine | RMS | Vesta 301i | * | 1 |  | 1 | 52000 | 52000
NOTE
[6 empty] | Total No.of Equipment |  |  |  | 37
# | Not Created / Not Found |  |  |  |  | Total Equipment Cost |  |  |  | 2287200
* | Not Available |  |  |  |  | Total CMC Value |  |  |  | 160104

## HP HOSPITAL OF MENTAL HEALTH &
Name of Consultant :- | [6 empty] | Date:- |  | 2015-07-29
Name of Dist./Type of Facility/Name of the Facility :- |  |  |  | HP Hospital of Mental Health & Rehabilitation Shimla
Equipment ID | Department | Equipment Description | Manufacturer | Model No. | Serial No. | Functional Status |  | Qty. | Approx Cost of Each Equipment | Total Cost of Equipment
[6 empty] | W | NW
# | # | B. P. Apparatus (Hg) | Pagoda | CM/L-0896172 | * | 1 |  | 1 | 1100 | 1100
# | # | B. P. Apparatus (Hg) | Pagoda | CM/L-0896172 | * | 1 |  | 1 | 1100 | 1100
# | # | B. P. Apparatus (Hg) | Pagoda | CM/L-0896172 | * | 1 |  | 1 | 1100 | 1100
# | # | B. P. Apparatus (Hg) | Pagoda | CM/L-0896172 | * | 1 |  | 1 | 1100 | 1100
# | # | B. P. Apparatus (Hg) | Pagoda | CM/L-0896172 | * | 1 |  | 1 | 1100 | 1100
# | # | B. P. Apparatus (Hg) | Pagoda | CM/L-0896172 | * |  | 1 | 1 | 1100 | 1100
# | # | B. P. Apparatus (Hg) | Pagoda | CM/L-0896172 | * |  | 1 | 1 | 1100 | 1100
# | # | B. P. Apparatus (Hg) | Pagoda | CM/L-0896172 | * |  | 1 | 1 | 1100 | 1100
# | # | B. P. Apparatus (Hg) | Pagoda | CM/L-0896172 | * |  | 1 | 1 | 1100 | 1100
# | # | B. P. Apparatus (Hg) | Pagoda | CM/L-0896172 | * |  | 1 | 1 | 1100 | 1100
# | # | Needle Cutter | Life Care | * | * | 1 |  | 1 | 1200 | 1200
# | # | Needle Cutter | Life Care | * | * | 1 |  | 1 | 1200 | 1200
# | # | Sterilizer | Indian | * | * | 1 |  | 1 | 6500 | 6500
# | # | Glucometer | Accu Check | * | * | 1 |  | 1 | 1200 | 1200
# | # | Adult Weighing Machine | Krups | * | * | 1 |  | 1 | 2500 | 2500
# | # | Adult Weighing Machine | Krups | * | * | 1 |  | 1 | 2500 | 2500
# | # | Domestic Refrigerator | LG | * | * | 1 |  | 1 | 15000 | 15000
# | # | Domestic Refrigerator | Kelvinator | * | * | 1 |  | 1 | 15000 | 15000
# | # | Suction Machine | Surgi VAC | * | C281014 | 1 |  | 1 | 6500 | 6500
# | # | Hot Air Oven | Osham | * | * | 1 |  | 1 | 4500 | 4500
# | # | Hot Air Oven | Osham | * | * | 1 |  | 1 | 4500 | 4500
# | # | Hot Air Oven | Osham | * | * | 1 |  | 1 | 4500 | 4500
# | # | Hot Air Oven | Osham | * | * | 1 |  | 1 | 4500 | 4500
NOTE
[6 empty] | Total No.of Equipment |  |  |  | 23
# | Not Created / Not Found |  |  |  |  | Total Equipment Cost |  |  |  | 80600
* | Not Available |  |  |  |  | Total CMC Value |  |  |  | 5642

## PHC DHARECH
Name of Consultant :- | [6 empty] | Date:- |  | 2015-07-31
Name of Dist./Type of Facility/Name of the Facility :- |  |  |  | PHC Dharech
Equipment ID | Department | Equipment Description | Manufacturer | Model No. | Serial No. | Functional Status |  | Qty. | Approx Cost of Each Equipment | Total Cost of Equipment
[6 empty] | W | NW
At PHC Dharech, No any Medical Staff Is Present. Only Peon was there at 2:50 PM.

## PHC KALBHOG
Name of Consultant :- | [6 empty] | Date:- |  | 2015-08-05
Name of Dist./Type of Facility/Name of the Facility :- |  |  |  | PHC Kalbhog
Equipment ID | Department | Equipment Description | Manufacturer | Model No. | Serial No. | Functional Status |  | Qty. | Approx Cost of Each Equipment | Total Cost of Equipment
[6 empty] | W | NW
# | LAB | Hot Air Oven | Anupam Udyog | * | * | 1 |  | 1 | 4500 | 4500
# |  | Microscope | Indian | * | * | 1 |  | 1 | 30000 | 30000
# |  | Needle Cutter | Nulife | * | * | 1 |  | 1 | 1200 | 1200
# |  | Centrifuge | Remi | R4C | * | 1 |  | 1 | 6500 | 6500
# |  | Bio Chemistry Analyzer | Msew | * | * | 1 |  | 1 | 200000 | 200000
# |  | Incubator | Indian | * | * | 1 |  | 1 | 375000 | 375000
# |  | Pen Balance | Indian | * | * | 1 |  | 1 | 4500 | 4500
# | X-RAY ROOM | X-Ray Machine | GE | Elpro SI-100 | 2795640 | 1 |  | 1 | 450000 | 450000
# | DENTAL OPD | Dental Chair | Bestodent | * | 001006201 408A | 1 |  | 1 | 150000 | 150000
# |  | Sterilizer | Indian | * | * | 1 |  | 1 | 6500 | 6500
# |  | Air Compressor | Bestodent | * | * | 1 |  | 1 | 6500 | 6500
# |  | Adult Weighing Machine | Krups | * | * | 1 |  | 1 | 2500 | 2500
# |  | B. P. Apparatus | Perfect | CM/L-8325472 | 66940 | 1 |  | 1 | 650 | 650
# |  | B. P. Apparatus | Diamond | BPGD034 | * | 1 |  | 1 | 650 | 650
# |  | Adult Weighing Machine | Dragon | * | * | 1 |  | 1 | 2500 | 2500
# |  | Adult Weighing Machine | Dragon | * | * | 1 |  | 1 | 2500 | 2500
# |  | Domestic Refrigerator | Samsung | * | * | 1 |  | 1 | 15000 | 15000
NOTE
[6 empty] | Total No.of Equipment |  |  |  | 17
# | Not Created / Not Found |  |  |  |  | Total Equipment Cost |  |  |  | 1258500
* | Not Available |  |  |  |  | Total CMC Value |  |  |  | 88095

## PHC BAGHI
Name of Consultant :- | [6 empty] | Date:- |  | 2015-08-05
Name of Dist./Type of Facility/Name of the Facility :- |  |  |  |  | PHC Baghi
Equipment ID | Department | Equipment Description | Manufacturer | Model No. | Serial No. | Functional Status |  | Qty. | Approx Cost of Each Equipment | Total Cost of Equipment
[6 empty] | W | NW
# | # | B. P. Apparatus | Perfect | CM/L 9444586 | * | 1 |  | 1 | 650 | 650
# | # | B. P. Apparatus | Perfect | CM/L 9444586 | 6672 | 1 |  | 1 | 650 | 650
# | # | Adult Weighing Machine | Krups | * | * | 1 |  | 1 | 2500 | 2500
# | # | Needle Cutter | MCP | * | * | 1 |  | 1 | 1200 | 1200
# | # | Sterilizer | Indian | * | * | 1 |  | 1 | 6500 | 6500
# | # | Nebulizer | Indian | * | * |  | 1 | 1 | 6500 | 6500
NOTE
[6 empty] | Total No.of Equipment |  |  |  | 6
# | Not Created / Not Found |  |  |  |  | Total Equipment Cost |  |  |  | 18000
* | Not Available |  |  |  |  | Total CMC Value |  |  |  | 1260

## PHC BALSAN GHORNA
Name of Consultant :- | [6 empty] | Date:- |  | 2015-08-01
Name of Dist./Type of Facility/Name of the Facility :- |  |  |  |  | PHC Balsan Ghorna
Equipment ID | Department | Equipment Description | Manufacturer | Model No. | Serial No. | Functional Status |  | Qty. | Approx Cost of Each Equipment | Total Cost of Equipment
[6 empty] | W | NW
# | # | B. P. Apparatus | Perfect | CM/L 9444586 | 6692 | 1 |  | 1 | 650 | 650
# | # | Needle Cutter | Microsil | * | * | 1 |  | 1 | 1200 | 1200
# | # | Sterilizer | Indian | * | * | 1 |  | 1 | 6500 | 6500
NOTE
[6 empty] | Total No.of Equipment |  |  |  | 3
# | Not Created / Not Found |  |  |  |  | Total Equipment Cost |  |  |  | 8350
* | Not Available |  |  |  |  | Total CMC Value |  |  |  | 584.5

## CHC CHIRGAON
Name of Consultant :- | [6 empty] | Date:- |  | 2015-08-06
Name of Dist./Type of Facility/Name of the Facility :- |  |  |  | CHC Chirgaon
Equipment ID | Department | Equipment Description | Manufacturer | Model No. | Serial No. | Functional Status |  | Qty. | Approx Cost of Each Equipment | Total Cost of Equipment
[6 empty] | W | NW
# | FEMALE WARD | Needle Cutter | Microsil | * | * | 1 |  | 1 | 1200 | 1200
# |  | Oxygen Concentrator | New Life | * | * | 1 |  | 1 | 45000 | 45000
# |  | B. P. Apparatus | Diamond | CM/L 0196043 | 2987 | 1 |  | 1 | 650 | 650
# |  | B. P. Apparatus | Pagoda | CM/L 0896172 | * |  | 1 | 1 | 650 | 650
# |  | B. P. Apparatus | Pagoda | * | * |  | 1 | 1 | 650 | 650
# | MALE WARD | Oxygen Concentrator | Taurus | * | * | 1 |  | 1 | 45000 | 45000
# |  | Suction Machine | Santoshi | CM/L 8112556 | * | 1 |  | 1 | 6500 | 6500
# |  | Suction Machine | Santoshi | CM/L 8112556 | 1536107 | 1 |  | 1 | 6500 | 6500
# | LABOUR ROOM | Ambu Bag | Indian | * | * | 1 |  | 1 | 1100 | 1100
# |  | Ambu Bag | Indian | * | * | 1 |  | 1 | 1100 | 1100
# |  | Laryngoscope | Indian | * | * | 1 |  | 1 | 1100 | 1100
# |  | Radiant Warmer | Bird Meditech | INNOVA | BM/RW/628/12/1314 | 1 |  | 1 | 38000 | 38000
# |  | Suction Machine | * | IS4533 | * | 1 |  | 1 | 6500 | 6500
# |  | Baby Weighing Machine | Crown | * | * | 1 |  | 1 | 2500 | 2500
# |  | Needle Cutter | Microsil | * | * | 1 |  | 1 | 1200 | 1200
# |  | Labour Table | Indian | * | * | 1 |  | 1 | 14000 | 14000
# | MCH | Adult Weighing Machine | Krups | * | * | 1 |  | 1 | 2500 | 2500
# |  | Deep Freezer | Unicef | * | * | 1 |  | 1 | 250000 | 250000
# |  | ILR | Unicef | * | * | 1 |  | 1 | 250000 | 250000
# |  | Sterilizer | Indian | * | * | 1 |  | 1 | 6500 | 6500
# |  | Sterilizer | Indian | * | * | 1 |  | 1 | 6500 | 6500
# |  | Sterilizer | Indian | * | * | 1 |  | 1 | 6500 | 6500
# |  | Autoclave | Indian | * | * | 1 |  | 1 | 65000 | 65000
# | DENTAL ROOM | Dental Chair | Bestodent | * | * | 1 |  | 1 | 150000 | 150000
# |  | Air Compressor | Bestodent | * | * | 1 |  | 1 | 6500 | 6500
# |  | Sterilizer | Indian | * | * | 1 |  | 1 | 6500 | 6500
# | MINOR OT | Needle Cutter | Microsil | * | * | 1 |  | 1 | 1200 | 1200
# |  | OT Table | Indian | * | * | 1 |  | 1 | 45000 | 45000
# |  | Sterilizer | Indian | * | * |  | 1 | 1 | 6500 | 6500
# |  | Ceiling Light | Indian | * | * | 1 |  | 1 | 150000 | 150000
# | OPD | B. P. Apparatus | Pagoda | CM/L 0896172 | * | 1 |  | 1 | 650 | 650
# |  | B. P. Apparatus | Pagoda | CM/L 0896172 | * | 1 |  | 1 | 650 | 650
# | X-RAY ROOM | X-Ray Machine | Meditronics | * | * |  | 1 | 1 | 450000 | 450000
# | LAB | Deep Freezer | Electrolux | TCW1990 | * | 1 |  | 1 | 250000 | 250000
# |  | Suction Machine | Santoshi | * | * | 1 |  | 1 | 6500 | 6500
# |  | Centrifuge | Remi | R4C | * | 1 |  | 1 | 6500 | 6500
# |  | Bio Chemistry Analyzer | Hospitex | * | * | 1 |  | 1 | 200000 | 200000
# |  | Hot Air Oven | * | * | * | 1 |  | 1 | 4500 | 4500
# |  | Pin Balanced | Indian | * | * | 1 |  | 1 | 4500 | 4500
# |  | Blood Cell Counter | Cell Tech | * | * | 1 |  | 1 | 350000 | 350000
# |  | Sterilizer | Indian | * | * |  | 1 | 1 | 6500 | 6500
# |  | Sterilizer | Indian | * | * |  | 1 | 1 | 6500 | 6500
# |  | Sterilizer | Indian | * | * |  | 1 | 1 | 6500 | 6500
# |  | Sterilizer | Indian | * | * |  | 1 | 1 | 6500 | 6500
# |  | Domestic Refrigerator | Samsung | * | * |  | 1 | 1 | 15000 | 15000
NOTE
[6 empty] | Total No.of Equipment |  |  |  | 45
# | Not Created / Not Found |  |  |  |  | Total Equipment Cost |  |  |  | 2438650
* | Not Available |  |  |  |  | Total CMC Value |  |  |  | 170705.5

## PHC DHARAMPUR
Name of Consultant :- | [6 empty] | Date:- |  | 2015-07-30
Name of Dist./Type of Facility/Name of the Facility :- |  |  |  |  | PHC Dharampur
Equipment ID | Department | Equipment Description | Manufacturer | Model No. | Serial No. | Functional Status |  | Qty. | Approx Cost of Each Equipment | Total Cost of Equipment
[6 empty] | W | NW
# | # | B. P. Apparatus | Pagoda | * | * | 1 |  | 1 | 650 | 650
# | # | Adult Weighing Machine | Crown | * | * | 1 |  | 1 | 2500 | 2500
# | # | Sterilizer | Indian | * | * | 1 |  | 1 | 6500 | 6500
# | # | Needle Cutter | Life Care | * | * | 1 |  | 1 | 1200 | 1200
# | # | Refrigerator | Kelvinator | * | * | 1 |  | 1 | 15000 | 15000
# | # | Sterilizer | Indian | * | * | 1 |  | 1 | 6500 | 6500
# | # | B. P. Apparatus | Pagoda | * | * |  | 1 | 1 | 650 | 650
# | # | B. P. Apparatus | Pagoda | * | * |  | 1 | 1 | 650 | 650
# | # | B. P. Apparatus | Pagoda | * | * |  | 1 | 1 | 650 | 650
# | # | B. P. Apparatus | Pagoda | * | * |  | 1 | 1 | 650 | 650
# | # | ILR | Vest Frost | R134 | * | 1 |  | 1 | 250000 | 250000
# | # | Deep Freezer | Vest Frost | Unicef | * | 1 |  | 1 | 250000 | 250000
NOTE
[6 empty] | Total No.of Equipment |  |  |  | 12
# | Not Created / Not Found |  |  |  |  | Total Equipment Cost |  |  |  | 534950
* | Not Available |  |  |  |  | Total CMC Value |  |  |  | 37446.5

## PHC MATIANA
Name of Consultant :- | [6 empty] | Date:- |  | 2015-07-30
Name of Dist./Type of Facility/Name of the Facility :- |  |  |  | PHC Matiana
Equipment ID | Department | Equipment Description | Manufacturer | Model No. | Serial No. | Functional Status |  | Qty. | Approx Cost of Each Equipment | Total Cost of Equipment
[6 empty] | W | NW
# | EYE OPD | ILR | Unicef | * | * | 1 |  | 1 | 250000 | 250000
# |  | Weighing Machine | Crown | * | * | 1 |  | 1 | 2500 | 2500
# |  | B. P. Apparatus | Deluxe | 8262373 | 8134420 | 1 |  | 1 | 650 | 650
# |  | Weighing Machine | Krups | * | * | 1 |  | 1 | 2500 | 2500
# |  | B. P. Apparatus | Deluxe | * | * |  | 1 | 1 | 650 | 650
# |  | B. P. Apparatus | Deluxe | * | * |  | 1 | 1 | 650 | 650
# |  | Baby Weighing Machine | Crown | * | * | 1 |  | 1 | 2500 | 2500
# |  | Suction Machine | Taurus | Nondite | * | 1 |  | 1 | 6500 | 6500
# |  | Suction Machine | Taurus | * | * | 1 |  | 1 | 6500 | 6500
# | MINOR OT | Labour Table | Indian | * | * | 1 |  | 1 | 14000 | 14000
# |  | Cooker Type Autoclave | Indian | * | * | 1 |  | 1 | 65000 | 65000
# |  | OT Light | Indian | * | * | 1 |  | 1 | 45000 | 45000
# |  | Suction Machine | Vikrant | * | * | 1 |  | 1 | 6500 | 6500
# | DENTAL OPD | Dental Chair | Bestodent | * | * | 1 |  | 1 | 150000 | 150000
# |  | Sterilizer | Indian | * | * | 1 |  | 1 | 6500 | 6500
# |  | Sterilizer | Indian | * | * |  | 1 | 1 | 6500 | 6500
# |  | Needle Cutter | Microsil | * | * | 1 |  | 1 | 1200 | 1200
# |  | Air Compressor | Bestodent | * | * | 1 |  | 1 | 6500 | 6500
NOTE
[6 empty] | Total No.of Equipment |  |  |  | 18
# | Not Created / Not Found |  |  |  |  | Total Equipment Cost |  |  |  | 573650
* | Not Available |  |  |  |  | Total CMC Value |  |  |  | 40155.5

## CIVIL HOSPITAL THEOG
Name of Consultant :- | [6 empty] | Date:- |  | 2015-07-30
Name of Dist./Type of Facility/Name of the Facility :- |  |  |  | Civil Hospital Theog
Equipment ID | Department | Equipment Description | Manufacturer | Model No. | Serial No. | Functional Status |  | Qty. | Approx Cost of Each Equipment | Total Cost of Equipment
[6 empty] | W | NW
# | ULTRASOUND | Ultrasound Machine | Mind Ray | * | * | 1 |  | 1 | 450000 | 450000
# |  | Slit Lamp | Indian | * | * | 1 |  | 1 | 13000 | 13000
# | ENT OPD | Slit Lamp | Indian | * | * | 1 |  | 1 | 13000 | 13000
# | DENTAL OPD | Dental Chair | Gnatus | * | 4463471023 | 1 |  | 1 | 150000 | 150000
# |  | Needle Cutter | Microsil | * | * | 1 |  | 1 | 1200 | 1200
# |  | Sterilizer | Indian | CM/L 1378458 | 5022 | 1 |  | 1 | 6500 | 6500
# |  | Air Compressor | LNDFOS | KCJ444HAG-B220H | 20690 | 1 |  | 1 | 4500 | 4500
# |  | Dental Lathe | Unident | 501 | 1339 | 1 |  | 1 | 20000 | 20000
# | GYNAE OPD | Labour Table | Indian | * | * | 1 |  | 1 | 14000 | 14000
# | MEDICAL OPD | B. P. Apparatus | Diamond | CM/L-0196043 | 3390 | 1 |  | 1 | 650 | 650
# |  | Weighing Machine | Krups | * | * | 1 |  | 1 | 2500 | 2500
# |  | Pulse Oximeter | * | * | * | 1 |  | 1 | 55000 | 55000
# | SURGICAL OPD | Weighing Machine | Krups | * | * | 1 |  | 1 | 2500 | 2500
# |  | B. P. Apparatus | Diamond | * | * |  | 1 | 1 | 650 | 650
# | ECG ROOM | ECG Machine | Allengers | Pisces A-106 | 2K120952 135 O-P | 1 |  | 1 | 52000 | 52000
# | FEMALE WARD | Suction Machine | Santoshi | * | * | 1 |  | 1 | 6500 | 6500
# |  | B. P. Apparatus | Pagoda | * | * | 1 |  | 1 | 650 | 650
# |  | Needle Cutter | Medigold | * | * | 1 |  | 1 | 1200 | 1200
# | WARD SISTER | Refrigerator | LG | CM/L-195NL4 | * | 1 |  | 1 | 15000 | 15000
# |  | Needle Cutter | Medigold | * | * | 1 |  | 1 | 1200 | 1200
# |  | Needle Cutter | Medigold | * | * |  | 1 | 1 | 1200 | 1200
# |  | Needle Cutter | Medigold | * | * |  | 1 | 1 | 1200 | 1200
# |  | Needle Cutter | Medigold | * | * |  | 1 | 1 | 1200 | 1200
# |  | Needle Cutter | Medigold | * | * |  | 1 | 1 | 1200 | 1200
# |  | Needle Cutter | Medigold | * | * |  | 1 | 1 | 1200 | 1200
# |  | Needle Cutter | Medigold | * | * |  | 1 | 1 | 1200 | 1200
# |  | B. P. Apparatus | Pagoda | * | * | 1 |  | 1 | 650 | 650
# |  | B. P. Apparatus | MCP | * | * |  | 1 | 1 | 650 | 650
# |  | B. P. Apparatus | MCP | * | * |  | 1 | 1 | 650 | 650
# |  | B. P. Apparatus | MCP | * | * |  | 1 | 1 | 650 | 650
# |  | B. P. Apparatus | MCP | * | * |  | 1 | 1 | 650 | 650
# |  | Laryngoscope | Indian | * | * | 1 |  | 1 | 1100 | 1100
# |  | Laryngoscope | Indian | * | * | 1 |  | 1 | 1100 | 1100
# |  | Laryngoscope | Indian | * | * |  | 1 | 1 | 1100 | 1100
# |  | Laryngoscope | Indian | * | * |  | 1 | 1 | 1100 | 1100
# |  | Oxygen Concentrator | BPL | OG4203 | AXLB7B 2573 | 1 |  | 1 | 45000 | 45000
# |  | Oxygen Concentrator | BPL | OG4203 | * | 1 |  | 1 | 45000 | 45000
# |  | Oxygen Concentrator | Trity | * | * | 1 |  | 1 | 45000 | 45000
# |  | Oxygen Concentrator | Trity | * | * |  | 1 | 1 | 45000 | 45000
# | LABOUR ROOM | Radiant Warmer | Phoenix | Open Care | * | 1 |  | 1 | 38000 | 38000
# |  | Radiant Warmer | Phoenix | Open Care | * | 1 |  | 1 | 38000 | 38000
# |  | Radiant Warmer | Phoenix | Open Care | * | 1 |  | 1 | 38000 | 38000
# |  | Radiant Warmer | Phoenix | Open Care | * | 1 |  | 1 | 38000 | 38000
# |  | Radiant Warmer | Phoenix | Open Care | * | 1 |  | 1 | 38000 | 38000
# |  | Radiant Warmer | Phoenix | Open Care | * | 1 |  | 1 | 38000 | 38000
# |  | Baby Weighing Machine | Swisser | * | * | 1 |  | 1 | 2500 | 2500
# |  | Baby Weighing Machine | Swisser | * | * | 1 |  | 1 | 2500 | 2500
# | LABOUR ROOM | Labour Table | Indian | * | * | 1 |  | 1 | 14000 | 14000
# |  | Labour Table | Indian | * | * | 1 |  | 1 | 14000 | 14000
# |  | Suction Machine | Medi Star | * | * | 1 |  | 1 | 6500 | 6500
# |  | Refrigerator | Godrej | * | * | 1 |  | 1 | 15000 | 15000
# | Dr ROOM | Weighing Machine | Krups | * | * | 1 |  | 1 | 2500 | 2500
# | LAB | Refrigerator | Videocon | VKE204 | * | 1 |  | 1 | 15000 | 15000
# |  | BBR | HLL Life Care | HBR-60 | 14024107 | 1 |  | 1 | 250000 | 250000
# |  | Deep Freezer | Voltas | * | * | 1 |  | 1 | 250000 | 250000
# |  | Digital Water Bath | Hi Care | * | * | 1 |  | 1 | 4500 | 4500
# |  | Centrifuge | Authentic | * | * | 1 |  | 1 | 6500 | 6500
# |  | Binocular Microscope | ALCO | CM/L 9671702 | * | 1 |  | 1 | 30000 | 30000
# |  | Incubator | Hi Care | HBI-40 | * | 1 |  | 1 | 375000 | 375000
# | GENERAL LAB | Blood Analyzer | ERBA | Chem 5 | EC5-50161 | 1 |  | 1 | 200000 | 200000
# |  | Binocular Microscope | MLW | * | * | 1 |  | 1 | 30000 | 30000
# |  | Hot Air Oven | Ambassador | * | * | 1 |  | 1 | 4500 | 4500
# |  | Incubator | Thermostat | * | * | 1 |  | 1 | 375000 | 375000
# |  | Centrifuge | Remi Motors | * | * | 1 |  | 1 | 6500 | 6500
# |  | Centrifuge | Remi Motors | * | * | 1 |  | 1 | 6500 | 6500
# |  | Pin Balance | Sunshine | * | * | 1 |  | 1 | 4500 | 4500
# |  | Glucometer | Free Style | * | * | 1 |  | 1 | 1200 | 1200
# |  | Needle Cutter | Microsil | * | * | 1 |  | 1 | 1200 | 1200
# | EYE | Slit Lamp | Frend | * | * | 1 |  | 1 | 13000 | 13000
# |  | Keratometer | Appa Swami | * | 610304 | 1 |  | 1 | 45000 | 45000
# | MINOR OT | Needle Cutter | Microsil | * | * | 1 |  | 1 | 1200 | 1200
# |  | Sterilizer | Indian | * | * | 1 |  | 1 | 6500 | 6500
# | X-RAY ROOM | X-Ray Machine | Allengers | Medico 10 D | * | 1 |  | 1 | 450000 | 450000
# | OT | Vertical Autoclave | Reco | * | 81C7B75 | 1 |  | 1 | 65000 | 65000
# |  | OT Light | Indian | * | * | 1 |  | 1 | 45000 | 45000
# |  | Sterilizer | Indian | * | * | 1 |  | 1 | 6500 | 6500
# |  | Boyle's Apparatus | Mind Ray | WATOEX20 | * | 1 |  | 1 | 65000 | 65000
# |  | OT Table | Indian | * | * | 1 |  | 1 | 45000 | 45000
# |  | Radiant Warmer | Phoenix | * | * | 1 |  | 1 | 38000 | 38000
# |  | Cooker Type Autoclave | Indian | * | * | 1 |  | 1 | 65000 | 65000
# |  | Suction Machine | Filter | * | * | 1 |  | 1 | 6500 | 6500
# |  | Oxygen Concentrator | New Life | * | * | 1 |  | 1 | 45000 | 45000
# |  | Sterilizer | Indian | * | * | 1 |  | 1 | 6500 | 6500
# |  | Needle Cutter | Microsil | * | * | 1 |  | 1 | 1200 | 1200
# |  | Sterilizer | Indian | * | * |  | 1 | 1 | 6500 | 6500
# |  | Sterilizer | Indian | * | * |  | 1 | 1 | 6500 | 6500
# |  | Microscope | Opticals | * | * | 1 |  | 1 | 30000 | 30000
# |  | Cardiac Monitor | Maestro | * | * | 1 |  | 1 | 80000 | 80000
# |  | OT Light | Indian | * | * |  | 1 | 1 | 45000 | 45000
NOTE
[6 empty] | Total No.of Equipment |  |  |  | 89
# | Not Created / Not Found |  |  |  |  | Total Equipment Cost |  |  |  | 3922700
* | Not Available |  |  |  |  | Total CMC Value |  |  |  | 274589

## PHC KOHBAG
Name of Consultant :- | [6 empty] | Date:- |  | 2015-07-30
Name of Dist./Type of Facility/Name of the Facility :- |  |  |  | PHC Kohbag
Equipment ID | Department | Equipment Description | Manufacturer | Model No. | Serial No. | Functional Status |  | Qty. | Approx Cost of Each Equipment | Total Cost of Equipment
[6 empty] | W | NW
Kohbag is a Sub Center Not PHC.

## PHC DHAROGRA
Name of Consultant :- | [6 empty] | Date:- |  | 2015-07-30
Name of Dist./Type of Facility/Name of the Facility :- |  |  |  | PHC Dharogra
Equipment ID | Department | Equipment Description | Manufacturer | Model No. | Serial No. | Functional Status |  | Qty. | Approx Cost of Each Equipment | Total Cost of Equipment
[6 empty] | W | NW
PHC Dharogra is not yet Started (Non Functional).

## PHC GULTHANI
Name of Consultant :- | [6 empty] | Date:- |  | 2015-07-30
Name of Dist./Type of Facility/Name of the Facility :- |  |  |  | PHC Gulthani
Equipment ID | Department | Equipment Description | Manufacturer | Model No. | Serial No. | Functional Status |  | Qty. | Approx Cost of Each Equipment | Total Cost of Equipment
[6 empty] | W | NW
# | # | B. P. Apparatus | Pagoda | CM/L-0896172 | * | 1 |  | 1 | 650 | 650
NOTE
[6 empty] | Total No.of Equipment |  |  |  | 1
# | Not Created / Not Found |  |  |  |  | Total Equipment Cost |  |  |  | 650
* | Not Available |  |  |  |  | Total CMC Value |  |  |  | 45.5