## RH SOLAN
Name of Consultant :- | [6 empty] | Date:- |  | 2015-06-22
Name of Dist./Type of Facility/Name of the Facility :- |  |  |  |  | RH
Equipment ID | Department | Equipment Description | Manufacturer | Model No. | Serial No. | Functional Status |  | Qty. | Approx Cost of Each Equipment | Total Cost of Equipment
[6 empty] | W | NW
# | SURGICAL WARD | Boiler | Indian | * | * | 1 |  | 1 | 6500 | 6500
# |  | Needle Cutter | Indian | * | * | 1 |  | 1 | 1200 | 1200
# |  | Amboo Bag | Indian | * | * | 1 |  | 1 | 1100 | 1100
# |  | Amboo Bag | Indian | * | * | 1 |  | 1 | 1100 | 1100
# |  | Amboo Bag | Indian | * | * | 1 |  | 1 | 1100 | 1100
# |  | Loringoscope | Indian | * | * | 1 |  | 1 | 1100 | 1100
# |  | Nebulizer | Medi Guard | * | * | 1 |  | 1 | 6500 | 6500
# |  | Suction Machine | Goley | * | * | 1 |  | 1 | 6500 | 6500
# |  | B. P. Apparatus | Miscomed | * | * | 1 |  | 1 | 650 | 650
# | MATERNITY | Needle Cutter | Medigold | * | * | 1 |  | 1 | 1200 | 1200
# |  | Domestic Fridge | Samsung | RR1914AA BSE | * | 1 |  | 1 | 15000 | 15000
# | LABOUR ROOM | Infant Warmer | Meditech | INNOVA | * | 1 |  | 1 | 38000 | 38000
# |  | Infant Warmer | Phoenix | WMW 100 | * | 1 |  | 1 | 38000 | 38000
# |  | Suction Machine | Goley | * | * | 1 |  | 1 | 6500 | 6500
# |  | Oxygen Concentrator | Medoxy | * | * | 1 |  | 1 | 45000 | 45000
# |  | Baby Weighing Machine | Braun | * | * | 1 |  | 1 | 2500 | 2500
# |  | Baby Weighing Machine | Swisser | * | * | 1 |  | 1 | 2500 | 2500
# |  | Amboo Bag | Indian | * | * | 1 |  | 1 | 1100 | 1100
# |  | Amboo Bag | Indian | * | * | 1 |  | 1 | 1100 | 1100
# |  | Loringoscope | Indian | * | * | 1 |  | 1 | 1100 | 1100
# |  | Amboo Bag | Indian | * | * | 1 |  | 1 | 1100 | 1100
# |  | B. P. Apparatus | AUSC | * | * | 1 |  | 1 | 650 | 650
# |  | Sterilizer | Indian | * | * | 1 |  | 1 | 6500 | 6500
# | OLD MEDICAL | B. P. Apparatus | AUSC | * | * | 1 |  | 1 | 650 | 650
# |  | Amboo Bag | Indian | * | * | 1 |  | 1 | 1100 | 1100
# |  | Loringoscope | Pioneer | * | * | 1 |  | 1 | 1100 | 1100
# |  | Nebulizer | Devilbiss Health Care | 36SSI | I1029795 | 1 |  | 1 | 6500 | 6500
# |  | Domestic Fridge | * | * | * | 1 |  | 1 | 15000 | 15000
# |  | X-Ray Machine | * | * | * | 1 |  | 1 | 450000 | 450000
# |  | Syringe Cutter | MCP | * | * | 1 |  | 1 | 1200 | 1200
# |  | Oxygen Concentrator | Tauras Health Care | * | * | 1 |  | 1 | 45000 | 45000
# |  | Suction Machine | Goley | * | * | 1 |  | 1 | 6500 | 6500
# | CCU | B. P. Apparatus (Stand) | Accu Check | * | 13F0124 | 1 |  | 1 | 1100 | 1100
# |  | Amboo Bag | Indian | * | * | 1 |  | 1 | 1100 | 1100
# |  | Infusion Pump | LT | SP102 | 309217 | 1 |  | 1 | 40000 | 40000
# |  | Loringoscope | Pioneer | * | * | 1 |  | 1 | 1100 | 1100
# |  | Amboo Bag | * | * | * | 1 |  | 1 | 1100 | 1100
# |  | ECG Machine | Maestros | Magic R | 13061 28118 | 1 |  | 1 | 52000 | 52000
# |  | Adult Weighing Machine | KRUPS | * | * | 1 |  | 1 | 2500 | 2500
# |  | Defebrilator | Philips | APEX | * | 1 |  | 1 | 170000 | 170000
# |  | Oxygen Concentrator | Medoxy | * | * | 1 |  | 1 | 45000 | 45000
# |  | Defebrilator | Philips | APEX | * | 1 |  | 1 | 170000 | 170000
# |  | Multi Monitor Display | Philips | MP60 | * | 1 |  | 1 | 80000 | 80000
# |  | Multi Monitor Display | Philips | MP60 | * | 1 |  | 1 | 80000 | 80000
# | NEW MEDICAL | B. P. Apparatus | AUSC | * | * | 1 |  | 1 | 650 | 650
# |  | Amboo Bag | Indian | * | * | 1 |  | 1 | 1100 | 1100
# | NEW MEDICAL | Syringe Cutter | Medigold | * | * | 1 |  | 1 | 1200 | 1200
# |  | Oxygen Concentrator | Tauras Health Care | * | * | 1 |  | 1 | 45000 | 45000
# |  | Adult Weighing Machine | Swisser | * | * | 1 |  | 1 | 2500 | 2500
# |  | Needle Cutter | MCP | * | * | 1 |  | 1 | 1200 | 1200
# |  | Adult Weighing Machine (Electronics) | Goldtech | GTEP | * | 1 |  | 1 | 2500 | 2500
# |  | Nebulizer | MCP | MCM5600B | * | 1 |  | 1 | 6500 | 6500
# |  | Nebulizer | Nuneb | Nulife | NGM 72100 | 1 |  | 1 | 6500 | 6500
# |  | Suction Machine | Goley | * | * | 1 |  | 1 | 6500 | 6500
# |  | Loringoscope | Indian | * | * | 1 |  | 1 | 1100 | 1100
# |  | Loringoscope | Indian | * | * | 1 |  | 1 | 1100 | 1100
# |  | Loringoscope | Indian | * | * | 1 |  | 1 | 1100 | 1100
# |  | Amboo Bag | Indian | * | * | 1 |  | 1 | 1100 | 1100
# |  | Amboo Bag | Indian | * | * | 1 |  | 1 | 1100 | 1100
# |  | Amboo Bag | Indian | * | * | 1 |  | 1 | 1100 | 1100
# |  | Amboo Bag | Indian | * | * | 1 |  | 1 | 1100 | 1100
# |  | Oxygen Concentrator | Tauras Health Care | * | * | 1 |  | 1 | 45000 | 45000
# |  | Multi Monitor Display | NIDEK | Horizon | * | 1 |  | 1 | 80000 | 80000
# |  | Defebrilator | SCHILLER | * | * | 1 |  | 1 | 170000 | 170000
# |  | X-Ray Machine |  | * | * | 1 |  | 1 | 450000 | 450000
# | SNCU | Baby Weighing Machine | Swisser | * | * | 1 |  | 1 | 2500 | 2500
# |  | Domestic Fridge | Videocon | VKE 204 | * | 1 |  | 1 | 17000 | 17000
# |  | Infant Warmer | Meditech | INNOVA | 1293 | 1 |  | 1 | 38000 | 38000
# |  | Infant Warmer | Meditech | INNOVA | 1293 | 1 |  | 1 | 38000 | 38000
# |  | Infant Warmer | Meditech | INNOVA | 1293 | 1 |  | 1 | 38000 | 38000
# |  | Infant Warmer | Meditech | INNOVA | 1293 |  | 1 | 1 | 38000 | 38000
# |  | Infant Warmer | Meditech | INNOVA | 1293 | 1 |  | 1 | 38000 | 38000
# |  | Infant Warmer | Meditech | INNOVA | 1293 | 1 |  | 1 | 38000 | 38000
# |  | Infant Warmer | Meditech | INNOVA | 1293 | 1 |  | 1 | 38000 | 38000
# |  | Infant Warmer | Meditech | INNOVA | 1293 | 1 |  | 1 | 38000 | 38000
# |  | Phototherapy (Double Surface) | Meditech | CFL | 1293 | 1 |  | 1 | 15500 | 15500
# |  | Phototherapy (Double Surface) | Meditech | CFL | 1293 |  | 1 | 1 | 15500 | 15500
# |  | Phototherapy (Double Surface) | Meditech | CFL | 1293 | 1 |  | 1 | 15500 | 15500
# |  | Phototherapy (Double Surface) | Meditech | CFL | 1293 | 1 |  | 1 | 15500 | 15500
# |  | Phototherapy (Single Surface) | Phoenix | * | * | 1 |  | 1 | 15500 | 15500
# |  | Phototherapy (Single Surface) | Phoenix | * | * | 1 |  | 1 | 15500 | 15500
# |  | Oxygen Concentrator | Tauras Health Care | * | * | 1 |  | 1 | 45000 | 45000
# |  | Multi Monitor Display | Meditech | * | * |  | 1 | 1 | 80000 | 80000
# |  | Loringoscope | Indian | * | * | 1 |  | 1 | 1100 | 1100
# |  | Amboo Bag | Indian | * | * | 1 |  | 1 | 1100 | 1100
# |  | Glucometer | SD Codefree | * | * | 1 |  | 1 | 1400 | 1400
# |  | Suction Machine | Medi Star | * | * | 1 |  | 1 | 6500 | 6500
# | ENT | Suction Machine | Medi Star | * | * | 1 |  | 1 | 6500 | 6500
# | EMERGENCY | Syringe Cutter | Medigold | * | * | 1 |  | 1 | 1200 | 1200
# |  | Suction Machine | Goley | * | * | 1 |  | 1 | 6500 | 6500
# |  | Sterilizer | Indian | * | * | 1 |  | 1 | 6500 | 6500
# |  | Oxygen Concentrator | Medoxy | * | * | 1 |  | 1 | 45000 | 45000
# |  | B. P. Apparatus | Miscomed | * | 1614052 4002985 | 1 |  | 1 | 650 | 650
# |  | Amboo Bag | Indian | * | * | 1 |  | 1 | 1100 | 1100
# |  | Amboo Bag | Indian | * | * | 1 |  | 1 | 1100 | 1100
# |  | Loringoscope | Indian | * | * | 1 |  | 1 | 1100 | 1100
# | BLOOD BANK | Domestic Fridge | Zenith | * | * | 1 |  | 1 | 15000 | 15000
# |  | Microscope (Binocular) | OPTIK | * | * | 1 |  | 1 | 30000 | 30000
# | BLOOD BANK | Incubator | Indian | * | * | 1 |  | 1 | 375000 | 375000
# |  | Water Bath | Indian | * | * | 1 |  | 1 | 4500 | 4500
# |  | Centrifuge | Indian | * | * | 1 |  | 1 | 6500 | 6500
# |  | Syringe Cutter | Life Care | * | * | 1 |  | 1 | 1200 | 1200
# |  | Blood Bank Fridge | JEWETT | * | * | 1 |  | 1 | 250000 | 250000
# |  | Blood Bank Fridge | Haier | * | * | 1 |  | 1 | 250000 | 250000
# |  | Blood Bank Fridge | YORCO | * | * | 1 |  | 1 | 250000 | 250000
# |  | B. P. Apparatus (Android) | Indian | * | * | 1 |  | 1 | 1100 | 1100
# |  | Baby Weighing Machine | Braun | * | * | 1 |  | 1 | 2500 | 2500
# |  | Baby Weighing Machine | Braun | DOCBEL | * | 1 |  | 1 | 2500 | 2500
# |  | B. P. Apparatus | Miscomed | * | * | 1 |  | 1 | 650 | 650
# |  | Syringe Cutter | Micro Sil | * | * | 1 |  | 1 | 1200 | 1200
# |  | Adult Weighing Machine | KRUPS | * | * | 1 |  | 1 | 2500 | 2500
# |  | Blood Bank Fridge | Haier | * | * | 1 |  | 1 | 250000 | 250000
# | DENTAL OPD | Dental Chair | Indian | * | * | 1 |  | 1 | 150000 | 150000
# |  | Dental Chair | Indian | * | * | 1 |  | 1 | 150000 | 150000
# |  | Dental Chair | Indian | * | * | 1 |  | 1 | 150000 | 150000
# |  | X-Ray Machine (Digital) | Medico | * | * | 1 |  | 1 | 450000 | 450000
# |  | Light Cure Unit | LITEX | Denta Medica | * | 1 |  | 1 | 10000 | 10000
# |  | Ultra Sonic Scalar | UNICORN | * | * | 1 |  | 1 | 1500 | 1500
# |  | Compressor | Indian | * | * | 1 |  | 1 | 6500 | 6500
# |  | Compressor | Indian | * | * |  | 1 | 1 | 6500 | 6500
# |  | Sterilizer | Indian | * | * | 1 |  | 1 | 6500 | 6500
# |  | Needle Cutter | Indian | * | * | 1 |  | 1 | 1200 | 1200
# |  | Dental Lathe | Unident | * | * | 1 |  | 1 | 20000 | 20000
# | ICTC | Domestic Fridge | Whirlpool | * | * | 1 |  | 1 | 15000 | 15000
# |  | VDRL Shaker | Teknik | * | * | 1 |  | 1 | 4500 | 4500
# |  | Syringe Cutter | Micro Sil | * | * | 1 |  | 1 | 1200 | 1200
# |  | Centrifuge | Remi | R4C | * | 1 |  | 1 | 6500 | 6500
# |  | Domestic Fridge | Kelvinator | * | * | 1 |  | 1 | 15000 | 15000
# | GENERAL LAB | Centrifuge | Remi | R8C | * | 1 |  | 1 | 6500 | 6500
# |  | Needle Cutter | Medigold | GDE 32A | * | 1 |  | 1 | 1200 | 1200
# |  | Domestic Fridge | Godrej | XL300 | * | 1 |  | 1 | 15000 | 15000
# |  | Analyzer (Biochemistry) | Indian | * | * | 1 |  | 1 | 225000 | 225000
# |  | Water Bath | Vikrant | * | * | 1 |  | 1 | 4500 | 4500
# |  | Hot Air Oven | Indian | * | * | 1 |  | 1 | 4500 | 4500
# |  | Analyzer (Na Potassium) | Medica | * | 001383 001R2 | 1 |  | 1 | 200000 | 200000
# |  | Cell Counter | Sysmex | XP 100 | * | 1 |  | 1 | 350000 | 350000
# |  | Microscope (Binocular) | OPTIC | * | 97J1739 | 1 |  | 1 | 30000 | 30000
# |  | Mortury Fridge | Indian | * | * | 1 |  | 1 | 650000 | 650000
# | EYE OT | Eye Microscope | OPTIMA | * | * | 1 |  | 1 | 150000 | 150000
# |  | Eye Microscope | TAKAGI | * | * | 1 |  | 1 | 150000 | 150000
# |  | Sterilizer | Indian | * | * | 1 |  | 1 | 6500 | 6500
# |  | Domestic Fridge | Godrej | * | * | 1 |  | 1 | 15000 | 15000
# |  | Keratometer | Indian | * | * | 1 |  | 1 | 50000 | 50000
# |  | A Scan | Biomedix | * | * | 1 |  | 1 | 85000 | 85000
# |  | Keratometer (Auto Refractometer) | Biomeda | * | * | 1 |  | 1 | 50000 | 50000
# | EYE OPD | Slit Lamp |  | * | * | 1 |  | 1 | 13000 | 13000
# |  | Tonometer | Schilog | * | * | 1 |  | 1 | 170000 | 170000
# |  | Laser (ND Yag) |  | * | * | 1 |  | 1 | 450000 | 450000
# | MCH | Adult Weighing Machine | KRUPS | * | * | 1 |  | 1 | 2500 | 2500
# |  | Syringe Cutter | Medi Guard | * | * | 1 |  | 1 | 1200 | 1200
# | GYNAE OPD | Sterilizer | Indian | * | * | 1 |  | 1 | 6500 | 6500
# |  | B. P. Apparatus (Stand) | Indian | * | * | 1 |  | 1 | 1100 | 1100
# | CT SCAN | CT Scanner Machine | Asterion | * | * | 1 |  | 1 | 450000 | 450000
# |  | ECG Machine | Superspace Eco | 32Ch PCB Based | * |  | 1 | 1 | 52000 | 52000
# |  | ECG Machine | RMS | * | * | 1 |  | 1 | 52000 | 52000
# |  | Ultra Sound Machine | SIEMENS | * | * | 1 |  | 1 | 450000 | 450000
# | ENT OPD | Bull's Eye Lamp | Indian | * | * | 1 |  | 1 | 65000 | 65000
# |  | View Box | Minni | * | * | 1 |  | 1 | 10000 | 10000
# | OT | Anesthesia Machine | IOL | * | * |  | 1 | 1 | 450000 | 450000
# |  | Anesthesia Machine | ENDURA | * | * | 1 |  | 1 | 450000 | 450000
# |  | Anesthesia Machine | Meditech | * | 20503-028 | 1 |  | 1 | 450000 | 450000
# |  | Anesthesia Machine | Meditech | * | * | 1 |  | 1 | 450000 | 450000
# |  | Anesthesia Machine | Servo | * | * |  | 1 | 1 | 450000 | 450000
# |  | Anesthesia Machine | Drager | * | ASAK-0120 | 1 |  | 1 | 450000 | 450000
# |  | Autoclave (Horizontal) |  | * | * |  | 1 | 1 | 55000 | 55000
# |  | Autoclave (Horizontal) | Precision | * | 855 |  | 1 | 1 | 55000 | 55000
# |  | Autoclave (Horizontal) | Yorco | * | 9F-1434 | 1 |  | 1 | 55000 | 55000
# |  | Autoclave (Vertical) | Jindal | * | * |  | 1 | 1 | 65000 | 65000
# |  | Autoclave (Vertical) | Technopharma | * | 7825 | 1 |  | 1 | 65000 | 65000
# |  | Autoclave (Vertical) | Technopharma | * | 7839 | 1 |  | 1 | 65000 | 65000
# |  | Autoclave (Vertical) | Deepak | * | * | 1 |  | 1 | 65000 | 65000
# |  | Baby Incubator | Basil | * | * |  | 1 | 1 | 375000 | 375000
# |  | Electric Cautery | Johnson & Johnson | * | E0853233 | 1 |  | 1 | 55000 | 55000
# |  | Phako Machine | Gauri | * | 108-112 | 1 |  | 1 | 350000 | 350000
# |  | ICU Ventilator | Intermed | * | * |  | 1 | 1 | 350000 | 350000
# |  | Laparoscope | Storz | * | * |  | 1 | 1 | 10000 | 10000
# |  | Laparoscope | Storz | * | * |  | 1 | 1 | 10000 | 10000
# |  | Laparoscope | Storz | * | * |  | 1 | 1 | 10000 | 10000
# |  | Laparoscope | Storz | * | * |  | 1 | 1 | 10000 | 10000
# |  | Laparoscope | Storz | * | * | 1 |  | 1 | 10000 | 10000
# |  | Laparoscope | Storz | * | * | 1 |  | 1 | 10000 | 10000
# |  | Laparoscope | KLI | * | * |  | 1 | 1 | 10000 | 10000
# |  | Laparoscope | KLI | * | * |  | 1 | 1 | 10000 | 10000
# |  | Laparoscope | KLI | * | * |  | 1 | 1 | 10000 | 10000
# |  | Laparoscope | KLI | * | * | 1 |  | 1 | 10000 | 10000
# |  | Laparoscope | KLI | * | * | 1 |  | 1 | 10000 | 10000
# |  | Laparo Surgical Unit | Meridian | * | * | 1 |  | 1 | 10000 | 10000
# |  | Neonatal Resuscitation Trolley | Meditrin | * | * |  | 1 | 1 | 1100 | 1100
# |  | Neonatal Resuscitation Trolley | Meditech | * | * | 1 |  | 1 | 1100 | 1100
# |  | OT Light Ceiling | Surgitex | * | * |  | 1 | 1 | 350000 | 350000
# |  | OT Light Ceiling | Philips | HE 5266/00 | 21783 | 1 |  | 1 | 350000 | 350000
# |  | OT Light Ceiling | Philips | HE 5207/00 | 3461 | 1 |  | 1 | 350000 | 350000
# |  | OT Light Ceiling | * | * | * |  | 1 | 1 | 350000 | 350000
# |  | OT Table Major | Life Care | Swarnraj |  | 1 |  | 1 | 45000 | 45000
# |  | OT Table Major | * | * | * | 1 |  | 1 | 45000 | 45000
# |  | OT Table Major | * | Surgitex | * | 1 |  | 1 | 45000 | 45000
# |  | OT Table Major | Surgicoin | * | * |  | 1 | 1 | 45000 | 45000
# |  | OT Table Major | Khullar | * | * |  | 1 | 1 | 45000 | 45000
# |  | Oxygen Concentrator | Medoxy | * | CE 0499 | 1 |  | 1 | 45000 | 45000
# |  | Patient Monitor (Cardiac Defibrillator) | Philips | Heartstart XL | US00469510 |  | 1 | 1 | 170000 | 170000
# | OT | Patient Monitor (Pulse Oximeter) | Datex Ohmeda | 3800 | FBFC02212 |  | 1 | 1 | 55000 | 55000
# |  | Patient Monitor (Multi Parameter) | Philips | C-3 | USC3005695 |  | 1 | 1 | 80000 | 80000
# |  | Patient Monitor (Multi Parameter) | Criticare | Poet Plus | 204203103 |  | 1 | 1 | 80000 | 80000
# |  | Patient Monitor (Multi Parameter) | Drager | Vista-XL | 6001434274 | 1 |  | 1 | 80000 | 80000
# |  | Patient Monitor (Multi Parameter) | Philips | * | * | 1 |  | 1 | 80000 | 80000
NOTE
[6 empty] | Total No.of Equipment |  |  |  | 205
# | Not Created / Not Found |  |  |  |  | Total Equipment Cost |  |  |  | 15550300
* | Not Available |  |  |  |  | Total CMC Value |  |  |  | 1088521

## ESI PARWANOO
Name of Consultant :- | [6 empty] | Date:- |  | 2015-06-24
Name of Dist./Type of Facility/Name of the Facility :- |  |  |  |  | ESI PARWANOO
Equipment ID | Department | Equipment Description | Manufacturer | Model No. | Serial No. | Functional Status |  | Qty. | Approx Cost of Each Equipment | Total Cost of Equipment
[6 empty] | W | NW
# | GENERAL WARD | Oxygen Concentrator | Medoxy | * | * | 1 |  | 1 | 45000 | 45000
# |  | Oxygen Concentrator | Medoxy | * | * | 1 |  | 1 | 45000 | 45000
# |  | Suction Machine | Indian | * | * | 1 |  | 1 | 6500 | 6500
# |  | Needle Cutter | Sai+Life | * | * | 1 |  | 1 | 1200 | 1200
# |  | Domestic Fridge | LG | GL195RL GE4 | * | 1 |  | 1 | 17000 | 17000
# |  | Baby Weighing Machine | Citizen | CTL20BS | * | 1 |  | 1 | 2500 | 2500
# |  | Infant Baby Warmer | Phoenix | OCW100 | 5151 | 1 |  | 1 | 38000 | 38000
# |  | Syringe Cutter | Indian | * | * | 1 |  | 1 | 1200 | 1200
# |  | B. P. Apparatus (Digital) | Citizen | REF CH 432 | 4012070 | 1 |  | 1 | 1100 | 1100
# | LABOUR ROOM | Oxygen Concentrator | Medoxy | * | * | 1 |  | 1 | 45000 | 45000
# |  | Infant Baby Warmer | Phoenix | OCW100 | 5152 | 1 |  | 1 | 38000 | 38000
# |  | Baby Weighing Machine | Citizen | * | * | 1 |  | 1 | 2500 | 2500
# |  | Suction Machine | Indian | * | * | 1 |  | 1 | 6500 | 6500
# |  | B. P. Apparatus (Digital) | Citizen | * | * | 1 |  | 1 | 1100 | 1100
# |  | Needle Cutter | Indian | * | * | 1 |  | 1 | 1200 | 1200
# |  | SPOT Light | Indian | * | * | 1 |  | 1 | 6500 | 6500
# |  | Labour Table | Indian | * | * | 1 |  | 1 | 14000 | 14000
# |  | Labour Table | Indian | * | * | 1 |  | 1 | 14000 | 14000
# | CASUALITY | B. P. Apparatus | Citizen | * | * | 1 |  | 1 | 1100 | 1100
# |  | Suction Machine | Indian | * | * | 1 |  | 1 | 6500 | 6500
# |  | Oxygen Concentrator | Medoxy | * | * | 1 |  | 1 | 45000 | 45000
# |  | SPOT Light | Indian | * | * | 1 |  | 1 | 6500 | 6500
# |  | Sterilizer | Indian | * | * | 1 |  | 1 | 6500 | 6500
# |  | Autoclave (Horizontal) | Indian | * | * | 1 |  | 1 | 55000 | 55000
# |  | Autoclave (Horizontal) | Indian | * | * | 1 |  | 1 | 55000 | 55000
# |  | Procedure Table | Indian | * | * | 1 |  | 1 | 3500 | 3500
# |  | Deep Freezer | German | * | * | 1 |  | 1 | 150000 | 150000
# |  | ILR | Vest Frost | * | * | 1 |  | 1 | 300000 | 300000
# |  | ILR | Vest Frost | * | * | 1 |  | 1 | 300000 | 300000
# |  | Adult Weighing Machine | Nova | BS170 BBG | * | 1 |  | 1 | 2500 | 2500
# |  | Needle Cutter | Sai+Life | * | * | 1 |  | 1 | 1200 | 1200
# | X-Ray | X-Ray Machine | SIEMENS | * | NA 800 mA | 1 |  | 1 | 450000 | 450000
# |  | X-Ray Machine | Allengers | * | NA 800 mA | 1 |  | 1 | 450000 | 450000
# |  | X-Ray Processor (Automatic) | Phoenix | * | * | 1 |  | 1 | 450000 | 450000
# | GENERAL LAB | Centrifuge |  | * | * | 1 |  | 1 | 6500 | 6500
# |  | Microscope (Binocular) | ALCO | CM/L 9671702 | * | 1 |  | 1 | 30000 | 30000
# |  | Analyzer (Biochemistry) | Lab Life | Chem Master | * | 1 |  | 1 | 225000 | 225000
# |  | Domestic Fridge | LG | GL-305 VUG4 | * | 1 |  | 1 | 25000 | 25000
# |  | Domestic Fridge | BPL | BR 2502 | * | 1 |  | 1 | 20000 | 20000
# |  | Needle Cutter | Sai+Life | * | * | 1 |  | 1 | 1200 | 1200
# |  | Incubator | Indian | * | * | 1 |  | 1 | 375000 | 375000
# |  | Water Bath | Simco | * | * | 1 |  | 1 | 4500 | 4500
# | BLOOD BANK | Deep Freezer | Voltas | * | * | 1 |  | 1 | 150000 | 150000
# |  | Blood Bank Refrigerator | Indian | C60R ARC | * | 1 |  | 1 | 250000 | 250000
# |  | Blood Bank Refrigerator | HLL Life Care | * | * | 1 |  | 1 | 250000 | 250000
# |  | Incubator | Hicare | * | * | 1 |  | 1 | 375000 | 375000
# | BLOOD BANK | Centrifuge | Authentic | * | * | 1 |  | 1 | 6500 | 6500
# |  | Water Bath (Digital) | Hicare | * | * | 1 |  | 1 | 4500 | 4500
# |  | Domestic Fridge | Videocon | VKE 204 | * | 1 |  | 1 | 17000 | 17000
# | DENTAL OPD | Dental Chair | Indian | * | * | 1 |  | 1 | 150000 | 150000
# |  | Dental Chair | GNATUS | * | * | 1 |  | 1 | 150000 | 150000
# |  | X-Ray Machine | Runyes | * | 201108089 | 1 |  | 1 | 450000 | 450000
# |  | Autoclave (Vertical) | Indian | * | * | 1 |  | 1 | 65000 | 65000
# |  | Sterilizer | Indian | * | * | 1 |  | 1 | 6500 | 6500
# |  | Syringe Cutter | Indian | * | * | 1 |  | 1 | 1200 | 1200
# |  | B. P. Apparatus (Digital) | Accu Sure | * | * | 1 |  | 1 | 1100 | 1100
# | FEMALE OPD | X-Ray Machine | Indian | * | * | 1 |  | 1 | 450000 | 450000
# |  | B. P. Apparatus (Digital) | Citizen | REF CH 432 | * | 1 |  | 1 | 1100 | 1100
# |  | B. P. Apparatus (Hg) | Gold Supreme | CM/L 2699887 | 134479 | 1 |  | 1 | 1100 | 1100
# |  | Ultrasound Machine | Philips | * | * | 1 |  | 1 | 450000 | 450000
# |  | X-Ray View Box | Indian | * | * | 1 |  | 1 | 10000 | 10000
# | ENT OPD | X-Ray View Box | Indian | * | * | 1 |  | 1 | 10000 | 10000
# |  | Sterilizer | Indian | * | * | 1 |  | 1 | 6500 | 6500
# |  | Bull's Eye Lamp | Indian | * | * | 1 |  | 1 | 65000 | 65000
# |  | Loringoscope | Indian | * | * | 1 |  | 1 | 1100 | 1100
# | MINOR OT | B. P. Apparatus (Digital) | Citizen | REF CH 432 | 4012028 | 1 |  | 1 | 1100 | 1100
# |  | Syringe Cutter | Sai+Life | * | * | 1 |  | 1 | 1200 | 1200
# |  | Oxygen Concentrator | Medoxy | * | * | 1 |  | 1 | 45000 | 45000
# |  | Suction Machine | Indian | * | * | 1 |  | 1 | 6500 | 6500
# | EYE OT | SPOT Light | Indian | * | * | 1 |  | 1 | 6500 | 6500
# |  | Microscope (Eye Operating) | Foresight Medica | OPTIMA 200 | * | 1 |  | 1 | 150000 | 150000
# |  | Examination Table (Eye Operating) | Indian | * | * | 1 |  | 1 | 3500 | 3500
# |  | Microscope (Monocular) | Indian | * | * | 1 |  | 1 | 18500 | 18500
# |  | Microscope (Monocular) | Indian | * | * | 1 |  | 1 | 18500 | 18500
# | ORTHO OT | C-Arm | Allengers | HF 49 | * | 1 |  | 1 | 800000 | 800000
# | GYNAE+SURGERY+ENT OT | Operation Table (Hydraulic) | Indian | * | * | 1 |  | 1 | 350000 | 350000
# |  | O T Light | Indian | * | * | 1 |  | 1 | 45000 | 45000
# |  | Suction Machine | Akash Surgical | * | * | 1 |  | 1 | 6500 | 6500
# |  | X-Ray View Box | Indian | * | * | 1 |  | 1 | 10000 | 10000
# |  | Boyle's Apparatus | IOL Ltd | * | * | 1 |  | 1 | 65000 | 65000
# |  | Multitasking Monitor | BPL | * | * | 1 |  | 1 | 80000 | 80000
# |  | Suction Machine | Akash Surgical | * | * | 1 |  | 1 | 6500 | 6500
# |  | Infant Baby Warmer | Phoenix | OCW100 | 5153 | 1 |  | 1 | 38000 | 38000
# |  | O.T. Light | Indian | * | * | 1 |  | 1 | 45000 | 45000
# |  | Baby Weighing Machine | Citizen | * | * | 1 |  | 1 | 2500 | 2500
# |  | Oxygen Concentrator | Medoxy | * | * | 1 |  | 1 | 45000 | 45000
# |  | Amboo Bag | Indian | * | * | 1 |  | 1 | 1100 | 1100
# |  | Operation Table | Indian | * | * | 1 |  | 1 | 45000 | 45000
# |  | Operation Table | Indian | * | * | 1 |  | 1 | 45000 | 45000
# |  | Pulse Oximeter | BPL | CLW | * | 1 |  | 1 | 55000 | 55000
# |  | Autoclave (Horizontal) | Indian | * | * | 1 |  | 1 | 55000 | 55000
NOTE
[6 empty] | Total No.of Equipment |  |  |  | 91
# | Not Created / Not Found |  |  |  |  | Total Equipment Cost |  |  |  | 8073300
* | Not Available |  |  |  |  | Total CMC Value |  |  |  | 565131

## CIVIL HOSPITAL ARKI
Name of Consultant :- | [6 empty] | Date:- |  | 2015-06-26
Name of Dist./Type of Facility/Name of the Facility :- |  |  |  |  | Civil Hospital Arki
Equipment ID | Department | Equipment Description | Manufacturer | Model No. | Serial No. | Functional Status |  | Qty. | Approx Cost of Each Equipment | Total Cost of Equipment
[6 empty] | W | NW
# | LAB | Water Bath | Indian | * | * | 1 |  | 1 | 4500 | 4500
# |  | Glucometer | Gluco Auto | AGM 400 | * | 1 |  | 1 | 1400 | 1400
# |  | Syringe Cutter | SRK | * | * | 1 |  | 1 | 1200 | 1200
# |  | Centrifuge | EBA | * | * | 1 |  | 1 | 6500 | 6500
# |  | Analyzer (Digital Biochemistry) | ERBA | EM200 | * | 1 |  | 1 | 225000 | 225000
# |  | Incubator | Indian | * | * | 1 |  | 1 | 375000 | 375000
# |  | Microscope (Binocular) | LABOMED | VISION 2000 | * | 1 |  | 1 | 30000 | 30000
# |  | ILR | Electro Lux | * | * | 1 |  | 1 | 300000 | 300000
# | FEMALE WARD | Domestic Fridge | LG | GL-185 RP 3 | * | 1 |  | 1 | 17000 | 17000
# |  | B. P. Apparatus (Hg) | Diamond | * | * | 1 |  | 1 | 1100 | 1100
# |  | Syringe Cutter | SRK | * | * | 1 |  | 1 | 1200 | 1200
# |  | Sterilizer | ESTEEM | * | * | 1 |  | 1 | 6500 | 6500
# |  | Adult Weighing Machine | * | * | * | 1 |  | 1 | 2500 | 2500
# |  | Baby Warmer | Indian | * | * | 1 |  | 1 | 38000 | 38000
# |  | Amboo Bag | Indian | * | * | 1 |  | 1 | 1100 | 1100
# | LABOUR ROOM | Labour Table | Indian | * | * | 1 |  | 1 | 14000 | 14000
# |  | Labour Table | Indian | * | * | 1 |  | 1 | 14000 | 14000
# |  | Baby Warmer | Bird Meditech | INNOVA | BM/RW/286/08/L8/11 |  | 1 | 1 | 38000 | 38000
# |  | Phototherapy | Bird Meditech | CFL | BM/KM/1107/107/1314 | 1 |  | 1 | 15500 | 15500
# |  | Suction Machine | Goley | * | * | 1 |  | 1 | 6500 | 6500
# |  | Suction Machine | Indian | * | * | 1 |  | 1 | 6500 | 6500
# |  | Baby Weighing Machine | Swisser | * | * | 1 |  | 1 | 2500 | 2500
# |  | Oxygen Concentrator | Vision Air | * | VS103 041 | 1 |  | 1 | 45000 | 45000
# |  | Amboo Bag | Indian | * | * | 1 |  | 1 | 1100 | 1100
# |  | Loringoscope | Indian | * | * | 1 |  | 1 | 1100 | 1100
# |  | Sterilizer | ESTEEM | E8115-103 | 14433 | 1 |  | 1 | 6500 | 6500
# | MALE WARD | Oxygen Concentrator | Medoxy | * | * | 1 |  | 1 | 45000 | 45000
# |  | Nebulizer | Dr Morepan | * | * | 1 |  | 1 | 6500 | 6500
# |  | B. P. Apparatus (Stand) | Diamond | * | * | 1 |  | 1 | 1100 | 1100
# |  | Adult Weighing Machine | Indian | * | * | 1 |  | 1 | 2500 | 2500
# | X-RAY | ECG Machine | BPL | 845 | DOTA 5D 2051 | 1 |  | 1 | 52000 | 52000
# |  | X-Ray Machine | Meditronics | Medico 100 | * | 1 |  | 1 | 450000 | 450000
# |  | ECG Machine | BPL | Cardiart 408 | C8G 9281 |  | 1 | 1 | 52000 | 52000
# |  | X-Ray Machine | Allengers | * | * | 1 |  | 1 | 450000 | 450000
# | DENTAL OPD | Dental Chair | Indian | * | * |  | 1 | 1 | 150000 | 150000
# |  | Autoclave (Cooker Type) | Indian | * | * | 1 |  | 1 | 65000 | 65000
# |  | Dental Chair | GNATUS | * | * | 1 |  | 1 | 150000 | 150000
# |  | Air Pressure Pump | EMERSON | * | DKKA 4842 | 1 |  | 1 | 6500 | 6500
# |  | Sterilizer | Indian | * | * | 1 |  | 1 | 6500 | 6500
# | MINOR OT | Suction Machine | Goley | * | * | 1 |  | 1 | 6500 | 6500
# |  | Sterilizer | Indian | * | * | 1 |  | 1 | 6500 | 6500
# |  | Needle Cutter | SRK | * | * | 1 |  | 1 | 1200 | 1200
# |  | Examination Table | Indian | * | * | 1 |  | 1 | 3500 | 3500
# | MCH | ILR | Unicef | * | * |  | 1 | 1 | 300000 | 300000
# |  | ILR | Electro Lux | * | * |  | 1 | 1 | 300000 | 300000
# |  | ILR | Vest Frost | * | * |  | 1 | 1 | 300000 | 300000
# | MCH | ILR | Vest Frost | * | * |  | 1 | 1 | 300000 | 300000
# |  | Deep Freezer | Haier | * | * |  | 1 | 1 | 150000 | 150000
# | ICTC | Domestic Fridge | LG | * | * | 1 |  | 1 | 15000 | 15000
# |  | Syringe Cutter | Micro SIL | * | * | 1 |  | 1 | 1200 | 1200
# |  | Centrifuge | Remi | R8C | * | 1 |  | 1 | 6500 | 6500
# |  | Adult Weighing Machine | Krups | * | * | 1 |  | 1 | 2500 | 2500
# |  | Baby Weighing Machine | Braun | * | * | 1 |  | 1 | 2500 | 2500
# |  | Syringe Cutter | Indian | * | * | 1 |  | 1 | 1200 | 1200
# | EYE SECTION | Sterilizer | Indian | * | * | 1 |  | 1 | 6500 | 6500
# |  | Focusing Light | Indian | * | * | 1 |  | 1 | 10000 | 10000
# |  | Opthalmo Scope | German | * | * |  | 1 | 1 | 15500 | 15500
# |  | Retino Scope | Indian | * | * |  | 1 | 1 | 45000 | 45000
# |  | Tonometer | German | RIESTER | * |  | 1 | 1 | 170000 | 170000
# | OT | O.T Table | Indian | * | * | 1 |  | 1 | 45000 | 45000
# |  | Autoclave (Cooker Type) | Indian | * | * | 1 |  | 1 | 65000 | 65000
# |  | Autoclave (Vertical) | Indian | ESTA-106A | * | 1 |  | 1 | 65000 | 65000
# |  | Autoclave (Vertical) | Indian | * | 386-H3 | 1 |  | 1 | 65000 | 65000
# |  | Suction Machine | Goley | * | * | 1 |  | 1 | 6500 | 6500
# |  | O.T Table | Indian | * | * | 1 |  | 1 | 45000 | 45000
# |  | Cautary Machine | Indian | * | * | 1 |  | 1 | 55000 | 55000
# |  | Boyle's Apparatus | Indian | * | * | 1 |  | 1 | 65000 | 65000
# |  | O.T Table | Indian | * | * | 1 |  | 1 | 45000 | 45000
NOTE
[6 empty] | Total No.of Equipment |  |  |  | 68
# | Not Created / Not Found |  |  |  |  | Total Equipment Cost |  |  |  | 4698900
* | Not Available |  |  |  |  | Total CMC Value |  |  |  | 328923

## CHC DHARAMPUR
Name of Consultant :- | [6 empty] | Date:- |  | 2015-06-22
Name of Dist./Type of Facility/Name of the Facility :- |  |  |  |  | CHC Dharampur
Equipment ID | Department | Equipment Description | Manufacturer | Model No. | Serial No. | Functional Status |  | Qty. | Approx Cost of Each Equipment | Total Cost of Equipment
[6 empty] | W | NW
# | LABOUR ROOM | O.T Light | Indian | * | * | 1 |  | 1 | 45000 | 45000
# |  | Baby Weighing Machine | Swisser | SW1B105 | 2140311 | 1 |  | 1 | 2500 | 2500
# |  | Needle Cutter | Nulife | NB5D-06 | 63454 | 1 |  | 1 | 1200 | 1200
# |  | Suction Machine | Indian | * | * | 1 |  | 1 | 6500 | 6500
# |  | Oxygen Concentrator | Meditech | 5LPM | 20101415149 | 1 |  | 1 | 45000 | 45000
# |  | Suction Machine | Indian | * | * | 1 |  | 1 | 6500 | 6500
# |  | Infant Warmer | S.S Technomed | TIANA | * | 1 |  | 1 | 38000 | 38000
# |  | Labour Table | Indian | * | * | 1 |  | 1 | 14000 | 14000
# |  | Labour Table | Indian | * | * | 1 |  | 1 | 14000 | 14000
# |  | Labour Table | Indian | * | * | 1 |  | 1 | 14000 | 14000
# |  | Domestic Refrigerator | Godrej | * | * | 1 |  | 1 | 15000 | 15000
# | ECG ROOM | B.P Apparatus | Diamond | * | * | 1 |  | 1 | 650 | 650
# |  | X-Ray Machine | Allengers | * | * | 1 |  | 1 | 450000 | 450000
# |  | ECG Machine | Indian | ECG-703 | ECG703130538 | 1 |  | 1 | 52000 | 52000
# |  | B.P Apparatus | ACCU Check | * | 131076 |  | 1 | 1 | 650 | 650
# |  | Oxygen Concentrator | Indian | * | 20101415120 | 1 |  | 1 | 45000 | 45000
# |  | Needle Cutter | Nulife | NBSD-06 | 66874 | 1 |  | 1 | 1200 | 1200
# |  | ILR | Vest Frost | MF-144 | 91005174 | 1 |  | 1 | 300000 | 300000
# |  | ILR | Vest Frost | MF-144 | 90411580 | 1 |  | 1 | 300000 | 300000
# |  | Adult Weighing Machine | Krups | * | * | 1 |  | 1 | 2500 | 2500
# |  | Baby Weighing Machine | Braun | * | * | 1 |  | 1 | 2500 | 2500
# |  | Water Bath | * | * | * |  | 1 | 1 | 4500 | 4500
# |  | Hot Air Oven | * | * | * | 1 |  | 1 | 4500 | 4500
# |  | Microscope | Labomed | Vision 2000 | 141275928 | 1 |  | 1 | 30000 | 30000
# |  | Domestic Refrigerator | Electrolux | * | * | 1 |  | 1 | 15000 | 15000
# |  | Needle Cutter | Ecoline | * | * | 1 |  | 1 | 1200 | 1200
# |  | Centrifuge | Everest | 214 | 4692 | 1 |  | 1 | 6500 | 6500
# |  | Deep Freezer | Vest Frost | DF MF-304 | 90300018 |  | 1 | 1 | 150000 | 150000
# |  | Dental Chair | GNATUS | * | * | 1 |  | 1 | 150000 | 150000
# |  | Dental Chair | Confident | C-1161 | 3377 | 1 |  | 1 | 150000 | 150000
# |  | Pressure Pump | VIGA | * | * | 1 |  | 1 | 6500 | 6500
# |  | Sterilizer | * | * | * | 1 |  | 1 | 6500 | 6500
# |  | Dental Chair | Confident | * | * | 1 |  | 1 | 150000 | 150000
# |  | Needle Cutter | Nulife | NBSD-06 | 56750 | 1 |  | 1 | 1200 | 1200
# |  | Sterilizer | * | * | * | 1 |  | 1 | 6500 | 6500
# |  | B.P Apparatus | Diamond | * | * | 1 |  | 1 | 650 | 650
# |  | B.P Apparatus | Diamond | * | * | 1 |  | 1 | 650 | 650
NOTE
[6 empty] | Total No.of Equipment |  |  |  | 37
# | Not Created / Not Found |  |  |  |  | Total Equipment Cost |  |  |  | 2039900
* | Not Available |  |  |  |  | Total CMC Value |  |  |  | 142793

## PHC PARATHA
Name of Consultant :- | [6 empty] | Date:- |  | 2015-06-24
Name of Dist./Type of Facility/Name of the Facility :- |  |  |  |  | PHC PARATHA
Equipment ID | Department | Equipment Description | Manufacturer | Model No. | Serial No. | Functional Status |  | Qty. | Approx Cost of Each Equipment | Total Cost of Equipment
[6 empty] | W | NW
# | # | B.P Apparatus (Hg) | Gold Supreme | GOLD | 98134811 | 1 |  | 1 | 1100 | 1100
# | # | Needle Cutter | Indian | MET | * | 1 |  | 1 | 1200 | 1200
# | # | Adult Weighing Machine | Krups | * | * | 1 |  | 1 | 2500 | 2500
# | # | Domestic fridge | LG | GL-185L | 010NLFD 114499 | 1 |  | 1 | 17000 | 17000
# | # | ILR | Vest Frost | MK144 | 90411786 | 1 |  | 1 | 300000 | 300000
# | # | B.P Apparatus (Digital) | Citizen | CH-432 | 11714 | 1 |  | 1 | 1100 | 1100
# | # | B.P Apparatus (Hg) | Gold Supreme | * | 9812133 | 1 |  | 1 | 1100 | 1100
# | # | Examination Table | Indian | * | * | 1 |  | 1 | 3500 | 3500
# | # | Blood Glucose Meter | Germany | * | * | 1 |  | 1 | 1400 | 1400
# | # | B.P Apparatus (Hg) | Gold Supreme | * | * | 1 |  | 1 | 1100 | 1100
# | # | Amboo Bag | * | * | * | 1 |  | 1 | 1100 | 1100
# | # | ECG Machine | BPL | Cardiart 6208 | DDTA1B 3575 | 1 |  | 1 | 52000 | 52000
NOTE
[6 empty] | Total No.of Equipment |  |  |  | 12
# | Not Created / Not Found |  |  |  |  | Total Equipment Cost |  |  |  | 383100
* | Not Available |  |  |  |  | Total CMC Value |  |  |  | 26817

## SUB CENTER NABBO
Name of Consultant :- | [6 empty] | Date:- |  | 2015-06-24
Name of Dist./Type of Facility/Name of the Facility :- |  |  |  |  | Sub Center Nabbo
Equipment ID | Department | Equipment Description | Manufacturer | Model No. | Serial No. | Functional Status |  | Qty. | Approx Cost of Each Equipment | Total Cost of Equipment
[6 empty] | W | NW
# | # | B.P Apparatus (Hg) | Indian | ELKO | * | 1 |  | 1 | 1100 | 1100
# | # | Autoclave (Cooker Type) | Indian | * | * | 1 |  | 1 | 65000 | 65000
# | # | Autoclave (Cooker Type) | Indian | * | * | 1 |  | 1 | 65000 | 65000
# | # | Autoclave (Cooker Type) | Indian | * | * | 1 |  | 1 | 65000 | 65000
# | # | Sterilizer | Indian | * | * | 1 |  | 1 | 6500 | 6500
# | # | Sterilizer | Indian | * | * | 1 |  | 1 | 6500 | 6500
# | # | Baby Weighing Machine | Braun | * | * | 1 |  | 1 | 2500 | 2500
# | # | B.P Apparatus | Indian | * | * |  | 1 | 1 | 650 | 650
# | # | B.P Apparatus | Indian | * | * |  | 1 | 1 | 650 | 650
# | # | B.P Apparatus | Indian | * | * |  | 1 | 1 | 650 | 650
NOTE
[6 empty] | Total No.of Equipment |  |  |  | 10
# | Not Created / Not Found |  |  |  |  | Total Equipment Cost |  |  |  | 213550
* | Not Available |  |  |  |  | Total CMC Value |  |  |  | 14948.5
Note on J2: MBPL - 2:

## PHC JANGESHU
Name of Consultant :- | [6 empty] | Date:- |  | 2015-06-24
Name of Dist./Type of Facility/Name of the Facility :- |  |  |  |  | PHC Jangeshu
Equipment ID | Department | Equipment Description | Manufacturer | Model No. | Serial No. | Functional Status |  | Qty. | Approx Cost of Each Equipment | Total Cost of Equipment
[6 empty] | W | NW
# | # | B.P Apparatus (Android) | Diamond | Regular | * | 1 |  | 1 | 1100 | 1100
# | # | Needle Cutter | Nulife | NBSD-06 | D62384 | 1 |  | 1 | 1200 | 1200
# | # | Needle Cutter | HLL Care | * | * | 1 |  | 1 | 1200 | 1200
# | # | Sterilizer | Indian | * | * | 1 |  | 1 | 6500 | 6500
# | # | Domestic Refrigerator | Kelvinator | * | * | 1 |  | 1 | 15000 | 15000
# | # | Adult Weighing Machine | Krups | * | * | 1 |  | 1 | 2500 | 2500
# | # | Baby Weighing Machine | Kohinoor | * | * | 1 |  | 1 | 2500 | 2500
# | # | Autoclave | Indian | * | * | 1 |  | 1 | 55000 | 55000
# | # | B.P Apparatus (Hg) | Perfect | Unique | 4916 |  | 1 | 1 | 1100 | 1100
# | # | Compressor Nebulizer | Bio Plus | CN-01 | GE08A01 995R1 | 1 |  | 1 | 6500 | 6500
# | # | Gluco Check Meter | Indian | GLU Check | 13204672 | 1 |  | 1 | 1400 | 1400
# | # | Oxygen Concentrator | NIDEK | 920 STD | * | 1 |  | 1 | 45000 | 45000
# | # | Examination Table | Indian | * | * | 1 |  | 1 | 3500 | 3500
# | # | Needle Cutter | Indian | * | * |  | 1 | 1 | 1200 | 1200
# | # | Needle Cutter | Indian | * | * |  | 1 | 1 | 1200 | 1200
NOTE
[6 empty] | Total No.of Equipment |  |  |  | 15
# | Not Created / Not Found |  |  |  |  | Total Equipment Cost |  |  |  | 144900
* | Not Available |  |  |  |  | Total CMC Value |  |  |  | 10143

## ESI DISPENSERY JABLI
Name of Consultant :- | [6 empty] | Date:- |  | 2015-06-22
Name of Dist./Type of Facility/Name of the Facility :- |  |  |  |  | ESI Dispensery Jabli
Equipment ID | Department | Equipment Description | Manufacturer | Model No. | Serial No. | Functional Status |  | Qty. | Approx Cost of Each Equipment | Total Cost of Equipment
[6 empty] | W | NW
# | # | B.P Apparatus (Digital) | Citizen | CH 432 | 53709 | 1 |  | 1 | 1100 | 1100
# | # | B.P Apparatus (Digital) | Citizen | CH 432 | * | 1 |  | 1 | 1100 | 1100
# | # | Adult Weighing Machine | Indian | * | * | 1 |  | 1 | 2500 | 2500
# | # | Needle Cutter | Kaimson | Delux | * | 1 |  | 1 | 1200 | 1200
# | # | Sterilizer | * | * | * | 1 |  | 1 | 6500 | 6500
# | # | Baby Weighing Machine | * | * | * | 1 |  | 1 | 2500 | 2500
# | # | Domestic Refrigerator | Samsung | * | * | 1 |  | 1 | 15000 | 15000
# | # | Examination Table | * | * | * | 1 |  | 1 | 3500 | 3500
# | # | B.P Apparatus (Hg) | * | * | * |  | 1 | 1 | 1100 | 1100
NOTE
[6 empty] | Total No.of Equipment |  |  |  | 9
# | Not Created / Not Found |  |  |  |  | Total Equipment Cost |  |  |  | 34500
* | Not Available |  |  |  |  | Total CMC Value |  |  |  | 2415

## ESI DISPENSARY CHAMBAGHAT
Name of Consultant :- | [6 empty] | Date:- |  | 2015-06-22
Name of Dist./Type of Facility/Name of the Facility :- |  |  |  |  | ESI Dispensary Chambaghat
Equipment ID | Department | Equipment Description | Manufacturer | Model No. | Serial No. | Functional Status |  | Qty. | Approx Cost of Each Equipment | Total Cost of Equipment
[6 empty] | W | NW
# | # | Adult Weighing Machine | Indian | * | * | 1 |  | 1 | 2500 | 2500
# | # | Autoclave | Indian | * | * | 1 |  | 1 | 55000 | 55000
# | # | Microscope | Indian | * | * |  | 1 | 1 | 30000 | 30000
# | # | Needle Cutter | Indian | * | 66403 | 1 |  | 1 | 1200 | 1200
# | # | B. P. Apparatus | Pagoda | * | 272231 | 1 |  | 1 | 650 | 650
# | # | B. P. Apparatus | Pagoda | * | 286537 | 1 |  | 1 | 650 | 650
NOTE
[6 empty] | Total No.of Equipment |  |  |  | 6
# | Not Created / Not Found |  |  |  |  | Total Equipment Cost |  |  |  | 90000
* | Not Available |  |  |  |  | Total CMC Value |  |  |  | 6300

## PHC SUBATHU THARI
Name of Consultant :- | [6 empty] | Date:- |  | 2015-06-23
Name of Dist./Type of Facility/Name of the Facility :- |  |  |  |  | PHC Subathu Thari
Equipment ID | Department | Equipment Description | Manufacturer | Model No. | Serial No. | Functional Status |  | Qty. | Approx Cost of Each Equipment | Total Cost of Equipment
[6 empty] | W | NW
# | # | Sterilizer | Indian | * | * | 1 |  | 1 | 6500 | 6500
# | # | Needle Cutter | Nulife | NBSD-06 | 57748 | 1 |  | 1 | 1200 | 1200
# | # | Autoclave | Indian | * | * | 1 |  | 1 | 55000 | 55000
# | # | B. P. Apparatus | Morepen | BK 1005 | * | 1 |  | 1 | 650 | 650
# | # | Adult Weighing Machine | Indian | * | * | 1 |  | 1 | 2500 | 2500
# | # | Domestic Refrigerator | LG | * | * | 1 |  | 1 | 15000 | 15000
# | # | Centrifuge | Indian | * | * | 1 |  | 1 | 6500 | 6500
# | # | Photo Calorimeter | Indian | * | * | 1 |  | 1 | 1200 | 1200
# | # | Microscope | Indian | HL-10 | 8275 | 1 |  | 1 | 30000 | 30000
# | # | Incubator | Indian | * | * | 1 |  | 1 | 375000 | 375000
# | # | B. P. Apparatus (Digital) | Indian | * | * |  | 1 | 1 | 1100 | 1100
NOTE
[6 empty] | Total No.of Equipment |  |  |  | 11
# | Not Created / Not Found |  |  |  |  | Total Equipment Cost |  |  |  | 494650
* | Not Available |  |  |  |  | Total CMC Value |  |  |  | 34625.5

## PHC SUBATHU
Name of Consultant :- | [6 empty] | Date:- |  | 2015-06-23
Name of Dist./Type of Facility/Name of the Facility :- |  |  |  |  | PHC Subathu
Equipment ID | Department | Equipment Description | Manufacturer | Model No. | Serial No. | Functional Status |  | Qty. | Approx Cost of Each Equipment | Total Cost of Equipment
[6 empty] | W | NW
# | # | Domestic Refrigerator | LG | GL-205L | AIG2EBN | 1 |  | 1 | 20000 | 20000
# | # | Sterilizer | Indian | * | * | 1 |  | 1 | 6500 | 6500
# | # | Needle Cutter | Kaimson | Delux | * | 1 |  | 1 | 1200 | 1200
# | # | Needle Cutter | MWI | * | * | 1 |  | 1 | 1200 | 1200
# | # | Adult Weighing Machine | Equinox | * | * | 1 |  | 1 | 2500 | 2500
# | # | B. P. Apparatus | * | FT-C11B-V | 1409 | 1 |  | 1 | 650 | 650
# | # | Autoclave | * | * | * | 1 |  | 1 | 55000 | 55000
# | # | B. P. Apparatus | Indian | * | 12010051 |  | 1 | 1 | 650 | 650
NOTE
[6 empty] | Total No.of Equipment |  |  |  | 8
# | Not Created / Not Found |  |  |  |  | Total Equipment Cost |  |  |  | 87700
* | Not Available |  |  |  |  | Total CMC Value |  |  |  | 6139

## PHC KASAULI
Name of Consultant :- | [6 empty] | Date:- |  | 2015-06-23
Name of Dist./Type of Facility/Name of the Facility :- |  |  |  |  | PHC Kasauli
Equipment ID | Department | Equipment Description | Manufacturer | Model No. | Serial No. | Functional Status |  | Qty. | Approx Cost of Each Equipment | Total Cost of Equipment
[6 empty] | W | NW
# | # | B. P. Apparatus | Meditech | * | 13NO50 | 1 |  | 1 | 650 | 650
# | # | ECG Machine | BPL | 6208 | DDJVOJ 2904 | 1 |  | 1 | 52000 | 52000
# | # | Oto scope | Indian | * | * | 1 |  | 1 | 45000 | 45000
# | # | Glucometer | Convergent Tech | Elegance | CT-C004 | 1 |  | 1 | 1400 | 1400
# | # | B. P. Apparatus | Citizen | REF CH-432 | 2010081 | 1 |  | 1 | 650 | 650
# | # | Domestic Fridge | Godrej | GDD 310P | 110710132 | 1 |  | 1 | 15000 | 15000
# | # | Needle Cutter | Sai+Life | * | * | 1 |  | 1 | 1200 | 1200
# | # | Sterilizer | * | * | * | 1 |  | 1 | 6500 | 6500
# | # | Autoclave | * | * | * | 1 |  | 1 | 65000 | 65000
# | # | Oxygen Concentrator | Anand International | * | * | 1 |  | 1 | 45000 | 45000
# | # | Suction Machine | * | * | * | 1 |  | 1 | 6500 | 6500
# | # | Suction Machine | * | * | * | 1 |  | 1 | 6500 | 6500
# | # | Cautary Machine | Medifit | * | * | 1 |  | 1 | 55000 | 55000
# | # | Nebulizer (Piston Type) | American Bantax Corp. | Alphaneb | * | 1 |  | 1 | 3500 | 3500
# | # | Pulse Oximeter | Morepen | * | BN-2186 | 1 |  | 1 | 55000 | 55000
# | # | Amboo Bag | Indian | * | * | 1 |  | 1 | 1100 | 1100
# | # | Adult Weighing Machine | Samso | * | * | 1 |  | 1 | 2500 | 2500
# | # | Adult Weighing Machine | Equinox | * | * | 1 |  | 1 | 2500 | 2500
# | # | Labour Table | Indian | * | * | 1 |  | 1 | 14000 | 14000
# | # | Baby Weighing Machine | Crown | * | * | 1 |  | 1 | 2500 | 2500
# | # | B. P. Apparatus (Digital) | Medi tech | * | * | 1 |  | 1 | 1100 | 1100
# | # | Sterilizer | Indian | * | * |  | 1 | 1 | 6500 | 6500
# | # | B. P. Apparatus (Hg) | Indian | * | * | 1 |  | 1 | 1100 | 1100
# | # | B. P. Apparatus (Hg) | Indian | * | * | 1 |  | 1 | 1100 | 1100
NOTE
[6 empty] | Total No.of Equipment |  |  |  | 24
# | Not Created / Not Found |  |  |  |  | Total Equipment Cost |  |  |  | 391300
* | Not Available |  |  |  |  | Total CMC Value |  |  |  | 27391

## PHC DEOTHI
Name of Consultant :- | [6 empty] | Date:- |  | 2015-06-25
Name of Dist./Type of Facility/Name of the Facility :- |  |  |  |  | PHC Deothi
Equipment ID | Department | Equipment Description | Manufacturer | Model No. | Serial No. | Functional Status |  | Qty. | Approx Cost of Each Equipment | Total Cost of Equipment
[6 empty] | W | NW
# | # | B. P. Apparatus | Perfect | CM/L 9444586 | 5220 | 1 |  | 1 | 650 | 650
# | # | Adult Weighing Machine | Samso | * | * | 1 |  | 1 | 2500 | 2500
# | # | X-Ray View Box | Indian | * | * | 1 |  | 1 | 10000 | 10000
# | # | Adult Weighing Machine | Indian | * | * | 1 |  | 1 | 2500 | 2500
# | # | Domestic Fridge | SAMSUNG | SHB163 | * | 1 |  | 1 | 15000 | 15000
# | # | Dental Chair | Indian | * | * | 1 |  | 1 | 150000 | 150000
# | # | Air Compressor | Besto | * | * | 1 |  | 1 | 6500 | 6500
# | # | Sterilizer | Indian | * | * | 1 |  | 1 | 6500 | 6500
# | # | Sterilizer | Indian | * | * | 1 |  | 1 | 6500 | 6500
# | # | Syringe Cutter | Medi Guard | * | * | 1 |  | 1 | 1200 | 1200
# | # | Autoclave (Cooker Type) | Indian | * | * | 1 |  | 1 | 65000 | 65000
# | # | Needle Cutter | Nulife | NBSD-06 | 63603 | 1 |  | 1 | 1200 | 1200
# | # | Sterilizer | Indian | * | * | 1 |  | 1 | 6500 | 6500
# | # | Examination Table | Indian | * | * | 1 |  | 1 | 3500 | 3500
NOTE
[6 empty] | Total No.of Equipment |  |  |  | 14
# | Not Created / Not Found |  |  |  |  | Total Equipment Cost |  |  |  | 277550
* | Not Available |  |  |  |  | Total CMC Value |  |  |  | 19428.5

## CIVIL HOSPITAL KANDAGHAT
Name of Consultant :- | [6 empty] | Date:- |  | 2015-06-25
Name of Dist./Type of Facility/Name of the Facility :- |  |  |  |  | Civil Hospital Kandaghat
Equipment ID | Department | Equipment Description | Manufacturer | Model No. | Serial No. | Functional Status |  | Qty. | Approx Cost of Each Equipment | Total Cost of Equipment
[6 empty] | W | NW
# | INDOOR | B. P. Apparatus (Hg) | Heart+Care | CM/L 826 2373 | * | 1 |  | 1 | 1100 | 1100
# |  | B. P. Apparatus (Hg) | Pagoda | CM/L 089 6172 | * | 1 |  | 1 | 1100 | 1100
# |  | B. P. Apparatus (Hg) | Heart+Care | CM/L 826 2373 | * | 1 |  | 1 | 1100 | 1100
# |  | Needle Cutter | Nulife | * | * |  | 1 | 1 | 1200 | 1200
# |  | Oxygen Concentrator | NIDEK | NEUVO LITE | 12219976 | 1 |  | 1 | 45000 | 45000
# | MINOR OT | Autoclave (Cooker Type) | Indian | * | * | 1 |  | 1 | 65000 | 65000
# |  | Examination Table | Indian | * | * | 1 |  | 1 | 3500 | 3500
# |  | Examination Table | Indian | * | * | 1 |  | 1 | 3500 | 3500
# |  | Domestic Fridge | LG | GL-245 LP4/2009 | * | 1 |  | 1 | 15000 | 15000
# |  | Sterilizer | Indian | * | * | 1 |  | 1 | 6500 | 6500
# |  | Syringe Cutter | Medi Guard | * | * | 1 |  | 1 | 1200 | 1200
# | MCH | ILR | Vest Frost | * | * | 1 |  | 1 | 300000 | 300000
# |  | ILR | Vest Frost | * | * | 1 |  | 1 | 300000 | 300000
# |  | Baby Weighing Machine | Braun | * | * | 1 |  | 1 | 2500 | 2500
# | DENTAL OPD | Dental Chair | Confident | * | * | 1 |  | 1 | 150000 | 150000
# |  | Sterilizer | Indian | * | * | 1 |  | 1 | 6500 | 6500
# |  | Needle Cutter | Nulife | * | * | 1 |  | 1 | 1200 | 1200
# |  | Air Compressor | Indian | * | * | 1 |  | 1 | 6500 | 6500
# |  | Sterilizer | Indian | * | * |  | 1 | 1 | 6500 | 6500
# |  | Autoclave (Cooker Type) | Indian | * | * | 1 |  | 1 | 65000 | 65000
# |  | Boiler | Indian | * | * |  | 1 | 1 | 6500 | 6500
# |  | B. P. Apparatus (Digital) | LARS | FT-C11B V | * | 1 |  | 1 | 1100 | 1100
# |  | Adult Weighing Machine | Krups | * | * | 1 |  | 1 | 2500 | 2500
# |  | Examination Table | Indian | * | * | 1 |  | 1 | 3500 | 3500
# | X-Ray | X-Ray Machine | Allengers | MARK-3 | * | 1 |  | 1 | 450000 | 450000
# |  | View Box | Indian | * | * | 1 |  | 1 | 10000 | 10000
# |  | View Box | Indian | * | * | 1 |  | 1 | 10000 | 10000
# |  | Domestic Fridge | Whirlpool | * | * | 1 |  | 1 | 15000 | 15000
# |  | Centrifuge | Remi | R4C 1193 | KBLC 3987 | 1 |  | 1 | 6500 | 6500
# |  | Analyzer (Versatile) | ARTOS | * | * | 1 |  | 1 | 200000 | 200000
# |  | Microscope (Binocular) | Bioplus | * | * | 1 |  | 1 | 30000 | 30000
# |  | Hot Air Oven | Indian | * | * | 1 |  | 1 | 4500 | 4500
# |  | Needle Cutter | Nulife | NBSD-06 | 56979 | 1 |  | 1 | 1200 | 1200
# |  | Glucometer | SD Check | 123 | M01E05 AA6528 | 1 |  | 1 | 1400 | 1400
# |  | Microscope (Binocular) | MLW | * | * | 1 |  | 1 | 30000 | 30000
# |  | ECG Machine | LG | ECG-03 | * | 1 |  | 1 | 52000 | 52000
# |  | Examination Table | Indian | * | * |  | 1 | 1 | 3500 | 3500
# | LABOUR ROOM | Infant Baby Warmer | Indian | TIANA S | * | 1 |  | 1 | 38000 | 38000
# |  | Amboo Bag | Indian | * | * | 1 |  | 1 | 1100 | 1100
# |  | Baby Weighing Machine | Gold Tech | * | * | 1 |  | 1 | 2500 | 2500
# |  | Sterilizer | Indian | * | * | 1 |  | 1 | 6500 | 6500
# |  | Autoclave (Cooker Type) | Indian | * | * | 1 |  | 1 | 65000 | 65000
# |  | Suction Machine | Goley | * | * | 1 |  | 1 | 6500 | 6500
# |  | SPOT Light | Indian | * | * | 1 |  | 1 | 6500 | 6500
# |  | Suction Machine | Anand | HI- VAC | 7J6711 |  | 1 | 1 | 6500 | 6500
# |  | Suction Machine | Anand | HI- VAC | 7J6706 |  | 1 | 1 | 6500 | 6500
# |  | Autoclave (Cooker Type) | Indian | * | * |  | 1 | 1 | 65000 | 65000
# | LABOUR ROOM | Baby Weighing Machine | Braun | * | * | 1 |  | 1 | 2500 | 2500
# |  | Amboo Bag | Indian | * | * | 1 |  | 1 | 1100 | 1100
# |  | Amboo Bag | Indian | * | * | 1 |  | 1 | 1100 | 1100
# |  | Labour Table | Indian | * | * | 1 |  | 1 | 14000 | 14000
# |  | Suction Machine | Indian | * | * | 1 |  | 1 | 6500 | 6500
# |  | Needle Cutter | Indian | * | * |  | 1 | 1 | 1200 | 1200
# |  | Sterilizer | Indian | * | * |  | 1 | 1 | 6500 | 6500
NOTE
[6 empty] | Total No.of Equipment |  |  |  | 54
# | Not Created / Not Found |  |  |  |  | Total Equipment Cost |  |  |  | 2047100
* | Not Available |  |  |  |  | Total CMC Value |  |  |  | 143297

## CIVIL HOSPITAL CHAIL
Name of Consultant :- | [6 empty] | Date:- |  | 2015-06-25
Name of Dist./Type of Facility/Name of the Facility :- |  |  |  |  | Civil Hospital Chail
Equipment ID | Department | Equipment Description | Manufacturer | Model No. | Serial No. | Functional Status |  | Qty. | Approx Cost of Each Equipment | Total Cost of Equipment
[6 empty] | W | NW
# | MEDICAL OPD | B. P. Apparatus | Diamond | CM/L 0196043 | * | 1 |  | 1 | 650 | 650
# |  | View Box | Indian | * | * | 1 |  | 1 | 10000 | 10000
# |  | Adult Weighing Machine | Krups | * | * | 1 |  | 1 | 2500 | 2500
# |  | Sterilizer | Indian | * | * | 1 |  | 1 | 6500 | 6500
# |  | Dental Chair | Bestodent | * | * | 1 |  | 1 | 150000 | 150000
# |  | Sterilizer | Indian | * | * | 1 |  | 1 | 6500 | 6500
# |  | Needle Cutter | Medi Guard | * | * |  | 1 | 1 | 1200 | 1200
# |  | Pressure Pump | Indian | * | * | 1 |  | 1 | 6500 | 6500
# | LABOUR ROOM | Labour Table | Indian | * | * | 1 |  | 1 | 14000 | 14000
# |  | Infant Baby Warmer | Bird Meditech | INNOVA | BM/R10/20T/OT/1314 | 1 |  | 1 | 38000 | 38000
# |  | Phototherapy | Bird Meditech | CFL | BM/CPT/104/07/13K | 1 |  | 1 | 15500 | 15500
# |  | Labour Table | Indian | * | * | 1 |  | 1 | 14000 | 14000
# |  | Infant Baby Warmer | Bird Meditech | INNOVA | BM/AW/2/2/06/1314 | 1 |  | 1 | 38000 | 38000
# |  | Sterilizer | Indian | * | * | 1 |  | 1 | 6500 | 6500
# |  | Suction Machine | Indian | * | * | 1 |  | 1 | 6500 | 6500
# |  | B. P. Apparatus | Pagoda | * | 159199 | 1 |  | 1 | 650 | 650
# |  | Autoclave (Cooker Type) | Indian | * | * | 1 |  | 1 | 65000 | 65000
# |  | Autoclave (Cooker Type) | Indian | * | * | 1 |  | 1 | 65000 | 65000
# |  | Amboo Bag | Silicon | * | * | 1 |  | 1 | 1100 | 1100
# |  | Baby Weighing Machine | Swisser | * | * | 1 |  | 1 | 2500 | 2500
# | MCH | ILR | Haier | R134A | * | 1 |  | 1 | 300000 | 300000
# |  | ILR | Vest Frost | * | * | 1 |  | 1 | 300000 | 300000
# |  | ILR | Vest Frost | * | * | 1 |  | 1 | 300000 | 300000
# |  | Sterilizer | Indian | * | * | 1 |  | 1 | 6500 | 6500
# |  | B. P. Apparatus | Prolin | * | * | 1 |  | 1 | 650 | 650
# |  | ECG Machine | BPL | * | B904162 200396 | 1 |  | 1 | 52000 | 52000
NOTE
[6 empty] | Total No.of Equipment |  |  |  | 26
# | Not Created / Not Found |  |  |  |  | Total Equipment Cost |  |  |  | 1409750
* | Not Available |  |  |  |  | Total CMC Value |  |  |  | 98682.5

## CHC KUNIHAR
Name of Consultant :- | [6 empty] | Date:- |  | 2015-06-26
Name of Dist./Type of Facility/Name of the Facility :- |  |  |  |  | CHC KUNIHAR
Equipment ID | Department | Equipment Description | Manufacturer | Model No. | Serial No. | Functional Status |  | Qty. | Approx Cost of Each Equipment | Total Cost of Equipment
[6 empty] | W | NW
# | LABOUR ROOM | Autoclave (Cooker Type) | Indian | * | * | 1 |  | 1 | 65000 | 65000
# |  | Sterilizer | Indian | * | * | 1 |  | 1 | 6500 | 6500
# |  | Amboo Bag | Indian | * | * | 1 |  | 1 | 1100 | 1100
# |  | Oxygen Concentrator | Medoxy | * | * | 1 |  | 1 | 45000 | 45000
# |  | Suction Machine | Indian | * | * | 1 |  | 1 | 6500 | 6500
# |  | Suction Machine | Indian | * | * | 1 |  | 1 | 6500 | 6500
# |  | SPOT Light | Indian | * | * | 1 |  | 1 | 6500 | 6500
# |  | Domestic Fridge | Godrej | GFE25/2010 | * | 1 |  | 1 | 15000 | 15000
# |  | Infant Baby Warmer | Indian | * | * |  | 1 | 1 | 38000 | 38000
# |  | Needle Cutter | Indian | * | * | 1 |  | 1 | 1200 | 1200
# |  | Infant Baby Warmer | Indian | MRW-02 | * | 1 |  | 1 | 38000 | 38000
# |  | Baby Weighing Machine | Indian | * | * | 1 |  | 1 | 2500 | 2500
# |  | Gluco Check Meter | Indian | * | * | 1 |  | 1 | 1400 | 1400
# |  | Amboo Bag | Indian | * | * | 1 |  | 1 | 1100 | 1100
# |  | Loringoscope | Indian | * | * |  | 1 | 1 | 1100 | 1100
# | RESUSCITATION ROOM | Oxygen Concentrator | Medoxy | * | * | 1 |  | 1 | 45000 | 45000
# |  | Suction Machine | Anand | HI-VAC | OC2462 | 1 |  | 1 | 6500 | 6500
# |  | Labour Table | Indian | * | * | 1 |  | 1 | 14000 | 14000
# | MALE WARD | Nebulizer | Ready Mist | * | * | 1 |  | 1 | 6500 | 6500
# | NURSING ROOM | Needle Cutter | Kaison | Delux | * | 1 |  | 1 | 1200 | 1200
# |  | B. P. Apparatus (Digital) | Presence | * | * | 1 |  | 1 | 1100 | 1100
# |  | B. P. Apparatus (Digital) | Presence | * | * | 1 |  | 1 | 1100 | 1100
# | STORE ROOM | Baby Weighing Machine | Indian | * | * | 1 |  | 1 | 2500 | 2500
# |  | Adult Weighing Machine | Indian | * | * |  | 1 | 1 | 2500 | 2500
# |  | Adult Weighing Machine | Indian | * | * |  | 1 | 1 | 2500 | 2500
# |  | Fumigator | Indian | * | * | 1 |  | 1 | 4500 | 4500
# | OT | Adult Weighing Machine | OMRON | SECA | * | 1 |  | 1 | 2500 | 2500
# |  | B. P. Apparatus (Digital) | OMRON | HEM-7111 | 20100402298 LF | 1 |  | 1 | 1100 | 1100
# | DENTAL OPD | X-Ray Machine | Medico | Medico 100 | 10C009 | 1 |  | 1 | 450000 | 450000
# |  | Dental Lathe | Unident | * | 271 | 1 |  | 1 | 20000 | 20000
# |  | Dental Chair | GNATUS | * | 10229039029 | 1 |  | 1 | 150000 | 150000
# |  | Air Compressor | Indian | * | * | 1 |  | 1 | 6500 | 6500
# |  | Sterilizer (Boiler) | Indian | * | * | 1 |  | 1 | 6500 | 6500
# |  | Needle Cutter | Kaimson | Delux | * | 1 |  | 1 | 1200 | 1200
# |  | Ultrasonic Scalar | Indian | * | * | 1 |  | 1 | 1500 | 1500
# |  | LED Curing Light | Indian | * | * | 1 |  | 1 | 10000 | 10000
# |  | Autoclave (Cooker Type) | Indian | * | * | 1 |  | 1 | 65000 | 65000
# |  | Micro Motor | Indian | * | * | 1 |  | 1 | 10000 | 10000
# | OPD | Examination Table | Indian | * | * | 1 |  | 1 | 3500 | 3500
# |  | Examination Table | Indian | * | * | 1 |  | 1 | 3500 | 3500
# |  | ECG Machine | Indian | 14040032 | * | 1 |  | 1 | 52000 | 52000
# | INJECTION ROOM | Needle Cutter | Kaimson | Delux | * | 1 |  | 1 | 1200 | 1200
# |  | Sterilizer | Indian | * | * | 1 |  | 1 | 6500 | 6500
# |  | Examination Table | Indian | * | * | 1 |  | 1 | 3500 | 3500
# |  | Examination Table | Indian | * | * | 1 |  | 1 | 3500 | 3500
# | X-Ray ROOM | ECG Machine | Maestros | Magic R | 1202128-077 | 1 |  | 1 | 52000 | 52000
# | X-Ray ROOM | Ultrasound Machine | Indian | * | * | 1 |  | 1 | 450000 | 450000
# |  | Examination Table | Indian | * | * | 1 |  | 1 | 3500 | 3500
# |  | Examination Table | Indian | * | * | 1 |  | 1 | 3500 | 3500
# |  | X-Ray Machine | Allengers | Steelgup | * | 1 |  | 1 | 450000 | 450000
# | LAB | Microscope (Binocular) | MLW | SP/100 | * | 1 |  | 1 | 30000 | 30000
# |  | Needle Cutter | Kaimson | Delux | * | 1 |  | 1 | 1200 | 1200
# |  | Domestic Fridge | Godrej | GDN180P/2009 | * | 1 |  | 1 | 15000 | 15000
# |  | Incubator | Indian | * | * | 1 |  | 1 | 375000 | 375000
# |  | Analyzer | ERBA | Chem-7 | * | 1 |  | 1 | 200000 | 200000
# |  | Incubator | Indian | * | * |  | 1 | 1 | 375000 | 375000
# |  | Incubator | Indian | * | * |  | 1 | 1 | 375000 | 375000
# |  | Incubator | Indian | * | * |  | 1 | 1 | 375000 | 375000
# |  | Centrifuge | Indian | * | * |  | 1 | 1 | 6500 | 6500
# |  | Centrifuge | Remi | R4C | * |  | 1 | 1 | 6500 | 6500
# |  | Microscope (Binocular) | Olympus | UNICEF R/5908 | * | 1 |  | 1 | 30000 | 30000
# |  | Rotary Shaker | Indian | * | * | 1 |  | 1 | 4500 | 4500
# |  | Sterilizer | Indian | * | * |  | 1 | 1 | 6500 | 6500
# |  | Microscope (Binocular) | Olympus | UNICEF R/5908 | * | 1 |  | 1 | 30000 | 30000
# |  | Hot Air Oven | Indian | * | * | 1 |  | 1 | 4500 | 4500
# | MCH | Examination Table | Indian | * | * | 1 |  | 1 | 3500 | 3500
# |  | Needle Cutter | DISPOCUT | * | * |  | 1 | 1 | 1200 | 1200
# |  | Baby Weighing Machine | Braun | * | * | 1 |  | 1 | 2500 | 2500
# |  | Needle Cutter | Indian | * | * | 1 |  | 1 | 1200 | 1200
# |  | Deep Freezer | CFC-Free | R-134 | * | 1 |  | 1 | 150000 | 150000
# |  | ILR | Indian | * | * | 1 |  | 1 | 300000 | 300000
# |  | Adult Weighing Machine | Suwarna | * | * | 1 |  | 1 | 2500 | 2500
NOTE
[6 empty] | Total No.of Equipment |  |  |  | 72
# | Not Created / Not Found |  |  |  |  | Total Equipment Cost |  |  |  | 4375400
* | Not Available |  |  |  |  | Total CMC Value |  |  |  | 306278

## CHC NALAGARH
Name of Consultant :- | [6 empty] | Date:- |  | 2015-06-27
Name of Dist./Type of Facility/Name of the Facility :- |  |  |  |  | CHC NALAGARH
Equipment ID | Department | Equipment Description | Manufacturer | Model No. | Serial No. | Functional Status |  | Qty. | Approx Cost of Each Equipment | Total Cost of Equipment
[6 empty] | W | NW
# | GENERAL WARD | Syringe Cutter | Duke | * | * | 1 |  | 1 | 1200 | 1200
# |  | B. P. Apparatus (Hg) | Morepen | * | * | 1 |  | 1 | 1100 | 1100
# |  | Adult Weighing Machine | Samso | * | * | 1 |  | 1 | 2500 | 2500
# |  | Oxygen Concentrator | Medoxy | * | * | 1 |  | 1 | 45000 | 45000
# |  | Adult Weighing Machine | Indian | * | * | 1 |  | 1 | 2500 | 2500
# | SNCU | Baby Weighing Machine | Swisser | * | * | 1 |  | 1 | 2500 | 2500
# |  | Infant Baby Warmer | Phoenix | OCW100 | 5152 | 1 |  | 1 | 38000 | 38000
# |  | Infant Baby Warmer | Bird Meditech | INNOVA | BM/RW0/205/06/1314 | 1 |  | 1 | 38000 | 38000
# |  | Infant Baby Warmer | Bird Meditech | INNOVA | BM/RW0/205/06/1314 | 1 |  | 1 | 38000 | 38000
# |  | Suction Machine | Medi Star | * | * | 1 |  | 1 | 6500 | 6500
# |  | Domestic Fridge | Videocon | VKE204 | * | 1 |  | 1 | 15000 | 15000
# |  | Phototherapy | Bird Meditech | CFL | * | 1 |  | 1 | 15500 | 15500
# |  | Phototherapy | Bird Meditech | CFL | * | 1 |  | 1 | 15500 | 15500
# | LABOUR ROOM | Infant Baby Warmer | ALKON | INNOVA | * | 1 |  | 1 | 38000 | 38000
# |  | Suction Machine | Goley | Accu Check | * | 1 |  | 1 | 6500 | 6500
# |  | Oxygen Concentrator | Tauras | * | * | 1 |  | 1 | 45000 | 45000
# |  | Baby Weighing Machine | Braun | * | * | 1 |  | 1 | 2500 | 2500
# |  | Sterilizer | Indian | * | * | 1 |  | 1 | 6500 | 6500
# |  | Needle Cutter | Indian | * | * | 1 |  | 1 | 1200 | 1200
# |  | Labour Table | Indian | * | * | 1 |  | 1 | 14000 | 14000
# |  | Labour Table | Indian | * | * | 1 |  | 1 | 14000 | 14000
# |  | Labour Table | Indian | * | * | 1 |  | 1 | 14000 | 14000
# | STORE ROOM | Infant Baby Warmer | ALKON | INNOVA | * | 1 |  | 1 | 38000 | 38000
# |  | Infant Baby Warmer | ALKON | INNOVA | * | 1 |  | 1 | 38000 | 38000
# |  | Incubator | Indian | * | * |  | 1 | 1 | 375000 | 375000
# |  | Phototherapy | Bird Meditech | * | * | 1 |  | 1 | 15500 | 15500
# |  | Needle Cutter | Indian | * | * | 1 |  | 1 | 1200 | 1200
# |  | B. P. Apparatus (Hg) | Morepen | * | * | 1 |  | 1 | 1100 | 1100
# |  | Adult Weighing Machine | Samso | * | * | 1 |  | 1 | 2500 | 2500
# |  | Oxygen Concentrator | Medoxy | * | * | 1 |  | 1 | 45000 | 45000
# | EYE WARD | Suction Machine | Anand | SURGI-VAC | IC208001 | 1 |  | 1 | 6500 | 6500
# |  | Suction Machine | Goley | * | * |  | 1 | 1 | 6500 | 6500
# | EMERGENCY | Oxygen Concentrator | NIDEK | * | * | 1 |  | 1 | 45000 | 45000
# |  | Needle Cutter | DUKE | * | * | 1 |  | 1 | 1200 | 1200
# |  | B. P. Apparatus (Hg) | Morepen | * | * | 1 |  | 1 | 1100 | 1100
# |  | ECG Machine | BPL | * | BOTA5D 2042 | 1 |  | 1 | 52000 | 52000
# |  | Adult Weighing Machine | Indian | * | * | 1 |  | 1 | 2500 | 2500
# | OT | Sterilizer | Indian | * | * | 1 |  | 1 | 6500 | 6500
# |  | Autoclave | Indian | * | * | 1 |  | 1 | 65000 | 65000
# |  | Anesthesia Machine | ENDURA | * | * |  | 1 | 1 | 450000 | 450000
# |  | OT Table | Indian | * | * | 1 |  | 1 | 45000 | 45000
# |  | SPOT Light | Indian | * | * | 1 |  | 1 | 6500 | 6500
# |  | SPOT Light | Indian | * | * | 1 |  | 1 | 6500 | 6500
# |  | Anesthesia Machine | Elite | * | * |  | 1 | 1 | 450000 | 450000
# |  | Anesthesia Machine | Mind Ray | WATO EX-20 | * | 1 |  | 1 | 450000 | 450000
# |  | Baby Weighing Machine | Swisser | * | * | 1 |  | 1 | 2500 | 2500
# | OT | Microscope (Eye) | Indian | ACC01 | * | 1 |  | 1 | 30000 | 30000
# |  | OT Light | Indian | * | * | 1 |  | 1 | 45000 | 45000
# |  | Oxygen Concentrator | BPL | OG 4203 | * | 1 |  | 1 | 45000 | 45000
# |  | Suction Machine | FILTER | * | * | 1 |  | 1 | 6500 | 6500
# |  | Ventilator | Drager | * | 877326 | 1 |  | 1 | 350000 | 350000
# |  | Infant Baby Warmer | ALKON | * | * | 1 |  | 1 | 38000 | 38000
# |  | Cautary Machine | Indian | * | * | 1 |  | 1 | 55000 | 55000
# |  | Sterilizer | Indian | * | * | 1 |  | 1 | 6500 | 6500
# |  | Suction Machine | Indian | * | * | 1 |  | 1 | 6500 | 6500
# |  | Amboo Bag | Indian | * | * | 1 |  | 1 | 1100 | 1100
# |  | Loringoscope | Indian | * | * | 1 |  | 1 | 1100 | 1100
# |  | OT Table | Indian | * | * | 1 |  | 1 | 45000 | 45000
# |  | Domestic Fridge | LG | * | * | 1 |  | 1 | 15000 | 15000
# | BLOOD BANK | Deep Freezer | Vest Frost | * | * | 1 |  | 1 | 150000 | 150000
# |  | Blood Bank Refrigerator | Indian | CBOARC | * | 1 |  | 1 | 250000 | 250000
# |  | Domestic Fridge | Videocon | VKE204 | 2102142 | 1 |  | 1 | 15000 | 15000
# |  | Blood Bank Refrigerator | MICRO CARE | * | * |  | 1 | 1 | 250000 | 250000
# |  | Centrifuge | Remi | * | * | 1 |  | 1 | 6500 | 6500
# | LAB | Syringe Cutter | Medi Guard | * | * | 1 |  | 1 | 1200 | 1200
# |  | Centrifuge | Remi | R8C | * | 1 |  | 1 | 6500 | 6500
# |  | Domestic Fridge | LG | GL-2511 ASC | 08250005 504922 | 1 |  | 1 | 15000 | 15000
# |  | Microscope (Binocular) | LAMBOMED | Vision 2000 | * | 1 |  | 1 | 30000 | 30000
# |  | Water Bath | Indian | * | * | 1 |  | 1 | 4500 | 4500
# |  | Glucometer | Accu Check | * | * |  | 1 | 1 | 1400 | 1400
# |  | Glucometer | Accu Check | * | 1SP7OKO2152 |  | 1 | 1 | 1400 | 1400
# |  | Analyzer (Biochemistry) | Indian | * | * |  | 1 | 1 | 225000 | 225000
# |  | Centrifuge | Remi | R4C | * |  | 1 | 1 | 6500 | 6500
# | EYE OPD | Microscope (Operational) | Indian | * | * | 1 |  | 1 | 375000 | 375000
# |  | Slit Lamp | Indian | * | * | 1 |  | 1 | 13000 | 13000
# |  | Tonometer | Indian | * | * | 1 |  | 1 | 250000 | 250000
# |  | Retinoscope | Indian | * | * | 1 |  | 1 | 45000 | 45000
# | X-Ray | X-Ray Machine | SIEMENS | ACUSON X300 | * | 1 |  | 1 | 450000 | 450000
# |  | Ultrasound Machine | GE | Logic 200 | * |  | 1 | 1 | 375000 | 375000
# | DISPENSERY | Domestic Fridge | * | * | * | 1 |  | 1 | 15000 | 15000
# |  | Needle Cutter | Duke | * | * | 1 |  | 1 | 1200 | 1200
# | MCH | ILR | Vest Frost | * | * | 1 |  | 1 | 300000 | 300000
# |  | ILR | Haier | * | * | 1 |  | 1 | 300000 | 300000
# |  | ILR | Haier | * | * | 1 |  | 1 | 300000 | 300000
# |  | Needle Cutter | Nulife | * | * | 1 |  | 1 | 1200 | 1200
# |  | Sterilizer | Indian | * | * | 1 |  | 1 | 6500 | 6500
# |  | Deep Freezer | Haier | * | * | 1 |  | 1 | 150000 | 150000
# |  | ILR | Haier | * | * | 1 |  | 1 | 300000 | 300000
# |  | Adult Weighing Machine | Indian | * | * | 1 |  | 1 | 2500 | 2500
# | MINOR OT+CASUALTY | Sterilizer | Indian | * | * | 1 |  | 1 | 6500 | 6500
# |  | Sterilizer | Indian | * | * | 1 |  | 1 | 6500 | 6500
# |  | Autoclave (Vertical) | Indian | * | * | 1 |  | 1 | 65000 | 65000
# |  | Domestic Fridge | Godrej | GDA 198 | 30421467 | 1 |  | 1 | 15000 | 15000
# |  | Suction Machine | Indian | * | * | 1 |  | 1 | 6500 | 6500
# |  | Nebulizer | Ready Mist | * | 153600 | 1 |  | 1 | 6500 | 6500
# |  | ECG Machine | RMS | Vesta301C | T301A150 2044 | 1 |  | 1 | 52000 | 52000
# |  | B. P. Apparatus (Hg) | Morepen | * | * | 1 |  | 1 | 1100 | 1100
# |  | Oxygen Concentrator | NIDEK | * | * | 1 |  | 1 | 45000 | 45000
# | MINOR OT+CASUALTY | Needle Cutter | Indian | * | * | 1 |  | 1 | 1200 | 1200
# |  | Labour Table | Indian | * | * | 1 |  | 1 | 14000 | 14000
# | DENTAL OPD | Dental Chair | GNATUS | * | * | 1 |  | 1 | 150000 | 150000
# |  | Dental Chair | Indian | * | * | 1 |  | 1 | 150000 | 150000
# |  | Air Pressure Pump | Indian | * | * | 1 |  | 1 | 6500 | 6500
# |  | Boiler | Indian | * | * | 1 |  | 1 | 6500 | 6500
# |  | Air Pressure Pump | Indian | * | * | 1 |  | 1 | 6500 | 6500
# |  | Syringe Cutter | Indian | * | * | 1 |  | 1 | 1200 | 1200
# | ENT OPD | Bull's Eye Lamp | Indian | * | * | 1 |  | 1 | 65000 | 65000
# |  | Bull's Eye Lamp | Indian | * | * | 1 |  | 1 | 65000 | 65000
# |  | Sterilizer | Indian | * | * | 1 |  | 1 | 6500 | 6500
# | GENERAL OPD | B. P. Apparatus | Morepen | * | * | 1 |  | 1 | 650 | 650
# | MEDICINE OPD | B. P. Apparatus | Morepen | * | * | 1 |  | 1 | 650 | 650
# |  | B. P. Apparatus | Morepen | * | * | 1 |  | 1 | 650 | 650
# |  | B. P. Apparatus | Morepen | * | * | 1 |  | 1 | 650 | 650
# | GYNAE OPD | B. P. Apparatus | Morepen | * | * | 1 |  | 1 | 650 | 650
# |  | Adult Weighing Machine | Indian | * | * | 1 |  | 1 | 2500 | 2500
# |  | B. P. Apparatus | Pagoda | * | * | 1 |  | 1 | 650 | 650
NOTE
[6 empty] | Total No.of Equipment |  |  |  | 116
# | Not Created / Not Found |  |  |  |  | Total Equipment Cost |  |  |  | 7651100
* | Not Available |  |  |  |  | Total CMC Value |  |  |  | 535577

## PHC NAND
Name of Consultant :- | [6 empty] | Date:- |  | 2015-06-27
Name of Dist./Type of Facility/Name of the Facility :- |  |  |  |  | PHC Nand
Equipment ID | Department | Equipment Description | Manufacturer | Model No. | Serial No. | Functional Status |  | Qty. | Approx Cost of Each Equipment | Total Cost of Equipment
[6 empty] | W | NW
# | # | Baby Weighing Machine | Indian | * | * | 1 |  | 1 | 2500 | 2500
# | # | Adult Weighing Machine | Indian | * | * | 1 |  | 1 | 2500 | 2500
# | # | B. P. Apparatus | Indian | * | 89617 | 1 |  | 1 | 650 | 650
# | # | Needle Cutter | MRK | NBSD-06 | * | 1 |  | 1 | 1200 | 1200
# | # | Sterilizer | Indian | * | * | 1 |  | 1 | 6500 | 6500
# | # | Glucometer | Accu Check | * | GN2073 9324 | 1 |  | 1 | 1400 | 1400
# | # | Oxygen Concentrator | Indian | * | M2J514 812 | 1 |  | 1 | 45000 | 45000
# | # | Nebulizer | Indian | CN-01WB | 40368 | 1 |  | 1 | 6500 | 6500
# | # | Domestic Fridge | Indian | * | * | 1 |  | 1 | 15000 | 15000
# | # | Examination table | Indian | * | * | 1 |  | 1 | 3500 | 3500
# | # | Autoclave | Indian | * | * |  | 1 | 1 | 65000 | 65000
# | # | ILR | Vest Frost | NMK-142 | 44713111 |  | 1 | 1 | 300000 | 300000
NOTE
[6 empty] | Total No.of Equipment |  |  |  | 12
# | Not Created / Not Found |  |  |  |  | Total Equipment Cost |  |  |  | 449750
* | Not Available |  |  |  |  | Total CMC Value |  |  |  | 31482.5

## PHC BARUNA
Name of Consultant :- | [6 empty] | Date:- |  | 2015-06-27
Name of Dist./Type of Facility/Name of the Facility :- |  |  |  |  | PHC Baruna
Equipment ID | Department | Equipment Description | Manufacturer | Model No. | Serial No. | Functional Status |  | Qty. | Approx Cost of Each Equipment | Total Cost of Equipment
[6 empty] | W | NW
# | # | B. P. Apparatus (Stand) | Life Line | * | 67963 | 1 |  | 1 | 1100 | 1100
# | # | Examination Table | Indian | * | * | 1 |  | 1 | 3500 | 3500
# | # | Domestic Refrigerator | Indian | * | * | 1 |  | 1 | 15000 | 15000
# | # | Baby Weighing Machine | Braun | * | * | 1 |  | 1 | 2500 | 2500
# | # | Oxygen Concentrator | Indian | * | * | 1 |  | 1 | 45000 | 45000
# | # | Needle Cutter | Medi Guard | * | * | 1 |  | 1 | 1200 | 1200
# | # | Sterilizer | Indian | * | * | 1 |  | 1 | 6500 | 6500
# | # | Adult Weighing Machine | Indian | * | * | 1 |  | 1 | 2500 | 2500
# | # | Glucometer | Accu Check | * | GC11093 417 | 1 |  | 1 | 1400 | 1400
# | # | Nebulizer | Indian | * | * | 1 |  | 1 | 6500 | 6500
# | # | B. P. Apparatus (Digital) | Indian | LD-25 | 12025 00399 | 1 |  | 1 | 1100 | 1100
NOTE
[6 empty] | Total No.of Equipment |  |  |  | 11
# | Not Created / Not Found |  |  |  |  | Total Equipment Cost |  |  |  | 86300
* | Not Available |  |  |  |  | Total CMC Value |  |  |  | 6041

## PHC KALIBARI
Name of Consultant :- | [6 empty] | Date:- |  | 2015-06-27
Name of Dist./Type of Facility/Name of the Facility :- |  |  |  |  | PHC Kalibari
Equipment ID | Department | Equipment Description | Manufacturer | Model No. | Serial No. | Functional Status |  | Qty. | Approx Cost of Each Equipment | Total Cost of Equipment
[6 empty] | W | NW
# | # | B. P. Apparatus (Hg) | Elite | Pagoda | 261696 | 1 |  | 1 | 1100 | 1100
# | # | Examination Table | Indian | * | * | 1 |  | 1 | 3500 | 3500
# | # | Domestic Fridge | Kelvinator | * | * | 1 |  | 1 | 15000 | 15000
# | # | Baby Weighing Machine | Indian | 4R BR-20 | * | 1 |  | 1 | 2500 | 2500
# | # | ENT, Otoscope | HEINE, Germany | * | * | 1 |  | 1 | 45000 | 45000
# | # | ENT, Opthalmoscope | HEINE, Germany | * | * | 1 |  | 1 | 15500 | 15500
# | # | Autoclave | Indian | * | * | 1 |  | 1 | 65000 | 65000
# | # | Loringoscope | Indian | * | * | 1 |  | 1 | 1100 | 1100
# | # | Adult Weighing Machine | Indian | Suvarna | * | 1 |  | 1 | 2500 | 2500
# | # | Oxygen concentrator | Indian | * | * | 1 |  | 1 | 45000 | 45000
# | # | Glucometer | Indian | * | * | 1 |  | 1 | 1400 | 1400
# | # | Infant Baby warmer | Indian | * | * | 1 |  | 1 | 38000 | 38000
# | # | Needle Cutter | Indian | * | * | 1 |  | 1 | 1200 | 1200
# | # | B. P. Apparatus (Digital) | Indian | * | * | 1 |  | 1 | 1100 | 1100
# | # | Suction Machine | Indian | * | * | 1 |  | 1 | 6500 | 6500
# | # | B. P. Apparatus (Digital) | Indian | * | * | 1 |  | 1 | 1100 | 1100
# | # | Nebulizer | OMRON | * | 7510F | 1 |  | 1 | 6500 | 6500
# | # | Vital Sine | Indian | * | * | 1 |  | 1 | 80000 | 80000
# | # | ECG Machine | Indian | * | 113120036 | 1 |  | 1 | 52000 | 52000
NOTE
[6 empty] | Total No.of Equipment |  |  |  | 19
# | Not Created / Not Found |  |  |  |  | Total Equipment Cost |  |  |  | 384000
* | Not Available |  |  |  |  | Total CMC Value |  |  |  | 26880

## PHC JOGHON
Name of Consultant :- | [6 empty] | Date:- |  | 2015-06-27
Name of Dist./Type of Facility/Name of the Facility :- |  |  |  |  | PHC Joghon
Equipment ID | Department | Equipment Description | Manufacturer | Model No. | Serial No. | Functional Status |  | Qty. | Approx Cost of Each Equipment | Total Cost of Equipment
[6 empty] | W | NW
# | # | B. P. Apparatus | Indian | * | * | 1 |  | 1 | 650 | 650
# | # | B. P. Apparatus | Indian | * | * | 1 |  | 1 | 650 | 650
# | # | Adult Weighing Machine | Indian | RTZ-SEM | A7229 | 1 |  | 1 | 2500 | 2500
# | # | Sterilizer | Indian | * | * |  | 1 | 1 | 6500 | 6500
# | # | Sterilizer | Indian | * | * |  | 1 | 1 | 6500 | 6500
# | # | Sterilizer | Indian | * | * |  | 1 | 1 | 6500 | 6500
# | # | Sterilizer | Indian | * | * |  | 1 | 1 | 6500 | 6500
# | # | Sterilizer | Indian | * | * |  | 1 | 1 | 6500 | 6500
# | # | Needle Cutter | Indian | * | * |  | 1 | 1 | 1200 | 1200
# | # | Adult Weighing Machine | Indian | * | * | 1 |  | 1 | 2500 | 2500
# | # | Adult Weighing Machine | Indian | * | * |  | 1 | 1 | 2500 | 2500
# | # | ECG Machine | Indian | * | * | 1 |  | 1 | 52000 | 52000
# | # | Deep Freezer | Vest Frost | MF-144 | 2003210 9022 | 1 |  | 1 | 150000 | 150000
# | # | ILR | Vest Frost | MK-142 | 14900 432 | 1 |  | 1 | 300000 | 300000
# | # | Adult Weighing Machine | Indian | RTZ-SEM | A7201 | 1 |  | 1 | 2500 | 2500
# | # | Needle Cutter | Indian | MET | * | 1 |  | 1 | 1200 | 1200
# | # | Sterilizer | Indian | * | * | 1 |  | 1 | 6500 | 6500
# | # | Domestic Fridge | SAMSUNG | * | * | 1 |  | 1 | 15000 | 15000
# | # | Examination table | Indian | * | * | 1 |  | 1 | 3500 | 3500
# | # | Microscope (Binocular) | Indian | MLW | * | 1 |  | 1 | 30000 | 30000
# | # | Labour Table | Indian | * | * | 1 |  | 1 | 14000 | 14000
# | # | Labour Table | Indian | * | * | 1 |  | 1 | 14000 | 14000
# | # | Autoclave (Drum Type) | Indian | * | * | 1 |  | 1 | 65000 | 65000
# | # | Oxygen Concentrator | Meditech | Medoxy | 2010141 5233 | 1 |  | 1 | 45000 | 45000
# | # | O.T Light | Indian | * | * | 1 |  | 1 | 45000 | 45000
# | # | Baby Weighing Machine | Indian | * | * | 1 |  | 1 | 2500 | 2500
NOTE
[6 empty] | Total No.of Equipment |  |  |  | 26
# | Not Created / Not Found |  |  |  |  | Total Equipment Cost |  |  |  | 788700
* | Not Available |  |  |  |  | Total CMC Value |  |  |  | 55209

## PHC DABOTA
Name of Consultant :- | [6 empty] | Date:- |  | 2015-06-27
Name of Dist./Type of Facility/Name of the Facility :- |  |  |  |  | PHC Dabota
Equipment ID | Department | Equipment Description | Manufacturer | Model No. | Serial No. | Functional Status |  | Qty. | Approx Cost of Each Equipment | Total Cost of Equipment
[6 empty] | W | NW
# | # | B. P. Apparatus (Hg) | Pagoda | * | * | 1 |  | 1 | 1100 | 1100
# | # | B. P. Apparatus (Standing) | Life Line | * | * |  | 1 | 1 | 1100 | 1100
# | # | Domestic Fridge | Kelvinator | * | * | 1 |  | 1 | 15000 | 15000
# | # | Sterilizer | Indian | * | * | 1 |  | 1 | 6500 | 6500
# | # | Needle Cutter | Indian | * | * |  | 1 | 1 | 1200 | 1200
# | # | Needle Cutter | Indian | * | * |  | 1 | 1 | 1200 | 1200
# | # | Baby Weighing Machine | Indian | * | * | 1 |  | 1 | 2500 | 2500
# | # | Adult Weighing Machine | Indian | * | * | 1 |  | 1 | 2500 | 2500
# | # | Autoclave (Drum Type) | Indian | * | * | 1 |  | 1 | 65000 | 65000
# | # | ECG Machine | BPL | Cardiart 6208 VIEW | DDTD2M 6966 | 1 |  | 1 | 52000 | 52000
# | # | Domestic Fridge | GEM | * | * |  | 1 | 1 | 15000 | 15000
# | # | Sterilizer | Indian | * | * |  | 1 | 1 | 6500 | 6500
NOTE
[6 empty] | Total No.of Equipment |  |  |  | 12
# | Not Created / Not Found |  |  |  |  | Total Equipment Cost |  |  |  | 169600
* | Not Available |  |  |  |  | Total CMC Value |  |  |  | 11872

## PHC SAI
Name of Consultant :- | [6 empty] | Date:- |  | 2015-06-29
Name of Dist./Type of Facility/Name of the Facility :- |  |  |  |  | PHC SAI
Equipment ID | Department | Equipment Description | Manufacturer | Model No. | Serial No. | Functional Status |  | Qty. | Approx Cost of Each Equipment | Total Cost of Equipment
[6 empty] | W | NW
# | # | Domestic Fridge | GEM | DC180/2010 | * | 1 |  | 1 | 15000 | 15000
# | # | B. P. Apparatus | Disha | RK 0108600 | * | 1 |  | 1 | 650 | 650
# | # | Baby Weighing Machine | Indian | * | * | 1 |  | 1 | 2500 | 2500
# | # | Adult Weighing Machine | Equinox | EB 9300 | * | 1 |  | 1 | 2500 | 2500
# | # | Hot Air Oven | Indian | * | * | 1 |  | 1 | 4500 | 4500
# | # | Infant Warmer | Indian | TIANA-S | * | 1 |  | 1 | 38000 | 38000
# | # | Needle Cutter | Indian | * | * | 1 |  | 1 | 1200 | 1200
# | # | Examination Table | Indian | * | * | 1 |  | 1 | 3500 | 3500
# | # | Oxygen Concentrator | Medoxy | * | * | 1 |  | 1 | 45000 | 45000
# | # | Oxygen Concentrator | NIDEK | * | * | 1 |  | 1 | 45000 | 45000
# | # | Oxygen Concentrator | Indian | * | * | 1 |  | 1 | 45000 | 45000
# | # | ECG Machine | BPL | ECG 6208 View | DDTD1A3694 | 1 |  | 1 | 52000 | 52000
# | # | B. P. Apparatus (Standing) | Gold Supreme | * | * |  | 1 | 1 | 1100 | 1100
# | # | Labour Table | Indian | * | * | 1 |  | 1 | 14000 | 14000
# | # | Adult Weighing Machine | Indian | * | * |  | 1 | 1 | 2500 | 2500
# | # | Adult Weighing Machine | Indian | * | * |  | 1 | 1 | 2500 | 2500
# | # | Baby Weighing Machine | Indian | * | * |  | 1 | 1 | 2500 | 2500
# | # | Baby Weighing Machine | Indian | * | * |  | 1 | 1 | 2500 | 2500
# | # | Baby Weighing Machine | Indian | * | * |  | 1 | 1 | 2500 | 2500
# | # | Autoclave (Cooker Type) | Indian | * | * | 1 |  | 1 | 65000 | 65000
# | # | Suction Machine | Indian | * | * |  | 1 | 1 | 6500 | 6500
# | # | Sterilizer | Indian | * | * |  | 1 | 1 | 6500 | 6500
# | # | B. P. Apparatus (Hg) | Indian | * | * |  | 1 | 1 | 1100 | 1100
# | # | B. P. Apparatus (Hg) | Indian | * | * |  | 1 | 1 | 1100 | 1100
# | # | Microscope (Binocular) | Magnus | * | * |  | 1 | 1 | 30000 | 30000
NOTE
[6 empty] | Total No.of Equipment |  |  |  | 25
# | Not Created / Not Found |  |  |  |  | Total Equipment Cost |  |  |  | 392650
* | Not Available |  |  |  |  | Total CMC Value |  |  |  | 27485.5

## PHC GOELA PANNER
Name of Consultant :- | [6 empty] | Date:- |  | 2015-06-29
Name of Dist./Type of Facility/Name of the Facility :- |  |  |  |  | PHC Goela Panner
Equipment ID | Department | Equipment Description | Manufacturer | Model No. | Serial No. | Functional Status |  | Qty. | Approx Cost of Each Equipment | Total Cost of Equipment
[6 empty] | W | NW
# | # | Examination Table | Indian | * | * | 1 |  | 1 | 3500 | 3500
# | # | B. P. Apparatus (Standing) | Indian | * | * | 1 |  | 1 | 1100 | 1100
# | # | Needle Cutter | Indian | * | * | 1 |  | 1 | 1200 | 1200
# | # | Adult Weighing Machine | Indian | * | * | 1 |  | 1 | 2500 | 2500
# | # | Infant Warmer | Indian | TIANA-S | * | 1 |  | 1 | 38000 | 38000
# | # | Domestic Fridge | GEM | * | * | 1 |  | 1 | 15000 | 15000
# | # | Baby Weighing Machine | Indian | * | * | 1 |  | 1 | 2500 | 2500
# | # | Oxygen Concentrator | NIDEK | * | 12219974 | 1 |  | 1 | 45000 | 45000
# | # | Autoclave | Indian | * | * | 1 |  | 1 | 65000 | 65000
# | # | Nebulizer (Ultra sonic) | BRE MED | * | * | 1 |  | 1 | 7000 | 7000
# | # | ECG Machine | Neclife | 95974 | 2011035N7F113110074 | 1 |  | 1 | 52000 | 52000
# | # | B. P. Apparatus (Digital) | Indian | * | * | 1 |  | 1 | 1100 | 1100
# | # | Suction Machine | Indian | * | * | 1 |  | 1 | 6500 | 6500
NOTE
[6 empty] | Total No.of Equipment |  |  |  | 13
# | Not Created / Not Found |  |  |  |  | Total Equipment Cost |  |  |  | 240400
* | Not Available |  |  |  |  | Total CMC Value |  |  |  | 16828

## CHC BADDI
Name of Consultant :- | [6 empty] | Date:- |  | 2015-06-29
Name of Dist./Type of Facility/Name of the Facility :- |  |  |  |  | CHC Baddi
Equipment ID | Department | Equipment Description | Manufacturer | Model No. | Serial No. | Functional Status |  | Qty. | Approx Cost of Each Equipment | Total Cost of Equipment
[6 empty] | W | NW
# | GENERAL OPD | Baby Weighing Machine | Kohinoor | * | * | 1 |  | 1 | 2500 | 2500
# |  | B. P Apparatus | Rycom | * | * | 1 |  | 1 | 650 | 650
# |  | Adult Weighing Machine | Indian | * | * | 1 |  | 1 | 2500 | 2500
# | DISPENSERY | Domestic Fridge | Samsung | * | * | 1 |  | 1 | 15000 | 15000
# |  | Adult Weighing Machine | Indian | * | * | 1 |  | 1 | 2500 | 2500
# |  | Baby Weighing Machine | Kohinoor | * | * | 1 |  | 1 | 2500 | 2500
# |  | Baby Weighing Machine | Indian | * | * | 1 |  | 1 | 2500 | 2500
# |  | B. P Apparatus | Life Line | * | * | 1 |  | 1 | 650 | 650
# |  | B. P Apparatus | Diamond | * | * | 1 |  | 1 | 650 | 650
# |  | B. P Apparatus | Diamond | * | * | 1 |  | 1 | 650 | 650
# | EMERGENCY | Suction Machine | Indian | * | * | 1 |  | 1 | 6500 | 6500
# |  | Oxygen Concentrator | Medoxy | * | MZ2009052 163 | 1 |  | 1 | 45000 | 45000
# |  | Syringe Cutter | Medi Guard | * | * | 1 |  | 1 | 1200 | 1200
# |  | Amboo Bag | Indian | * | * | 1 |  | 1 | 1100 | 1100
# |  | Sterilizer | Indian | * | * | 1 |  | 1 | 6500 | 6500
# |  | Sterilizer | Indian | * | * | 1 |  | 1 | 6500 | 6500
# |  | Autoclave | Indian | * | * | 1 |  | 1 | 65000 | 65000
# |  | Examination Table | Indian | * | * | 1 |  | 1 | 3500 | 3500
# | DENTAL OPD | Dental Chair | Bestodent | * | * | 1 |  | 1 | 150000 | 150000
# |  | Sterilizer | Indian | * | * | 1 |  | 1 | 6500 | 6500
# |  | Autoclave | Indian | * | * | 1 |  | 1 | 65000 | 65000
# |  | Air Compressor | Indian | * | * | 1 |  | 1 | 6500 | 6500
# |  | Ultrasonic Scalar | Unicorn | * | * | 1 |  | 1 | 1500 | 1500
# | LAB | Domestic Fridge | Samsung | * | * | 1 |  | 1 | 15000 | 15000
# |  | Centrifuge | Remi Motors | * | * | 1 |  | 1 | 6500 | 6500
# |  | Analyzer | Chem Master | * | * | 1 |  | 1 | 200000 | 200000
# |  | Incubator | Indian | * | * | 1 |  | 1 | 375000 | 375000
# |  | Microscope (Binocular) | MLW | * | * | 1 |  | 1 | 30000 | 30000
# |  | Needle Cutter | Indian | * | * | 1 |  | 1 | 1200 | 1200
# |  | Deep Freezer | Vest Frost | MF 144 | * | 1 |  | 1 | 150000 | 150000
# |  | ILR | Haier | * | * | 1 |  | 1 | 300000 | 300000
# |  | ILR | Haier | * | * | 1 |  | 1 | 300000 | 300000
# |  | ILR | Haier | * | * | 1 |  | 1 | 300000 | 300000
# |  | Stabilizer | Electroguard | * | * | 1 |  | 1 | 6500 | 6500
# |  | Stabilizer | Indian | * | * | 1 |  | 1 | 6500 | 6500
# |  | Stabilizer | Indian | * | * |  | 1 | 1 | 6500 | 6500
# |  | Stabilizer | Indian | * | * |  | 1 | 1 | 6500 | 6500
# |  | Domestic Fridge | Kelvinator | * | * | 1 |  | 1 | 15000 | 15000
# |  | Centrifuge | Eltek | * | * | 1 |  | 1 | 6500 | 6500
NOTE
[6 empty] | Total No.of Equipment |  |  |  | 39
# | Not Created / Not Found |  |  |  |  | Total Equipment Cost |  |  |  | 2120100
* | Not Available |  |  |  |  | Total CMC Value |  |  |  | 148407

## PHC RAMSHEHER
Name of Consultant :- | [6 empty] | Date:- |  | 2015-06-29
Name of Dist./Type of Facility/Name of the Facility :- |  |  |  |  | PHC Ramsheher
Equipment ID | Department | Equipment Description | Manufacturer | Model No. | Serial No. | Functional Status |  | Qty. | Approx Cost of Each Equipment | Total Cost of Equipment
[6 empty] | W | NW
# | # | Oxygen Concentrator | Medoxy | * | * | 1 |  | 1 | 45000 | 45000
# | # | ILR | Vest Frost | MK 144 | 20013800 324 | 1 |  | 1 | 300000 | 300000
# | # | ILR | Vest Frost | * | * | 1 |  | 1 | 300000 | 300000
# | # | Adult Weighing Machine | Indian | * | * | 1 |  | 1 | 2500 | 2500
# | # | Domestic Fridge | Kelvinator | KSP204/2011 | * | 1 |  | 1 | 15000 | 15000
# | # | Incubator | Indian | * | * | 1 |  | 1 | 375000 | 375000
# | # | Centrifuge | Remi | R4C | KVLC-3992 | 1 |  | 1 | 6500 | 6500
# | # | Microscope (Monocular) | Olympus | * | * | 1 |  | 1 | 18500 | 18500
# | # | X-Ray Machine | Alpro | * | * |  | 1 | 1 | 450000 | 450000
# | # | Baby Weighing Machine | Indian | * | * | 1 |  | 1 | 2500 | 2500
# | # | SPOT Light | Indian | * | * | 1 |  | 1 | 6500 | 6500
# | # | SPOT Light | Indian | * | * | 1 |  | 1 | 6500 | 6500
# | # | B. P. Apparatus (Digital) | Long Life | * | * | 1 |  | 1 | 1100 | 1100
# | # | Dental Chair | Confident | * | * | 1 |  | 1 | 150000 | 150000
# | # | Compressor | Indian | * | * | 1 |  | 1 | 6500 | 6500
# | # | Ultrasonic Scalar | Indian | * | * | 1 |  | 1 | 1500 | 1500
# | # | Sterilizer | Indian | * | * | 1 |  | 1 | 6500 | 6500
# | # | Examination Table | Indian | * | * | 1 |  | 1 | 3500 | 3500
# | # | Sterilizer | Indian | * | * |  | 1 | 1 | 6500 | 6500
# | # | B. P. Apparatus | Indian | * | * |  | 1 | 1 | 650 | 650
# | # | B. P. Apparatus | Indian | * | * |  | 1 | 1 | 650 | 650
# | # | Needle Cutter | Indian | * | * |  | 1 | 1 | 1200 | 1200
# | # | Autoclave | Indian | * | * |  | 1 | 1 | 65000 | 65000
# | # | B. P. Apparatus (Digital) | Indian | * | * | 1 |  | 1 | 1100 | 1100
NOTE
[6 empty] | Total No.of Equipment |  |  |  | 24
# | Not Created / Not Found |  |  |  |  | Total Equipment Cost |  |  |  | 1772200
* | Not Available |  |  |  |  | Total CMC Value |  |  |  | 124054

## PHC KURGAL
Name of Consultant :- | [6 empty] | Date:- |  | 2015-06-30
Name of Dist./Type of Facility/Name of the Facility :- |  |  |  |  | PHC Kurgal
Equipment ID | Department | Equipment Description | Manufacturer | Model No. | Serial No. | Functional Status |  | Qty. | Approx Cost of Each Equipment | Total Cost of Equipment
[6 empty] | W | NW
# | # | Needle Cutter | Indian | * | * | 1 |  | 1 | 1200 | 1200
# | # | Oxygen Concentrator | Indian | * | * | 1 |  | 1 | 45000 | 45000
# | # | ECG Machine | Indian | * | * | 1 |  | 1 | 52000 | 52000
# | # | Suction Machine | Indian | * | * | 1 |  | 1 | 6500 | 6500
# | # | B. P. Apparatus (Digital) | Indian | * | * | 1 |  | 1 | 1100 | 1100
# | # | Autoclave (Cooker Type) | Indian | * | * | 1 |  | 1 | 65000 | 65000
# | # | Adult Weighing Machine | Indian | * | * | 1 |  | 1 | 2500 | 2500
# | # | Baby Weighing Machine | Indian | * | * | 1 |  | 1 | 2500 | 2500
# | # | Labour Table | Indian | * | * | 1 |  | 1 | 14000 | 14000
# | # | Amboo Bag | Indian | * | * | 1 |  | 1 | 1100 | 1100
# | # | Nebulizer | Indian | * | * | 1 |  | 1 | 6500 | 6500
# | # | Needle Cutter | Indian | * | * | 1 |  | 1 | 1200 | 1200
# | # | O.T Light | Indian | * | * | 1 |  | 1 | 45000 | 45000
# | # | Domestic Fridge | Indian | * | * | 1 |  | 1 | 15000 | 15000
NOTE
[6 empty] | Total No.of Equipment |  |  |  | 14
# | Not Created / Not Found |  |  |  |  | Total Equipment Cost |  |  |  | 258600
* | Not Available |  |  |  |  | Total CMC Value |  |  |  | 18102

## PHC DHARARI
Name of Consultant :- | [6 empty] | Date:- |  | 2015-07-02
Name of Dist./Type of Facility/Name of the Facility :- |  |  |  |  | PHC Dharari
Equipment ID | Department | Equipment Description | Manufacturer | Model No. | Serial No. | Functional Status |  | Qty. | Approx Cost of Each Equipment | Total Cost of Equipment
[6 empty] | W | NW
# | # | B. P. Apparatus | Indian | * | * | 1 |  | 1 | 650 | 650
# | # | Adult Weighing Machine | Indian | * | * | 1 |  | 1 | 2500 | 2500
# | # | Syringe Cutter | Indian | * | * | 1 |  | 1 | 1200 | 1200
# | # | Sterilizer | Indian | * | * | 1 |  | 1 | 6500 | 6500
# | # | Domestic Fridge | Indian | * | * | 1 |  | 1 | 15000 | 15000
# | # | Glucometer | Indian | * | * | 1 |  | 1 | 1400 | 1400
# | # | Autoclave | Indian | * | * | 1 |  | 1 | 65000 | 65000
# | # | Suction Machine | Indian | * | * | 1 |  | 1 | 6500 | 6500
# | # | Amboo Bag | Indian | * | * | 1 |  | 1 | 1100 | 1100
NOTE
[6 empty] | Total No.of Equipment |  |  |  | 9
# | Not Created / Not Found |  |  |  |  | Total Equipment Cost |  |  |  | 99850
* | Not Available |  |  |  |  | Total CMC Value |  |  |  | 6989.5

## PHC KOTBEJA
Name of Consultant :- | [6 empty] | Date:- |  | 2015-07-02
Name of Dist./Type of Facility/Name of the Facility :- |  |  |  |  | PHC Kotbeja
Equipment ID | Department | Equipment Description | Manufacturer | Model No. | Serial No. | Functional Status |  | Qty. | Approx Cost of Each Equipment | Total Cost of Equipment
[6 empty] | W | NW
# | # | B. P. Apparatus | Indian | * | * | 1 |  | 1 | 650 | 650
# | # | Adult Weighing Machine | Indian | * | * | 1 |  | 1 | 2500 | 2500
# | # | Syringe Cutter | Indian | * | * | 1 |  | 1 | 1200 | 1200
# | # | Sterilizer | Indian | * | * | 1 |  | 1 | 6500 | 6500
# | # | Domestic Fridge | Indian | * | * | 1 |  | 1 | 15000 | 15000
# | # | Glucometer | Indian | * | * | 1 |  | 1 | 1400 | 1400
# | # | Autoclave | Indian | * | * | 1 |  | 1 | 65000 | 65000
# | # | Suction Machine | Indian | * | * | 1 |  | 1 | 6500 | 6500
# | # | Amboo Bag | Indian | * | * | 1 |  | 1 | 1100 | 1100
NOTE
[6 empty] | Total No.of Equipment |  |  |  | 9
# | Not Created / Not Found |  |  |  |  | Total Equipment Cost |  |  |  | 99850
* | Not Available |  |  |  |  | Total CMC Value |  |  |  | 6989.5

## CHC SYRI
Name of Consultant :- | [6 empty] | Date:- |  | 2015-06-30
Name of Dist./Type of Facility/Name of the Facility :- |  |  |  |  | CHC Syri
Equipment ID | Department | Equipment Description | Manufacturer | Model No. | Serial No. | Functional Status |  | Qty. | Approx Cost of Each Equipment | Total Cost of Equipment
[6 empty] | W | NW
# | # | Adult Weighing Machine | Indian | * | * | 1 |  | 1 | 2500 | 2500
# | # | B. P. Apparatus | Indian | * | * | 1 |  | 1 | 650 | 650
# | # | ILR | Haier | * | * | 1 |  | 1 | 300000 | 300000
# | # | ILR | Vest Frost | NMK142 | * | 1 |  | 1 | 300000 | 300000
# | # | Domestic Fridge | Godrej | * | * | 1 |  | 1 | 15000 | 15000
# | # | Stabilizer | Electro Guard | * | * | 1 |  | 1 | 6500 | 6500
# | # | Stabilizer | Electro Guard | * | * | 1 |  | 1 | 6500 | 6500
# | # | Baby Weighing Machine | Indian | * | * | 1 |  | 1 | 2500 | 2500
# | # | Baby Weighing Machine | Indian | * | * | 1 |  | 1 | 2500 | 2500
# | # | Infant Baby Warmer | Bird Meditech | INNOVA | * | 1 |  | 1 | 38000 | 38000
# | # | Suction Machine | Anand | HI-VAC | * |  | 1 | 1 | 6500 | 6500
# | # | Suction Machine | Goley | * | * | 1 |  | 1 | 6500 | 6500
# | # | Autoclave (Vertical) | Indian | ESTA 106A | 14556 | 1 |  | 1 | 65000 | 65000
# | # | Autoclave (Cooker Type) | Indian | * | * | 1 |  | 1 | 65000 | 65000
# | # | Sterilizer | Indian | * | * | 1 |  | 1 | 6500 | 6500
# | # | OT Table | Indian | * | * | 1 |  | 1 | 45000 | 45000
# | # | Labour Table | Indian | * | * | 1 |  | 1 | 14000 | 14000
# | # | SPOT Light | Indian | * | * | 1 |  | 1 | 6500 | 6500
# | # | Needle Cutter | Nulife | NBSD-06 | 54776 | 1 |  | 1 | 1200 | 1200
# | # | Dental Chair | Confident | * | * | 1 |  | 1 | 150000 | 150000
# | # | Sterilizer | Indian | * | * | 1 |  | 1 | 6500 | 6500
# | # | Compressor | Indian | * | * | 1 |  | 1 | 6500 | 6500
# | # | Needle Cutter | Nulife | NBSD-06 | 58200 | 1 |  | 1 | 1200 | 1200
# | # | Sterilizer | Indian | * | * | 1 |  | 1 | 6500 | 6500
# | # | ILR | Electrolux | MRB 2000 | 01223298 610127 | 1 |  | 1 | 300000 | 300000
# | # | Analyzer (Bio Chemistry) | Robonik | Priestest | AT980RBK | 1 |  | 1 | 225000 | 225000
# | # | Needle Cutter | Nulife | NBSD-06 | 63805 | 1 |  | 1 | 1200 | 1200
# | # | Centrifuge | Remi Motors | R4C | KBL09986 | 1 |  | 1 | 6500 | 6500
# | # | X-Ray Machine | Bharat Electronics Ltd |  | E98717 | 1 |  | 1 | 450000 | 450000
# | # | X-Ray Machine (Dental) | Indian | Denmark | * | 1 |  | 1 | 450000 | 450000
# | # | B. P. Apparatus | Indian | * | * | 1 |  | 1 | 650 | 650
# | # | Sterilizer | Indian | * | * | 1 |  | 1 | 6500 | 6500
# | # | Examination Table | Indian | * | * | 1 |  | 1 | 3500 | 3500
# | # | Needle Cutter | Nulife | * | * | 1 |  | 1 | 1200 | 1200
# | # | Adult Weighing Machine | Samso | * | * | 1 |  | 1 | 2500 | 2500
# | # | Baby Weighing Machine | Indian | * | * | 1 |  | 1 | 2500 | 2500
# | # | B. P. Apparatus | Indian | * | * | 1 |  | 1 | 650 | 650
# | # | Stabilizer | Indian | * | * | 1 |  | 1 | 6500 | 6500
# | # | Oxygen Concentrator | Medoxy | * | MZ200905 0210 | 1 |  | 1 | 45000 | 45000
# | # | Needle Cutter | Nulife | NBSD-06 | 63151 | 1 |  | 1 | 1200 | 1200
# | # | Deep Freezer | Vest Frost | SB142 | 2412535 |  | 1 | 1 | 150000 | 150000
# | # | Examination Table | Indian | * | * | 1 |  | 1 | 3500 | 3500
# | # | Adult Weighing Machine | Krups | * | * | 1 |  | 1 | 2500 | 2500
# | # | ECG Machine | BPL | Cardiart 8012 | * | 1 |  | 1 | 52000 | 52000
# | # | X-Ray Machine | SIEMENS | * | * |  | 1 | 1 | 450000 | 450000
NOTE
[6 empty] | Total No.of Equipment |  |  |  | 45
# | Not Created / Not Found |  |  |  |  | Total Equipment Cost |  |  |  | 3221950
* | Not Available |  |  |  |  | Total CMC Value |  |  |  | 225536.5

## PHC CHHAUSHA
Name of Consultant :- | [6 empty] | Date:- |  | 2015-06-30
Name of Dist./Type of Facility/Name of the Facility :- |  |  |  |  | PHC Chhausha
Equipment ID | Department | Equipment Description | Manufacturer | Model No. | Serial No. | Functional Status |  | Qty. | Approx Cost of Each Equipment | Total Cost of Equipment
[6 empty] | W | NW
# | # | B. P. Apparatus (Standing) | Indian | * | * | 1 |  | 1 | 1100 | 1100
# | # | Examination Table | Indian | * | * | 1 |  | 1 | 3500 | 3500
# | # | B. P. Apparatus | Diamond | * | * | 1 |  | 1 | 650 | 650
# | # | Domestic Fridge | Kelvinator | * | * | 1 |  | 1 | 15000 | 15000
# | # | Microscope (Binocular) | Magnus | * | * | 1 |  | 1 | 30000 | 30000
# | # | Deep Freezer | Vest Frost | * | * | 1 |  | 1 | 150000 | 150000
# | # | ILR | Vest Frost | NK142 | * |  | 1 | 1 | 300000 | 300000
# | # | Adult Weighing Machine | Krups | * | * | 1 |  | 1 | 2500 | 2500
# | # | Autoclave | Indian | * | * | 1 |  | 1 | 65000 | 65000
# | # | Sterilizer | Indian | * | * | 1 |  | 1 | 6500 | 6500
# | # | Needle Cutter | Indian | * | * | 1 |  | 1 | 1200 | 1200
# | # | Dental Chair | Bestodent | * | * | 1 |  | 1 | 150000 | 150000
# | # | Air Compressor | Indian | * | * | 1 |  | 1 | 6500 | 6500
# | # | Sterilizer | Indian | * | * | 1 |  | 1 | 6500 | 6500
# | # | Suction Machine | Indian | * | * | 1 |  | 1 | 6500 | 6500
# | # | Examination Table | Indian | * | * | 1 |  | 1 | 3500 | 3500
# | # | Examination Table | Indian | * | * | 1 |  | 1 | 3500 | 3500
# | # | Oxygen Concentrator | Indian | * | * | 1 |  | 1 | 45000 | 45000
# | # | Microscope (Monocular) | Indian | * | * |  | 1 | 1 | 18500 | 18500
# | # | Needle Cutter | Indian | * | * | 1 |  | 1 | 1200 | 1200
# | # | B. P. Apparatus (Digital) | Diamond | * | * | 1 |  | 1 | 1100 | 1100
# | # | Centrifuge | Remi Motors | * | * |  | 1 | 1 | 6500 | 6500
NOTE
[6 empty] | Total No.of Equipment |  |  |  | 22
# | Not Created / Not Found |  |  |  |  | Total Equipment Cost |  |  |  | 824250
* | Not Available |  |  |  |  | Total CMC Value |  |  |  | 57697.5

## PHC BAROTIWALA
Name of Consultant :- | [6 empty] | Date:- |  | 2015-07-01
Name of Dist./Type of Facility/Name of the Facility :- |  |  |  |  | PHC Barotiwala
Equipment ID | Department | Equipment Description | Manufacturer | Model No. | Serial No. | Functional Status |  | Qty. | Approx Cost of Each Equipment | Total Cost of Equipment
[6 empty] | W | NW
# | # | B. P. Apparatus | Diamond | * | * | 1 |  | 1 | 650 | 650
# | # | Adult Weighing Machine | Krups | * | * | 1 |  | 1 | 2500 | 2500
# | # | Deep Freezer | Haier | HBD 116 | * | 1 |  | 1 | 150000 | 150000
# | # | Deep Freezer | Indian | HBC 17 | * | 1 |  | 1 | 150000 | 150000
# | # | Examination Table | Indian | * | * | 1 |  | 1 | 3500 | 3500
# | # | Autoclave | Indian | * | * | 1 |  | 1 | 65000 | 65000
# | # | Autoclave | Indian | * | * |  | 1 | 1 | 65000 | 65000
# | # | Sterilizer | Indian | * | * | 1 |  | 1 | 6500 | 6500
# | # | Sterilizer | Indian | * | * | 1 |  | 1 | 6500 | 6500
# | # | SPOT Light | Indian | * | * | 1 |  | 1 | 6500 | 6500
# | # | Syringe Cutter | Nulife | * | * | 1 |  | 1 | 1200 | 1200
# | # | Domestic Fridge | LG | * | * | 1 |  | 1 | 15000 | 15000
# | # | Nebulizer | Bio Plus | * | * | 1 |  | 1 | 6500 | 6500
# | # | Amboo Bag | Indian | * | * | 1 |  | 1 | 1100 | 1100
# | # | Dental Chair | Bestodent | * | * | 1 |  | 1 | 150000 | 150000
# | # | Compressor | Indian | * | * | 1 |  | 1 | 6500 | 6500
NOTE
[6 empty] | Total No.of Equipment |  |  |  | 16
# | Not Created / Not Found |  |  |  |  | Total Equipment Cost |  |  |  | 636450
* | Not Available |  |  |  |  | Total CMC Value |  |  |  | 44551.5

## PHC PATTA
Name of Consultant :- | [6 empty] | Date:- |  | 2015-07-01
Name of Dist./Type of Facility/Name of the Facility :- |  |  |  |  | PHC Patta
Equipment ID | Department | Equipment Description | Manufacturer | Model No. | Serial No. | Functional Status |  | Qty. | Approx Cost of Each Equipment | Total Cost of Equipment
[6 empty] | W | NW
# | # | B. P. Apparatus (Standing) | Microlife | * | * | 1 |  | 1 | 1100 | 1100
# | # | Adult Weighing Machine | Indian | * | * | 1 |  | 1 | 2500 | 2500
# | # | Syringe Cutter | Indian | * | * | 1 |  | 1 | 1200 | 1200
# | # | Syringe Cutter | Indian | * | * | 1 |  | 1 | 1200 | 1200
# | # | Syringe Cutter | Indian | * | * | 1 |  | 1 | 1200 | 1200
# | # | Syringe Cutter | Indian | * | * |  | 1 | 1 | 1200 | 1200
# | # | Sterilizer | Indian | * | * | 1 |  | 1 | 6500 | 6500
# | # | Domestic Fridge | LG | * | * | 1 |  | 1 | 15000 | 15000
# | # | Glucometer | Indian | * | * | 1 |  | 1 | 1400 | 1400
# | # | Microscope (Monocular) | Indian | * | * | 1 |  | 1 | 18500 | 18500
# | # | Microscope (Binocular) | MLW | * | * | 1 |  | 1 | 30000 | 30000
# | # | Centrifuge | Remi Motors | * | * | 1 |  | 1 | 6500 | 6500
# | # | Syringe Cutter | Indian | * | * | 1 |  | 1 | 1200 | 1200
# | # | Dental Chair | GNATUS | * | * | 1 |  | 1 | 150000 | 150000
# | # | Compressor | Indian | * | * | 1 |  | 1 | 6500 | 6500
# | # | Sterilizer | Indian | * | * | 1 |  | 1 | 6500 | 6500
# | # | Sterilizer | Indian | * | * |  | 1 | 1 | 6500 | 6500
# | # | Autoclave | Indian | * | * | 1 |  | 1 | 65000 | 65000
# | # | Syringe Cutter | Indian | * | * | 1 |  | 1 | 1200 | 1200
# | # | X-Ray Machine | Indian | * | * | 1 |  | 1 | 450000 | 450000
# | # | OT Table | Indian | * | * | 1 |  | 1 | 45000 | 45000
# | # | Infant Baby Warmer | Indian | * | * | 1 |  | 1 | 38000 | 38000
# | # | Adult Weighing Machine | Indian | * | * | 1 |  | 1 | 2500 | 2500
# | # | Adult Weighing Machine | Indian | * | * | 1 |  | 1 | 2500 | 2500
# | # | Sterilizer | Indian | * | * | 1 |  | 1 | 6500 | 6500
# | # | SPOT Light | Indian | * | * | 1 |  | 1 | 6500 | 6500
# | # | Amboo Bag | Indian | * | * | 1 |  | 1 | 1100 | 1100
# | # | Syringe Cutter | Indian | * | * | 1 |  | 1 | 1200 | 1200
# | # | Suction Machine | Indian | * | * | 1 |  | 1 | 6500 | 6500
# | # | Suction Machine | Indian | * | * | 1 |  | 1 | 6500 | 6500
# | # | OT Light | Indian | * | * | 1 |  | 1 | 45000 | 45000
# | # | Autoclave | Indian | * | * | 1 |  | 1 | 65000 | 65000
# | # | Examination Table | Indian | * | * |  | 1 | 1 | 3500 | 3500
# | # | Examination Table | Indian | * | * |  | 1 | 1 | 3500 | 3500
# | # | ILR | Vest Frost | * | * | 1 |  | 1 | 300000 | 300000
# | # | Deep Freezer | Vest Frost | * | * | 1 |  | 1 | 150000 | 150000
# | # | Adult Weighing Machine | Indian | * | * | 1 |  | 1 | 2500 | 2500
# | # | Autoclave | Indian | * | * | 1 |  | 1 | 65000 | 65000
# | # | Nebulizer | Bio Plus | * | * | 1 |  | 1 | 6500 | 6500
# | # | B. P. Apparatus (Standing) | Microlife | * | * | 1 |  | 1 | 1100 | 1100
NOTE
[6 empty] | Total No.of Equipment |  |  |  | 40
# | Not Created / Not Found |  |  |  |  | Total Equipment Cost |  |  |  | 1531600
* | Not Available |  |  |  |  | Total CMC Value |  |  |  | 107212

## PHC CHANDI
Name of Consultant :- | [6 empty] | Date:- |  | 2015-07-01
Name of Dist./Type of Facility/Name of the Facility :- |  |  |  |  | PHC Chandi
Equipment ID | Department | Equipment Description | Manufacturer | Model No. | Serial No. | Functional Status |  | Qty. | Approx Cost of Each Equipment | Total Cost of Equipment
[6 empty] | W | NW
# | # | B. P. Apparatus | Indian | * | * | 1 |  | 1 | 650 | 650
# | # | Baby Weighing Machine | Braun | * | * | 1 |  | 1 | 2500 | 2500
# | # | B. P. Apparatus (Standing) | Diamond | * | * |  | 1 | 1 | 1100 | 1100
# | # | Adult Weighing Machine | Krups | * | * | 1 |  | 1 | 2500 | 2500
# | # | Dental Chair | Bestodent | * | * | 1 |  | 1 | 150000 | 150000
# | # | Sterilizer | Indian | * | * | 1 |  | 1 | 6500 | 6500
# | # | Compressor | Indian | * | * | 1 |  | 1 | 6500 | 6500
# | # | Scalar | Indian | * | * | 1 |  | 1 | 4500 | 4500
# | # | Autoclave | Indian | * | * | 1 |  | 1 | 65000 | 65000
# | # | Needle Cutter | Indian | * | * | 1 |  | 1 | 1200 | 1200
# | # | ECG Machine | BPL | ECG MJ OL12608 | * | 1 |  | 1 | 52000 | 52000
# | # | X-Ray Machine | Allengers | * | E00164 | 1 |  | 1 | 450000 | 450000
# | # | Autoclave | Indian | * | * | 1 |  | 1 | 65000 | 65000
# | # | Autoclave | Indian | * | * | 1 |  | 1 | 65000 | 65000
# | # | Needle Cutter | Indian | * | * | 1 |  | 1 | 1200 | 1200
# | # | Needle Cutter | Indian | * | * |  | 1 | 1 | 1200 | 1200
# | # | Needle Cutter | Indian | * | * |  | 1 | 1 | 1200 | 1200
# | # | Amboo Bag | Indian | * | * | 1 |  | 1 | 1100 | 1100
# | # | Microscope (Monocular) | Indian | * | * | 1 |  | 1 | 18500 | 18500
# | # | Centrifuge | Remi | * | * | 1 |  | 1 | 6500 | 6500
# | # | Analyzer | Indian | * | * | 1 |  | 1 | 200000 | 200000
# | # | Incubator | Indian | * | * | 1 |  | 1 | 375000 | 375000
# | # | Glucometer | Accu Check | * | * | 1 |  | 1 | 1400 | 1400
# | # | Domestic Fridge | Samsung | * | * | 1 |  | 1 | 15000 | 15000
# | # | Labour Table | Indian | * | * | 1 |  | 1 | 14000 | 14000
# | # | Labour Table | Indian | * | * | 1 |  | 1 | 14000 | 14000
# | # | SPOT Light | Indian | * | * | 1 |  | 1 | 6500 | 6500
# | # | SPOT Light | Indian | * | * | 1 |  | 1 | 6500 | 6500
# | # | SPOT Light | Indian | * | * | 1 |  | 1 | 6500 | 6500
# | # | Sterilizer | Indian | * | * | 1 |  | 1 | 6500 | 6500
# | # | Sterilizer | Indian | * | * | 1 |  | 1 | 6500 | 6500
# | # | Suction Machine | Indian | * | * | 1 |  | 1 | 6500 | 6500
# | # | Infant Baby Warmer | Indian | * | * | 1 |  | 1 | 2500 | 2500
# | # | Phototherapy | Indian | * | * | 1 |  | 1 | 15500 | 15500
# | # | Baby Weighing Machine | Indian | * | * | 1 |  | 1 | 2500 | 2500
# | # | B. P. Apparatus (Standing) | Indian | * | * |  | 1 | 1 | 1100 | 1100
# | # | Fetal Doppler | BPL | * | * | 1 |  | 1 | 80000 | 80000
# | # | Oxygen Concentrator | Medoxy | * | * | 1 |  | 1 | 45000 | 45000
# | # | Needle Cutter | Indian | * | * | 1 |  | 1 | 1200 | 1200
# | # | B. P Apparatus | Indian | * | * | 1 |  | 1 | 650 | 650
# | # | OT Table | Indian | * | * | 1 |  | 1 | 45000 | 45000
# | # | Deep Freezer | Haier | * | * | 1 |  | 1 | 150000 | 150000
# | # | ILR | Vest Frost | * | * | 1 |  | 1 | 300000 | 300000
# | # | ILR | Electro Lux | * | * | 1 |  | 1 | 300000 | 300000
# | # | Adult Weighing Machine | Indian | * | * | 1 |  | 1 | 2500 | 2500
# | # | Examination Table | Indian | * | * | 1 |  | 1 | 3500 | 3500
# | # | Baby Weighing Machine | Indian | * | * | 1 |  | 1 | 2500 | 2500
NOTE
[6 empty] | Total No.of Equipment |  |  |  | 47
# | Not Created / Not Found |  |  |  |  | Total Equipment Cost |  |  |  | 2512500
* | Not Available |  |  |  |  | Total CMC Value |  |  |  | 175875

## PHC KUTHAR
Name of Consultant :- | [6 empty] | Date:- |  | 2015-07-01
Name of Dist./Type of Facility/Name of the Facility :- |  |  |  |  | PHC Kuthar
Equipment ID | Department | Equipment Description | Manufacturer | Model No. | Serial No. | Functional Status |  | Qty. | Approx Cost of Each Equipment | Total Cost of Equipment
[6 empty] | W | NW
# | # | Incubator | Indian | * | * | 1 |  | 1 | 375000 | 375000
# | # | Water Bath | Indian | * | * |  | 1 | 1 | 4500 | 4500
# | # | Water Bath | Indian | * | * | 1 |  | 1 | 4500 | 4500
# | # | Syringe Cutter | Indian | * | * | 1 |  | 1 | 1200 | 1200
# | # | Domestic Fridge | Godrej | * | * | 1 |  | 1 | 15000 | 15000
# | # | Microscope (Binocular) | Indian | * | * | 1 |  | 1 | 30000 | 30000
# | # | Centrifuge | Indian | * | * | 1 |  | 1 | 6500 | 6500
# | # | Centrifuge | Indian | * | * |  | 1 | 1 | 6500 | 6500
# | # | Centrifuge | Indian | * | * |  | 1 | 1 | 6500 | 6500
# | # | Analyzer | Indian | * | * | 1 |  | 1 | 200000 | 200000
# | # | ILR | Indian | * | * | 1 |  | 1 | 300000 | 300000
# | # | Deep Freezer | Vest Frost | * | * | 1 |  | 1 | 150000 | 150000
# | # | Syringe Cutter | Indian | * | * | 1 |  | 1 | 1200 | 1200
# | # | Adult Weighing Machine | Krups | * | * | 1 |  | 1 | 2500 | 2500
# | # | Baby Weighing Machine | Braun | * | * | 1 |  | 1 | 2500 | 2500
# | # | Domestic Fridge | Kelvinator | * | * | 1 |  | 1 | 15000 | 15000
# | # | B. P. Apparatus | Indian | * | * | 1 |  | 1 | 650 | 650
# | # | B. P. Apparatus | Indian | * | * | 1 |  | 1 | 650 | 650
# | # | Autoclave | Indian | * | * |  | 1 | 1 | 65000 | 65000
# | # | Sterilizer | Indian | * | * | 1 |  | 1 | 6500 | 6500
# | # | Suction Machine | Indian | * | * | 1 |  | 1 | 6500 | 6500
# | # | Suction Machine | Indian | * | * | 1 |  | 1 | 6500 | 6500
# | # | Nebulizer | Bioplus | * | * | 1 |  | 1 | 6500 | 6500
NOTE
[6 empty] | Total No.of Equipment |  |  |  | 23
# | Not Created / Not Found |  |  |  |  | Total Equipment Cost |  |  |  | 1213200
* | Not Available |  |  |  |  | Total CMC Value |  |  |  | 84924

## ESI BADDI
Name of Consultant :- | [6 empty] | Date:- |  | 2015-07-01
Name of Dist./Type of Facility/Name of the Facility :- |  |  |  |  | ESI Baddi
Equipment ID | Department | Equipment Description | Manufacturer | Model No. | Serial No. | Functional Status |  | Qty. | Approx Cost of Each Equipment | Total Cost of Equipment
[6 empty] | W | NW
# | # | Domestic Fridge | Godrej | * | * | 1 |  | 1 | 15000 | 15000
# | # | B. P. Apparatus (Android) | Indian | * | * | 1 |  | 1 | 1100 | 1100
# | # | Needle Cutter | Indian | * | * | 1 |  | 1 | 1200 | 1200
# | # | Oxygen Concentrator | Medoxy | * | * | 1 |  | 1 | 45000 | 45000
# | # | Nebulizer | Ready Mist | * | * | 1 |  | 1 | 6500 | 6500
# | # | Suction Machine | Anand | * | * | 1 |  | 1 | 6500 | 6500
# | # | Suction Machine | Anand | * | * | 1 |  | 1 | 6500 | 6500
# | # | B. P. Apparatus (Hg) | Gold Supreme | * | * | 1 |  | 1 | 1100 | 1100
# | # | B. P. Apparatus (Hg) | Gold Supreme | * | * |  | 1 | 1 | 1100 | 1100
# | # | B. P. Apparatus (Hg) | Gold Supreme | * | * |  | 1 | 1 | 1100 | 1100
# | # | B. P. Apparatus (Hg) | Gold Supreme | * | * |  | 1 | 1 | 1100 | 1100
# | # | B. P. Apparatus (Hg) | Gold Supreme | * | * |  | 1 | 1 | 1100 | 1100
# | # | B. P. Apparatus (Hg) | Gold Supreme | * | * |  | 1 | 1 | 1100 | 1100
# | # | Suction Machine | Anand | * | * | 1 |  | 1 | 6500 | 6500
# | # | Baby Weighing Machine | Gold Tech | * | * | 1 |  | 1 | 2500 | 2500
# | # | Adult Weighing Machine | NOVA | * | * | 1 |  | 1 | 2500 | 2500
# | # | Sterilizer | Indian | * | * | 1 |  | 1 | 6500 | 6500
# | # | Autoclave | Indian | * | * | 1 |  | 1 | 65000 | 65000
# | # | Hot Air Oven | Indian | * | * | 1 |  | 1 | 4500 | 4500
# | # | Domestic Fridge | Godrej | * | * | 1 |  | 1 | 15000 | 15000
# | # | Water Bath | Indian | * | * | 1 |  | 1 | 4500 | 4500
# | # | Centrifuge | Remi | * | * | 1 |  | 1 | 6500 | 6500
# | # | Adult Weighing Machine | Indian | * | * | 1 |  | 1 | 2500 | 2500
# | # | Amboo Bag | Indian | * | * | 1 |  | 1 | 1100 | 1100
NOTE
[6 empty] | Total No.of Equipment |  |  |  | 24
# | Not Created / Not Found |  |  |  |  | Total Equipment Cost |  |  |  | 205500
* | Not Available |  |  |  |  | Total CMC Value |  |  |  | 14385

## ESI BAROTIWALA
Name of Consultant :- | [6 empty] | Date:- |  | 2015-07-02
Name of Dist./Type of Facility/Name of the Facility :- |  |  |  |  | ESI Barotiwala
Equipment ID | Department | Equipment Description | Manufacturer | Model No. | Serial No. | Functional Status |  | Qty. | Approx Cost of Each Equipment | Total Cost of Equipment
[6 empty] | W | NW
# | # | B. P. Apparatus (Digital) | Citizen | * | * | 1 |  | 1 | 1100 | 1100
# | # | B. P. Apparatus (Analog) | Pagoda | * | * | 1 |  | 1 | 1100 | 1100
# | # | Hot Air Oven | Indian | * | * | 1 |  | 1 | 4500 | 4500
# | # | Oxygen Concentrator | Medoxy | * | * | 1 |  | 1 | 45000 | 45000
# | # | Domstic Fridge | Godrej | GDC 1105 | * | 1 |  | 1 | 15000 | 15000
# | # | Syringe Cutter | Indian | * | * | 1 |  | 1 | 1200 | 1200
# | # | Syringe Cutter | Indian | * | * | 1 |  | 1 | 1200 | 1200
# | # | Sterilizer | Indian | * | * | 1 |  | 1 | 6500 | 6500
# | # | B. P. Apparatus (Android) | Unicef | * | * | 1 |  | 1 | 1100 | 1100
# | # | Domstic Fridge | Samsung | * | * | 1 |  | 1 | 15000 | 15000
NOTE
[6 empty] | Total No.of Equipment |  |  |  | 10
# | Not Created / Not Found |  |  |  |  | Total Equipment Cost |  |  |  | 91700
* | Not Available |  |  |  |  | Total CMC Value |  |  |  | 6419

## PHC SULTANPUR
Name of Consultant :- | [6 empty] | Date:- |  | 2015-06-23
Name of Dist./Type of Facility/Name of the Facility :- |  |  |  |  | PHC Sultanpur
Equipment ID | Department | Equipment Description | Manufacturer | Model No. | Serial No. | Functional Status |  | Qty. | Approx Cost of Each Equipment | Total Cost of Equipment
[6 empty] | W | NW
# | # | B. P. Apparatus (Hg) | Pagoda | * | * | 1 |  | 1 | 1100 | 1100
# | # | Sterilizer | Indian | * | * | 1 |  | 1 | 6500 | 6500
# | # | Needle Cutter | Nulife | * | * | 1 |  | 1 | 1200 | 1200
# | # | Adult Weighing Machine | Indian | * | * | 1 |  | 1 | 2500 | 2500
# | # | Nebulizer (Piston Type) | Indian | * | * | 1 |  | 1 | 3500 | 3500
# | # | B. P. Apparatus | Indian | * | * | 1 |  | 1 | 650 | 650
# | # | Domestic Fridge | Godrej | * | * | 1 |  | 1 | 15000 | 15000
# | # | Dental Chair | Confident | * | * | 1 |  | 1 | 150000 | 150000
# | # | Air Compressor | Indian | * | * | 1 |  | 1 | 6500 | 6500
# | # | Srerilizer | Indian | * | * | 1 |  | 1 | 6500 | 6500
# | # | Microscope (Binocular) | Indian | * | * | 1 |  | 1 | 30000 | 30000
# | # | Needle Cutter | Indian | * | * | 1 |  | 1 | 1200 | 1200
# | # | Centrifuge | Everest | * | * | 1 |  | 1 | 6500 | 6500
# | # | Incubator | Indian | * | * | 1 |  | 1 | 375000 | 375000
# | # | Microscope (Monocular) | Indian | * | * | 1 |  | 1 | 18500 | 18500
# | # | Glucometer | Accu Check | * | * | 1 |  | 1 | 1400 | 1400
# | # | X-Ray Machine | SIEMENS | * | * | 1 |  | 1 | 450000 | 450000
# | # | X-Ray Machine (Dental) | Indian | * | * | 1 |  | 1 | 450000 | 450000
# | # | Labour Table | Indian | * | * | 1 |  | 1 | 14000 | 14000
# | # | Suction Machine | Indian | * | * | 1 |  | 1 | 6500 | 6500
# | # | Autoclave | Indian | * | * | 1 |  | 1 | 65000 | 65000
# | # | Suction Machine | Indian | * | * | 1 |  | 1 | 6500 | 6500
# | # | Autoclave | Indian | * | * | 1 |  | 1 | 65000 | 65000
# | # | Sterilizer | Indian | * | * | 1 |  | 1 | 6500 | 6500
# | # | Needle Cutter | Indian | * | * | 1 |  | 1 | 1200 | 1200
# | # | Needle Cutter | Indian | * | * |  | 1 | 1 | 1200 | 1200
# | # | B. P. Apparatus | Indian | * | * |  | 1 | 1 | 650 | 650
# | # | B. P. Apparatus | Indian | * | * |  | 1 | 1 | 650 | 650
# | # | B. P. Apparatus | Indian | * | * |  | 1 | 1 | 650 | 650
# | # | ILR | Vest Frost | * | * | 1 |  | 1 | 300000 | 300000
# | # | Baby Weighing Machine | Crown | * | * | 1 |  | 1 | 3500 | 3500
# | # | Baby Weighing Machine | Indian | * | * | 1 |  | 1 | 2500 | 2500
# | # | Oxygen Concentrator | Indian | * | * | 1 |  | 1 | 45000 | 45000
# | # | Sterilizer | Indian | * | * |  | 1 | 1 | 6500 | 6500
# | # | Sterilizer | Indian | * | * |  | 1 | 1 | 6500 | 6500
# | # | Sterilizer | Indian | * | * |  | 1 | 1 | 6500 | 6500
# | # | Needle Cutter | Indian | * | * | 1 |  | 1 | 1200 | 1200
# | # | Needle Cutter | Indian | * | * | 1 |  | 1 | 1200 | 1200
# | # | Needle Cutter | Indian | * | * | 1 |  | 1 | 1200 | 1200
# | # | Needle Cutter | Indian | * | * |  | 1 | 1 | 1200 | 1200
# | # | Needle Cutter | Indian | * | * |  | 1 | 1 | 1200 | 1200
# | # | Needle Cutter | Indian | * | * |  | 1 | 1 | 1200 | 1200
# | # | Domestic Fridge | Godrej | * | * |  | 1 | 1 | 15000 | 15000
# | # | B. P. Apparatus (Standing) | Indian | * | * | 1 |  | 1 | 1100 | 1100
# | # | Examination Table | Indian | * | * | 1 |  | 1 | 3500 | 3500
NOTE
[6 empty] | Total No.of Equipment |  |  |  | 45
# | Not Created / Not Found |  |  |  |  | Total Equipment Cost |  |  |  | 2091200
* | Not Available |  |  |  |  | Total CMC Value |  |  |  | 146384

## PHC BAINJ KI HATTI
Name of Consultant :- | [6 empty] | Date:- |  | 2015-07-07
Name of Dist./Type of Facility/Name of the Facility :- |  |  |  |  | PHC Bainj Ki Hatti
Equipment ID | Department | Equipment Description | Manufacturer | Model No. | Serial No. | Functional Status |  | Qty. | Approx Cost of Each Equipment | Total Cost of Equipment
[6 empty] | W | NW
# | # | B. P. Apparatus (Hg) | Pagoda | * | 258038 | 1 |  | 1 | 1100 | 1100
# | # | B. P. Apparatus (Hg) | * | * | * |  | 1 | 1 | 1100 | 1100
# | # | B. P. Apparatus (Hg) | * | * | * | 1 |  | 1 | 1100 | 1100
# | # | B. P. Apparatus (Hg) | Pagoda | * | * | 1 |  | 1 | 1100 | 1100
# | # | B. P. Apparatus (Hg) | Neclife | * | 12C15043 | 1 |  | 1 | 1100 | 1100
# | # | Domestic Refrigerator | LG | GL-185RP | * | 1 |  | 1 | 15000 | 15000
# | # | Autoclave (Vertical) | * | * | * |  | 1 | 1 | 65000 | 65000
# | # | Adult Weighing Machine | Krups | * | * | 1 |  | 1 | 2500 | 2500
# | # | Oxygen Concentrator | Medoxy | JAY-5 | MZJ5-13999 | 1 |  | 1 | 45000 | 45000
# | # | Baby Weighing Machine | Braun | Docbel | * | 1 |  | 1 | 2500 | 2500
# | # | ECG Machine | BPL | Cardiart | CGML 3D18763 | 1 |  | 1 | 52000 | 52000
# | # | Sterilizer | * | * | CGML 3D18763 |  | 1 | 1 | 6500 | 6500
# | # | SPOT Light | * | * | * | 1 |  | 1 | 6500 | 6500
# | # | Needle Cutter | Kaimson | * | * | 1 |  | 1 | 1200 | 1200
# | # | Glucometer | * | * | SA9037688 | 1 |  | 1 | 1400 | 1400
# | # | Ottoscope | Swam | * | * | 1 |  | 1 | 45000 | 45000
# | # | Glucometer | Dr. Auto | AGM 4000 | EA12IO1352 |  | 1 | 1 | 1400 | 1400
NOTE
[6 empty] | Total No.of Equipment |  |  |  | 17
# | Not Created / Not Found |  |  |  |  | Total Equipment Cost |  |  |  | 249500
* | Not Available |  |  |  |  | Total CMC Value |  |  |  | 17465

## PHC LOHARGHAT
Name of Consultant :- | [6 empty] | Date:- |  | 2015-07-07
Name of Dist./Type of Facility/Name of the Facility :- |  |  |  |  | PHC Loharghat
Equipment ID | Department | Equipment Description | Manufacturer | Model No. | Serial No. | Functional Status |  | Qty. | Approx Cost of Each Equipment | Total Cost of Equipment
[6 empty] | W | NW
# | # | Suction Machine | Indian | * | * | 1 |  | 1 | 6500 | 6500
# | # | Labour Table | * | * | * | 1 |  | 1 | 14000 | 14000
# | # | B. P. Apparatus (Hg) | * | * | * | 1 |  | 1 | 1100 | 1100
# | # | Adult Weighing Machine | Samso | * | * | 1 |  | 1 | 2500 | 2500
# | # | Domestic Refrigerator | Haier | HRD-211BLG | * | 1 |  | 1 | 15000 | 15000
# | # | Sterilizer | * | * | * | 1 |  | 1 | 6500 | 6500
# | # | Needle Cutter | Life Care | * | * | 1 |  | 1 | 1200 | 1200
# | # | Needle Cutter | Life Care | * | * | 1 |  | 1 | 1200 | 1200
# | # | Sterilizer | * | * | * |  | 1 | 1 | 6500 | 6500
# | # | Oxygen Concentrator | Novo Lite | * | * | 1 |  | 1 | 45000 | 45000
# | # | B. P. Apparatus (Hg) | Pagoda | * | * |  | 1 | 1 | 1100 | 1100
NOTE
[6 empty] | Total No.of Equipment |  |  |  | 11
# | Not Created / Not Found |  |  |  |  | Total Equipment Cost |  |  |  | 100600
* | Not Available |  |  |  |  | Total CMC Value |  |  |  | 7042

## PHC DUMEHAR
Name of Consultant :- | [6 empty] | Date:- |  | 2015-07-07
Name of Dist./Type of Facility/Name of the Facility :- |  |  |  |  | PHC Dumehar
Equipment ID | Department | Equipment Description | Manufacturer | Model No. | Serial No. | Functional Status |  | Qty. | Approx Cost of Each Equipment | Total Cost of Equipment
[6 empty] | W | NW
# | OPD | B. P. Apparatus (Hg) | Prolix | * | 5090262 | 1 |  | 1 | 1100 | 1100
# |  | Adult Weighing Machine | Krups | * | * | 1 |  | 1 | 2500 | 2500
# |  | B. P. Apparatus (Hg) | Elite | * | 178296 | 1 |  | 1 | 1100 | 1100
# |  | B. P. Apparatus (Hg) | Neclife | * | DA83450 |  | 1 | 1 | 1100 | 1100
# | STORE | Autoclave (Mannual) | * | * | * |  | 1 | 1 | 55000 | 55000
# |  | Autoclave (Mannual) | * | * | * | 1 |  | 1 | 55000 | 55000
# |  | Sterilizer | * | * | * | 1 |  | 1 | 6500 | 6500
# |  | Needle Cutter | MET | * | * | 1 |  | 1 | 1200 | 1200
# |  | Examination Table | * | * | * | 1 |  | 1 | 3500 | 3500
# |  | Baby Weighing Machine | Braun | Debel | * | 1 |  | 1 | 2500 | 2500
# |  | Adult Weighing Machine | Samco | * | * | 1 |  | 1 | 2500 | 2500
# |  | Oxygen Concentrator | Medoxy | JAY-5 | MZJ5D23404 | 1 |  | 1 | 45000 | 45000
# |  | Nebulizer | * | * | JN03P02 | 1 |  | 1 | 6500 | 6500
# |  | Suction Machine | Indian | * | * | 1 |  | 1 | 6500 | 6500
# |  | Labour Table | * | * | * | 1 |  | 1 | 14000 | 14000
# |  | Pulse Oximeter | * | * | * | 1 |  | 1 | 55000 | 55000
# |  | Glucometer | Free Style | * | XE GU063 | 1 |  | 1 | 1400 | 1400
# |  | Glucometer | Accu Check | * | * | 1 |  | 1 | 1400 | 1400
# |  | Domestic Refrigerator | Samsung | 856 | RRA15 CCA5E | 1 |  | 1 | 15000 | 15000
NOTE
[6 empty] | Total No.of Equipment |  |  |  | 19
# | Not Created / Not Found |  |  |  |  | Total Equipment Cost |  |  |  | 276800
* | Not Available |  |  |  |  | Total CMC Value |  |  |  | 19376

## PHC BHUMATI
Name of Consultant :- | [6 empty] | Date:- |  | 2015-07-07
Name of Dist./Type of Facility/Name of the Facility :- |  |  |  |  | PHC Bhumati
Equipment ID | Department | Equipment Description | Manufacturer | Model No. | Serial No. | Functional Status |  | Qty. | Approx Cost of Each Equipment | Total Cost of Equipment
[6 empty] | W | NW
# | # | B. P. Apparatus (Hg) | Pagoda | * | 276496 | 1 |  | 1 | 1100 | 1100
# | # | B. P. Apparatus (Hg) | Namatt | * | 57885 | 1 |  | 1 | 1100 | 1100
# | # | Sterilizer | * | * | * | 1 |  | 1 | 6500 | 6500
# | # | SPOT Light | * | * | * | 1 |  | 1 | 6500 | 6500
# | # | Autoclave (Cooker Type) | * | * | * | 1 |  | 1 | 65000 | 65000
# | # | Needle Cutter | Kaimson | Delux | * | 1 |  | 1 | 1200 | 1200
# | # | Baby Weighing Machine | Misaki | * | * | 1 |  | 1 | 2500 | 2500
# | # | Adult Weighing Machine | * | * | * | 1 |  | 1 | 2500 | 2500
# | # | Suction Machine | * | * | * | 1 |  | 1 | 6500 | 6500
# | # | B. P. Apparatus (Digital) | Nec Life | Ucontrol | DF90132 | 1 |  | 1 | 1100 | 1100
# | # | B. P. Apparatus (Hg) | Pagoda | * | 180446 |  | 1 | 1 | 1100 | 1100
# | # | B. P. Apparatus (Hg) | Medi Gold | * | 99119132 |  | 1 | 1 | 1100 | 1100
# | # | Nebulizer | Flaem | * | 06A980A | 1 |  | 1 | 6500 | 6500
# | # | Autoclave (Cooker Type) | * | * | * |  | 1 | 1 | 65000 | 65000
# | # | Oxygen Concentrator | Medoxy | * | M22010054322 | 1 |  | 1 | 45000 | 45000
# | # | Needle Cutter | Kaimson | * | * | 1 |  | 1 | 1200 | 1200
# | # | Needle Cutter | MET | * | * |  | 1 | 1 | 1200 | 1200
# | # | X-Ray Machine | Bharat | * | E1477 |  | 1 | 1 | 450000 | 450000
# | # | Domestic Refrigerator | LG | GL-185RP | * | 1 |  | 1 | 15000 | 15000
# | # | Incubator | ALCO | * | * | 1 |  | 1 | 375000 | 375000
# | # | Hot Air Oven | * | * | * | 1 |  | 1 | 4500 | 4500
# | # | Microscope (Monocular) | Magnus | * | * | 1 |  | 1 | 18500 | 18500
# | # | Centrifuge | Remi | * | * | 1 |  | 1 | 6500 | 6500
# | # | ECG Machine | BPL | Cardiart 108T | CGMJ0L 12609 | 1 |  | 1 | 52000 | 52000
NOTE
[6 empty] | Total No.of Equipment |  |  |  | 24
# | Not Created / Not Found |  |  |  |  | Total Equipment Cost |  |  |  | 1136600
* | Not Available |  |  |  |  | Total CMC Value |  |  |  | 79562

## PHC DHUNDAN
Name of Consultant :- | [6 empty] | Date:- |  | 2015-07-07
Name of Dist./Type of Facility/Name of the Facility :- |  |  |  |  | PHC Dhundan
Equipment ID | Department | Equipment Description | Manufacturer | Model No. | Serial No. | Functional Status |  | Qty. | Approx Cost of Each Equipment | Total Cost of Equipment
[6 empty] | W | NW
# | # | B. P. Apparatus (Hg) | Pagoda | * | * | 1 |  | 1 | 1100 | 1100
# | # | Adult Weighing Machine | Samso | * | * | 1 |  | 1 | 2500 | 2500
# | # | Examination Table | * | * | * | 1 |  | 1 | 3500 | 3500
# | # | Microscope (Monocular) | OLYMPUS | * | * | 1 |  | 1 | 18500 | 18500
# | # | Centrifuge | * | * | * | 1 |  | 1 | 6500 | 6500
# | # | Microscope (Monocular) | * | * | * |  | 1 | 1 | 18500 | 18500
# | # | Deep Freezer | Unicef | * | 91005T34 | 1 |  | 1 | 150000 | 150000
# | # | ILR | Unicef | * | 90411 7116 | 1 |  | 1 | 300000 | 300000
# | # | Domestic Refrigerator | GEM | * | * |  | 1 | 1 | 15000 | 15000
# | # | B. P. Apparatus (Hg) | Pagoda | * | * |  | 1 | 1 | 1100 | 1100
# | # | B. P. Apparatus (Hg) | * | * | * |  | 1 | 1 | 1100 | 1100
# | # | B. P. Apparatus (Hg) | Pagoda | * | * |  | 1 | 1 | 1100 | 1100
# | # | X-Ray Machine | MDX-500 | * | * | 1 |  | 1 | 450000 | 450000
# | # | Oxygen Concentrator | Medoxy | * | * | 1 |  | 1 | 45000 | 45000
# | # | Suction Machine | Santoshi | * | MZJ5 14813 | 1 |  | 1 | 6500 | 6500
# | # | Autoclave (Cooker Type) | * | * | * | 1 |  | 1 | 65000 | 65000
# | # | Labour Table | * | * | * | 1 |  | 1 | 14000 | 14000
# | # | Labour Table | * | * | * | 1 |  | 1 | 14000 | 14000
# | # | Autoclave (Cooker Type) | * | * | * | 1 |  | 1 | 65000 | 65000
# | # | Labour Table | * | * | * | 1 |  | 1 | 14000 | 14000
# | # | Sterilizer | * | * | * |  | 1 | 1 | 6500 | 6500
# | # | Sterilizer | * | * | * | 1 |  | 1 | 6500 | 6500
# | # | Needle cutter | Nulife | * | * | 1 |  | 1 | 1200 | 1200
# | # | Baby Weighing Machine | Mott & Fu | * | * | 1 |  | 1 | 2500 | 2500
# | # | Adult Weighing Machine | * | * | * | 1 |  | 1 | 2500 | 2500
# | # | Adult Weighing Machine | Krups | * | * | 1 |  | 1 | 2500 | 2500
NOTE
[6 empty] | Total No.of Equipment |  |  |  | 26
# | Not Created / Not Found |  |  |  |  | Total Equipment Cost |  |  |  | 1214100
* | Not Available |  |  |  |  | Total CMC Value |  |  |  | 84987

## ESI DARLAGHAT
Name of Consultant :- | [6 empty] | Date:- |  | 2015-07-08
Name of Dist./Type of Facility/Name of the Facility :- |  |  |  |  | ESI Darlaghat
Equipment ID | Department | Equipment Description | Manufacturer | Model No. | Serial No. | Functional Status |  | Qty. | Approx Cost of Each Equipment | Total Cost of Equipment
[6 empty] | W | NW
# | # | Needle Cutter | * | * | * | 1 |  | 1 | 1200 | 1200
# | # | Sterilizer | * | * | * | 1 |  | 1 | 6500 | 6500
# | # | B. P. Apparatus (Hg) | Pagoda | * | * | 1 |  | 1 | 1100 | 1100
# | # | Hot Air Oven | Ambassador | * | * | 1 |  | 1 | 4500 | 4500
# | # | Incubator | * | * | * | 1 |  | 1 | 375000 | 375000
# | # | Needle Cutter | Sai Life | * | * | 1 |  | 1 | 1200 | 1200
# | # | Water Bath | * | * | * | 1 |  | 1 | 4500 | 4500
# | # | Centrifuge | ALPINE | * | * | 1 |  | 1 | 6500 | 6500
# | # | Microscope (Binocular) | OLYMPUS | * | * | 1 |  | 1 | 30000 | 30000
# | # | Adult Weighing Machine | Crown | * | * | 1 |  | 1 | 2500 | 2500
# | # | Baby Weighing Machine | Braun | * | * | 1 |  | 1 | 2500 | 2500
# | # | B. P. Apparatus (Hg) | Pagoda | * | * | 1 |  | 1 | 1100 | 1100
# | # | B. P. Apparatus (Hg) | Pagoda | * | * | 1 |  | 1 | 1100 | 1100
# | # | B. P. Apparatus (Hg) | Pagoda | * | * | 1 |  | 1 | 1100 | 1100
# | # | B. P. Apparatus (Hg) | Pagoda | * | * | 1 |  | 1 | 1100 | 1100
# | # | Examination Table | * | * | * | 1 |  | 1 | 3500 | 3500
# | # | Labour Table | * | * | * | 1 |  | 1 | 14000 | 14000
# | # | Ceiling Light | * | * | * | 1 |  | 1 | 350000 | 350000
# | # | OT Table | * | * | * | 1 |  | 1 | 45000 | 45000
# | # | OT Table | * | * | * | 1 |  | 1 | 45000 | 45000
# | # | ILR | Vest Frost | * | * | 1 |  | 1 | 300000 | 300000
# | # | Deep Freezer | Vest Frost | * | * | 1 |  | 1 | 150000 | 150000
# | # | SPOT Light | * | * | * | 1 |  | 1 | 6500 | 6500
# | # | Dental Chair | GNATUS | * | * | 1 |  | 1 | 150000 | 150000
# | # | Oxygen Concentrator | * | * | * | 1 |  | 1 | 45000 | 45000
# | # | Oxygen Concentrator | * | * | * | 1 |  | 1 | 45000 | 45000
# | # | Suction Machine | * | * | * | 1 |  | 1 | 6500 | 6500
# | # | Phototherapy | * | * | * | 1 |  | 1 | 15500 | 15500
# | # | B. P. Apparatus (Hg) | * | * | * | 1 |  | 1 | 1100 | 1100
NOTE
[6 empty] | Total No.of Equipment |  |  |  | 17
# | Not Created / Not Found |  |  |  |  | Total Equipment Cost |  |  |  | 1180400
* | Not Available |  |  |  |  | Total CMC Value |  |  |  | 82628

## PHC PATTA BRAWRI
Name of Consultant :- | [6 empty] | Date:- |  | 2015-07-08
Name of Dist./Type of Facility/Name of the Facility :- |  |  |  |  | PHC Patta Brawri
Equipment ID | Department | Equipment Description | Manufacturer | Model No. | Serial No. | Functional Status |  | Qty. | Approx Cost of Each Equipment | Total Cost of Equipment
[6 empty] | W | NW
Not Any Equipments Allotted

## PHC KWARANI
Name of Consultant :- | [6 empty] | Date:- |  | 2015-07-08
Name of Dist./Type of Facility/Name of the Facility :- |  |  |  |  | PHC Kwarani
Equipment ID | Department | Equipment Description | Manufacturer | Model No. | Serial No. | Functional Status |  | Qty. | Approx Cost of Each Equipment | Total Cost of Equipment
[6 empty] | W | NW
# | # | B. P. Apparatus (Hg) | Life Line | * | 66408 |  | 1 | 1 | 1100 | 1100
# | # | B. P. Apparatus (Hg) | Life Line | * | * | 1 |  | 1 | 1100 | 1100
# | # | Nebulizer | American Bentex | * | 53843 | 1 |  | 1 | 6500 | 6500
# | # | Sterilizer | * | * | * |  | 1 | 1 | 6500 | 6500
# | # | Needle Cutter | MET | * | MZJ5 14809 | 1 |  | 1 | 1200 | 1200
# | # | Oxygen Concentrator | Medoxy | * | * |  | 1 | 1 | 45000 | 45000
# | # | Examination Table | * | * | * | 1 |  | 1 | 3500 | 3500
# | # | SPOT Light | * | * | * | 1 |  | 1 | 6500 | 6500
# | # | Needle Cutter | Indian | * | * |  | 1 | 1 | 1200 | 1200
# | # | Adult Weighing Machine | Crown | * | * | 1 |  | 1 | 2500 | 2500
# | # | Baby Weighing Machine | Braun | * | * | 1 |  | 1 | 2500 | 2500
# | # | B. P. Apparatus (Hg) |  | * | * |  | 1 | 1 | 1100 | 1100
# | # | B. P. Apparatus (Hg) | Elite | * | 168053 |  | 1 | 1 | 1100 | 1100
# | # | B. P. Apparatus (Dial) | Meditech | * | * |  | 1 | 1 | 1100 | 1100
NOTE
[6 empty] | Total No.of Equipment |  |  |  | 14
# | Not Created / Not Found |  |  |  |  | Total Equipment Cost |  |  |  | 80900
* | Not Available |  |  |  |  | Total CMC Value |  |  |  | 5663