## Sheet1
DIRECTORATE OF PUBLIC HEALTH AND PREVENTIVE MEDICINE
GOVERNMENT OF TAMIL NADU
REPORT : EQUIPMENT RECEIPT DETAILS REPORT-HUD Wise
District : VELLORE
HUD : VELLORE
PERIOD : 01/12/2010-31/03/2015
S.No. | Institution Name | Equipment Name | Equipment Code | Equipment Code(Institution) | Equipment Category | Equipment Model No | Equipment Serial No | CPC Code | Date of Receipt | Manufacturer Name | Supplier Name | Location of Equipment | Source of Supply | Purchase Order No | Date of Installation | Warranty Valid Upto | Cost of the item | If AMC available | AMC Cost | AMC valid upto | AMC agency name | Reported Date | Working Status | Remarks
1 | Pudupadi | Phototherapy Unit | NNE_PHTU | 02395/PHTU/1 | C | NE53/65 |  |  | 2008-07-18 | SOLOKRAFTS | TIME TOTALIZER | LABOUR WARD | DDHS |  | 2008-07-31 |  | 0 |  | 0 |  |  | 2013-04-06 | Working
2 | Pudupadi | Radiant Warmer | NNE_RAWR | 02395/RAWR/1 | C | 92-00-090-REV00 |  |  | 2009-12-29 | NEOTECH HEALTH CARE | NEOTECH HEALTH CARE | LABOUR WARD | DDHS |  |  | 2008-12-28 | 0 |  | 0 |  |  | 2013-04-06 | Working
3 | Melvisharam | Electri centrifuger | LAB_CENT | 02396/CENT/2 | C | [6 empty] | Labaratory Room | TNMSC |  | 2012-05-01 |  | 5345 |  | 374.15 |  |  | 2013-04-08 | Working
4 | Pudupadi | Generator | OTH_GEN | 02395/GEN/1 | C | 18-75G |  |  | 2007-09-21 | HONDA SIET POWER | HONDA | OP ENTRANCE | DDHS |  | 2007-09-28 | 2007-09-20 | 42900 |  | 3003 |  |  | 2013-04-06 | Working
5 | Nowlack | Weighing machine adult | NNE_WTMA | 03523/WTMA/1 | C | eps30t |  |  | 2010-06-17 |  | pentagon | labour room | OTHERS |  | 2010-06-21 | 2011-09-13 | 6500 |  | 455 |  |  | 2013-04-08 | Working
6 | Pudupadi | Weighing machine adult | NNE_WTMA | 02395/WTMA/1 | C |  |  |  | 2012-02-20 | ALAN MEDICAL LABORTARY | ALAN MEDICAL LABORTARY | MAIN STORE | TNMSC |  |  | 2013-02-19 | 598 |  | 41.86 |  |  | 2013-04-06 | Working
7 | Pudupadi | LPG Pipe Line System | LPG_LPG | 02395/LPG/1 | B2 | 614857 |  |  | 2002-10-21 | HP | MOOTHY GAS | INJECTION | OTHERS |  |  |  | 700 |  |  |  |  | 2013-04-06
8 | Nowlack | Computer | OTH_COMP | 03523/COMP/1 | C |  |  |  | 2011-02-20 |  | r.p.info system chennai |  | TNMSC |  |  |  | 24519 |  |  |  |  | 2013-04-08
9 | Pudupadi | Refrigerator | LAB_REFR | 02395/REFR/1 | C | 175 LIT |  |  | 2008-05-10 | LG | LG | MEDICAL OFFICER ROOM | OTHERS |  | 2008-05-11 | 2009-05-09 | 9324 |  |  |  |  | 2013-04-06
10 | Pudupadi | Weighing machine paed | NNE_WTMP | 02395/WTMP/1 | C | 467/2002 |  |  |  | RAMON SURGICAL andamp; CO |  | LABOUR WARD |  |  |  |  | 0 |  | 0 |  |  | 2013-04-06 | Working
11 | Pudupadi | UPS | OTH_UPS | 02395/UPS/1 | C | 800VA |  |  | 2009-11-06 | EXIDE | GLOPAL POWER SYSTEM | LABOUR WARD | OTHERS |  | 2009-11-10 | 2010-11-05 | 8600 |  |  |  |  | 2013-04-06
12 | Pudupadi | Amplifier System | OTH_AMP | 02395/AMP/1 | C |  |  |  | 2009-12-21 | ANUJA | SRI GANESH ENGEERINING WORKS | MAIN STORE | OTHERS |  |  | 2010-12-20 | 4300 |  |  |  |  | 2013-04-06
13 | Pudupadi | N2O Cylinder - A type | ANA_N2OA | 02395/N2OA/1 | C |  |  |  | 2007-09-28 |  | TNMSC |  | TNMSC |  |  |  | 0 |  | 0 |  |  | 2013-04-06 | Working
14 | Pudupadi | Inverter | OTH_INV | 02395/INV/1 | C | 1400VA | HU1400SWLFL4896 |  | 2012-09-15 | CROMPTON GREAVES | VELLORE BATTER CENTRE | PHARMACY | OTHERS |  | 2012-09-20 | 2013-09-14 | 9048 |  |  |  |  | 2013-04-06
15 | Pudupadi | Needle destroyer / Syringe Destroyer | OTH_NEED | 02395/NEED/1 | C |  |  |  | 2007-05-07 | YOR andamp; CO | HEALTH AID PHARMA | INJECTION | OTHERS | 546/A5/2007 |  | 2008-05-06 | 1820 |  | 127.4 |  |  | 2013-04-06 | Working
16 | Nowlack | Foetal Doppler | NNE_FDOP | 03523/FDOP/1 | C | [5 empty] | Indian surgicals | ward | OTHERS |  |  |  | 7500 |  | 525 |  |  | 2013-04-08 | Working
17 | Pudupadi | N2O Cylinder - B type | ANA_N2OB | 02395/N2OB/1 | C |  |  |  | 2007-09-28 |  |  | OT | TNMSC |  |  |  | 0 |  | 0 |  |  | 2013-04-06 | Working
18 | Pudupadi | Deep Freezer | LAB_DFRZR | 02395/DFRZR/1 | B2 |  | BE04F4E2600B2A910018 |  | 2011-08-04 | HAIER | TNMSC | PHARMACY | TNMSC | 28383/IMMN/S4/2011 | 2011-08-05 |  | 0 |  | 0 |  |  | 2013-04-06 | Working
19 | Pudupadi | Ice Lined Refrigerator | LAB_ILREF | 02395/ILREF/1 | C | 43321451 |  |  | 2000-04-01 | VESTFORST-NMK142 | VESTFORST-NMK142 | PHARMACY | UNICEF |  |  |  | 0 |  |  |  |  | 2013-04-06
20 | Thimiri | Radiant Warmer | NNE_RAWR | 02400/RAWR/1 | C | [5 empty] | Carewell systems | Neonatal Room | OTHERS |  | 2012-07-23 |  | 0 |  | 0 |  |  | 2013-04-08 | Working
21 | Pudupadi | O2 Concentrator | ANA_O2C | 02395/O2C/1 | C | YUYUE-7F/5 |  |  | 2011-06-01 |  | DDHS |  | TNMSC |  |  | 2012-05-31 | 0 |  | 0 |  |  | 2013-04-06 | Working
22 | Pudupadi | Computer | OTH_COMP | 02395/COMP/1 | C | Y3JVL-QCFK13-DX2NV-DHBV-NM3ZA | 3EA190240207 |  | 2007-03-26 | LENOVO | HCL INFO SYSTEM | OFFICE | TNMSC |  | 2007-04-02 | 2008-03-25 | 0 |  |  |  |  | 2013-04-06
23 | Pudupadi | Micro pipettes | LAB_MIPP | 02395/MIPP/1 | C | 2-20ULMLIT |  |  | 2008-06-30 |  | BHARATH ASSOCIATES | LABORTARY | OTHERS |  | 2009-07-01 | 2009-06-30 | 4200 |  |  |  |  | 2013-04-06
24 | Pudupadi | Infant Crash Cart | NPE_ICC | 02395/ICC/1 | C |  |  |  | 2009-04-14 |  |  | LABOUR WARD | DDHS |  |  |  | 0 |  |  |  |  | 2013-04-06
25 | Pudupadi | Fumigation Chamber | OTE_FUMCH | 02395/FUMCH/1 | C | FOGSPAR-ULV |  |  |  | RADIANT ENTERPRIESS |  | OT |  |  |  |  | 0 |  | 0 |  |  | 2013-04-06 | Working
26 | Pudupadi |  | OTH_ACON | 02395/ACON/1 | C | 1.5 TON |  |  | 2007-11-01 | ONIDA SPILIT | OTHERS | OT | DDHS |  | 2007-11-05 | 2008-10-31 | 0 |  | 0 |  |  | 2013-04-06 | Working
27 | Pudupadi | Printer | OTH_PRINT | 02395/PRINT/1 | C | MSP455XLC | GAK2HC008204 |  | 2007-03-22 | TVS ELECTRONIC | TNMSC | OFFICE | TNMSC | 31768-4/16160/TVS/C13/703-2/1110 | 2007-04-21 | 2008-03-21 | 8070 |  |  |  |  | 2013-04-06
28 | Anaicut | Lab Microscope |  | 02406/undefined/1 |  |  |  |  | 2007-11-22 |  |  |  | TNMSC |  |  |  | 0 |  | 0 |  |  | 2012-03-31 | Working
29 | Anaicut | Ot Light |  | 02406/undefined/1 |  |  |  |  | 2003-02-23 |  |  |  | TNMSC |  |  |  | 0 |  | 0 |  |  | 2012-03-31 | Working
30 | Pudupadi | Nebuliser Adult | OTH_NEBA | 02395/NEBA/1 | C | AIRJOLIE-1 | ALTA7B5023 |  | 2007-08-31 | BPL MEDICAL | MEDIC INDIA | OP | OTHERS |  |  | 2008-08-30 | 3200 |  | 224 |  |  | 2013-04-06 | Working
31 | Pudupadi | Weighing Machine Electronic | OTH_WME | 02395/WME/1 | C | 15RB15 | 710225 |  | 2008-07-18 | NAKSHATRA | NAKSHATRA | LABOUR WARD | DDHS |  | 2008-08-01 | 2009-07-17 | 0 |  | 0 |  |  | 2013-04-06 | Working
32 | Pudupadi | Foetal Doppler | NNE_FDOP | 02395/FDOP/1 | C | 9610 | AZTA7C3485 |  | 2007-05-04 | BPL | MEDIC INDIA | LABOUR WARD | OTHERS | 946/67/2007 | 2007-05-04 | 2008-03-11 | 12500 |  | 875 |  |  | 2013-04-06 | Working
33 | Anaicut | XRAY MECHINE |  | 02406/undefined/1 |  |  |  |  | 2003-04-05 | Allingers | Allingers | xray Room | TNMSC |  |  |  | 0 |  | 0 |  |  | 2012-03-31 | Working
34 | Anaicut | Scan Machine |  | 02406/undefined/1 |  |  |  |  | 2003-10-27 |  |  |  | TNMSC |  |  |  | 0 |  | 0 |  |  | 2012-03-31 | Working
35 | Pudupadi | Computer | OTH_COMP | 02395/COMP/2 | C |  | 13cgky18900293 |  |  |  |  | OFFICE |  |  | 2013-04-19 |  | 30500 |  |  |  |  | 2013-07-26
36 | Pudupadi | Computer | OTH_COMP | 02395/COMP/3 | C |  | 5CB32111TN |  | 2013-06-24 | ZIGMA | ELCOT | OFFICE | TNMSC | ELCOT/PROC/32388-OT/VO207/C036/2013-14/1033 | 2013-06-24 |  | 45990 |  |  |  |  | 2013-07-26
37 | Sumaithangi | Computer | OTH_COMP | 03595/COMP/1 | C |  | 13CGKY18901106 |  |  | WIPRO | ELCOT | M.O.ROOM |  | ELCOT/PROC/32280-OT/VO281/C099/2013-14/334 | 2013-05-07 |  | 30500 |  |  |  |  | 2013-08-02
38 | Anaicut | Semi Auto Analyzer |  | 02406/undefined/1 |  |  |  |  | 2009-08-10 |  |  |  | TNMSC |  |  |  | 0 |  | 0 |  |  | 2012-03-31 | Working
39 | Anaicut | Warmer |  | 02406/undefined/1 |  |  |  |  | 2009-08-10 |  |  |  | TNMSC |  |  |  | 0 |  | 0 |  |  | 2012-03-31 | Working
40 | Ladavaram | B.P.apparatus stand model | CRD_BPAS | 02397/BPAS/1 | C | Box type |  |  | 2013-08-03 | Diamond | S.K PHARMA | Doctor Room | OTHERS |  | 2013-08-03 |  | 1975 |  | 138.25 |  |  | 2013-08-30 | Working
41 | Anaicut | Photo Therapy Unit |  | 02406/undefined/1 |  |  |  |  | 2009-08-10 |  |  |  | OTHERS |  |  |  | 0 |  | 0 |  |  | 2012-03-31 | Working
42 | Anaicut | Boyles Apparatus |  | 02406/undefined/1 |  |  |  |  | 2012-02-16 |  |  |  | TNMSC |  |  |  | 0 |  | 0 |  |  | 2012-03-31 | Working
43 | Anaicut | Dental Chair |  | 02406/undefined/1 |  |  |  |  | 2011-03-18 |  |  |  | TNMSC |  |  |  | 0 |  | 0 |  |  | 2012-03-31 | Working
44 | Anaicut | Stethoscope |  | 02406/undefined/1 |  |  |  |  | 2005-10-20 |  |  |  | OTHERS |  |  |  | 0 |  | 0 |  |  | 2012-03-31 | Working
45 | Anaicut | Lab Incubators |  | 02406/undefined/1 |  |  |  |  | 2006-08-08 |  |  |  | OTHERS |  |  |  | 0 |  | 0 |  |  | 2012-03-31 | Working
46 | Anaicut | ECG MACHINE |  | 02406/undefined/1 |  |  |  |  | 2004-07-21 |  |  |  | TNMSC |  |  |  | 0 |  | 0 |  |  | 2012-03-31 | Working
47 | Anaicut | Electric Centrifuger |  | 02406/undefined/1 |  |  |  |  | 2004-01-22 |  |  |  | TNMSC |  |  |  | 0 |  | 0 |  |  | 2012-03-31 | Working
48 | Anaicut | Auto Clave |  | 02406/undefined/1 |  |  |  |  | 2009-07-15 |  |  |  | TNMSC |  |  |  | 0 |  | 0 |  |  | 2012-04-20 | Working
49 | Anaicut | Blood Bank Refrigerator |  | 02406/undefined/1 |  |  |  |  | 2007-11-22 |  |  |  | OTHERS |  |  |  | 0 |  | 0 |  |  | 2012-03-31 | Working
50 | Anaicut | Fetal Dopplar |  | 02406/undefined/1 |  |  |  |  | 2007-03-31 |  |  |  | TNMSC |  |  |  | 0 |  | 0 |  |  | 2012-03-31 | Working
51 | Anaicut | Ot Table |  | 02406/undefined/1 |  |  |  |  | 2012-02-16 |  |  |  | TNMSC |  |  |  | 0 |  | 0 |  |  | 2012-03-31 | Working
52 | Anaicut | Pulse Oximeter |  | 02406/undefined/1 |  |  |  |  | 2009-02-23 |  |  |  | OTHERS |  |  |  | 0 |  | 0 |  |  | 2012-03-31 | Working
53 | Anaicut | Generator |  | 02406/undefined/1 |  |  |  |  | 2006-01-12 |  |  |  | OTHERS |  |  |  | 0 |  | 0 |  |  | 2012-03-31 | Working
54 | Anaicut | Suction Apparatus |  | 02406/undefined/1 |  |  |  |  | 2009-02-23 |  |  |  | OTHERS |  |  |  | 0 |  | 0 |  |  | 2012-03-31 | Working
55 | Anaicut | Bp Apparatus |  | 02406/undefined/1 |  |  |  |  | 2009-02-23 |  |  |  | OTHERS |  |  |  | 0 |  | 0 |  |  | 2012-03-31 | Working
56 | Anaicut | Solar Water Heater |  | 02406/undefined/1 |  |  |  |  | 2008-02-26 |  |  |  | OTHERS |  |  |  | 0 |  |  |  |  | 2012-03-31
57 | Anaicut | Roplant |  | 02406/undefined/1 |  |  |  |  | 2007-03-31 |  |  |  | OTHERS |  |  |  | 0 |  | 0 |  |  | 2012-03-31 | Working
58 | Anaicut | Washing Machine |  | 02406/undefined/1 |  |  |  |  | 2011-05-15 |  |  |  | OTHERS |  |  |  | 0 |  | 0 |  |  | 2012-03-31 | Working
59 | Odugathur | Photo therapy unit |  | 02405/undefined/1 |  |  |  |  | 2012-02-17 |  |  |  | TNMSC |  |  | 2012-02-17 | 0 |  | 0 |  |  | 2012-03-31 | Working
60 | Odugathur | XRay |  | 02405/undefined/1 |  |  |  |  | 2005-07-30 |  |  |  | TNMSC |  |  |  | 0 |  | 0 |  |  | 2012-03-31 | Working
61 | Odugathur | Electric centruger |  | 02405/undefined/1 |  |  |  |  | 2010-04-21 |  |  |  | TNMSC |  |  |  | 0 |  | 0 |  |  | 2012-03-31 | Working
62 | Odugathur | Scan |  | 02405/undefined/1 |  |  |  |  | 2004-03-02 |  |  |  | TNMSC |  |  |  | 0 |  | 0 |  |  | 2012-03-31 | Working
63 | Odugathur | Semi Auto anaizer |  | 02405/undefined/1 |  |  |  |  | 2007-03-23 |  |  |  | TNMSC |  |  |  | 0 |  | 0 |  |  | 2012-03-31 | Working
64 | Odugathur | Warmer |  | 02405/undefined/1 |  |  |  |  | 2007-10-24 |  |  |  | TNMSC |  |  |  | 0 |  | 0 |  |  | 2012-03-31 | Working
65 | Odugathur | Boyles Apparatus |  | 02405/undefined/1 |  |  |  |  | 2012-02-17 |  |  |  | TNMSC |  |  |  | 0 |  | 0 |  |  | 2012-03-31 | Working
66 | Odugathur | Dental Chair |  | 02405/undefined/1 |  |  |  |  | 2011-03-18 |  |  |  | TNMSC |  |  |  | 0 |  | 0 |  |  | 2012-03-31 | Working
67 | Odugathur | O.T.Table |  | 02405/undefined/1 |  |  |  |  | 2012-02-16 |  |  |  | TNMSC |  |  |  | 0 |  |  |  |  | 2012-03-31
68 | Odugathur | ECG machiner |  | 02405/undefined/1 |  |  |  |  | 2003-03-01 |  |  |  | TNMSC |  |  |  | 0 |  | 0 |  |  | 2012-03-31 | Working
69 | Odugathur | Dental Xray unit |  | 02405/undefined/1 |  |  |  |  | 2011-03-01 |  |  |  | TNMSC |  |  |  | 0 |  | 0 |  |  | 2012-03-31 | Working
70 | Odugathur | Auto clave |  | 02405/undefined/1 |  |  |  |  | 2005-09-14 |  |  |  | TNMSC |  |  |  | 0 |  | 0 |  |  | 2012-03-31 | Working
71 | Odugathur | Lab Microscope |  | 02405/undefined/1 |  |  |  |  | 2000-06-10 |  |  |  | TNMSC |  |  |  | 0 |  | 0 |  |  | 2012-03-31 | Working
72 | Odugathur | Blood Bank Refterater |  | 02405/undefined/1 |  |  |  |  | 2010-02-02 |  |  |  | TNMSC |  |  |  | 0 |  | 0 |  |  | 2012-04-23 | Working
73 | Odugathur | Sterhoscope |  | 02405/undefined/1 |  |  |  |  | 2006-07-07 |  |  |  | TNMSC |  |  |  | 0 |  | 0 |  |  | 2012-03-31 | Working
74 | Odugathur | O.T.Light |  | 02405/undefined/1 |  |  |  |  | 2005-09-14 |  |  |  | TNMSC |  |  |  | 0 |  | 0 |  |  | 2012-03-31 | Working
75 | Odugathur | Washing Machine |  | 02405/undefined/1 |  |  |  |  | 2011-05-14 |  |  |  | OTHERS |  |  |  | 0 |  | 0 |  |  | 2012-03-31 | Working
76 | Odugathur | pulse oximeter |  | 02405/undefined/1 |  |  |  |  | 2010-12-24 |  |  |  | TNMSC |  |  |  | 0 |  | 0 |  |  | 2012-03-31 | Working
77 | Odugathur | Suction Aooaratur |  | 02405/undefined/1 |  |  |  |  | 2007-05-20 |  |  |  | OTHERS |  |  |  | 0 |  | 0 |  |  | 2012-03-31 | Working
78 | Odugathur | R.O~Piant |  | 02405/undefined/1 |  |  |  |  | 2007-03-31 |  |  |  | OTHERS |  |  |  | 0 |  | 0 |  |  | 2012-03-31 | Working
79 | Odugathur | Fetal doppiar |  | 02405/undefined/1 |  |  |  |  | 2007-02-28 |  |  |  | OTHERS |  |  |  | 0 |  | 0 |  |  | 2012-03-31 | Working
80 | Odugathur | B.P.Appratus |  | 02405/undefined/1 |  |  |  |  | 2006-06-13 |  |  |  | OTHERS |  |  |  | 0 |  | 0 |  |  | 2012-03-31 | Working
81 | Odugathur | Shlar Water heater |  | 02405/undefined/1 |  |  |  |  | 2008-02-13 |  |  |  | OTHERS |  |  |  | 0 |  |  |  |  | 2012-03-31
82 | Odugathur | Generator |  | 02405/undefined/1 |  |  |  |  | 2009-08-28 |  |  |  | OTHERS |  |  |  | 0 |  | 0 |  |  | 2012-03-31 | Working
83 | Vilapakkam | SCAN |  | 02401/undefined/1 |  | CHISON600M2009VERSION |  |  | 2010-03-11 |  | SURYA SURGICAL | SCAN ROOM | TNMSC |  | 2010-03-12 |  | 167500 |  | 11725 |  |  | 2012-03-31 | Working
84 | Thakkolam | ECG machine ordinary | CRD_ECGO | 02390/ECGO/2 | B2 | FCO108 | e100091500159596 |  | 2009-07-10 | dyansys | Sri venkadeswaraenterprises | opd | OTHERS |  | 2009-07-10 |  | 47727 |  | 3340.89 |  |  | 2012-04-24 | Working
85 | Thimiri | Scan mechine |  | 02400/undefined/1 |  |  |  |  | 2007-09-09 |  |  | Scan Room |  |  | 2007-09-17 |  | 0 |  | 0 |  |  | 2012-04-23 | Working
86 | Kaniyambadi | AUTO CLAVE |  | 02403/undefined/1 |  |  |  |  | 2008-08-13 |  | DDHS | OT | DDHS |  |  |  | 0 |  | 0 |  |  | 2012-03-08 | Working
87 | Kaniyambadi | AUTO CLAVE |  | 02403/undefined/1 |  |  |  |  | 2011-09-03 |  | DDHS | OT | DDHS |  |  |  | 0 |  | 0 |  |  | 2012-03-08 | Working
88 | Kaniyambadi | OPERATION TABLE |  | 02403/undefined/1 |  | TMI-1203A |  |  | 2012-02-16 | JUPITER MFRS WORKS | TNMSC | OT | TNMSC | 505 |  |  | 50610 |  | 3542.7 |  |  | 2012-03-08 | Working
89 | Kaniyambadi | WEIGHING MACHINE ADULT |  | 02403/undefined/1 |  | PRESTIGE |  |  | 2012-02-27 | HARDIC MEDITECH | ALAN MEDICAL andamp; LABORATORY PRODUCTS |  | TNMSC |  | 2012-02-27 |  | 627 |  | 43.89 |  |  | 2012-03-08 | Working
90 | Kaniyambadi | PULSE OXIMETER |  | 02403/undefined/1 |  | MD200A | 103111600265 |  | 2010-11-23 | BEIJING CHOICE ELEC TECHNOLOGY CO.LTD.~ | DDHS | OT | DDHS |  | 2010-11-24 |  | 0 |  | 0 |  |  | 2012-03-08 | Working
91 | Kaniyambadi | SECTION APPARTES |  | 02403/undefined/1 |  |  |  |  | 2009-04-27 |  | T-SUNAMI | LABOUR ROOM | DDHS |  | 2009-07-20 |  | 0 |  | 0 |  |  | 2012-03-08 | Working
92 | Kaniyambadi | FOETAL DOPPLER |  | 02403/undefined/1 |  | 9613 |  |  | 2007-03-29 | BPL | MEDIA INDIA CHENNAI | LABOUR ROOM | OTHERS |  | 2007-03-29 |  | 13000 |  | 910 |  |  | 2012-03-08 | Working
93 | Kaniyambadi | CALORI METER |  | 02403/undefined/1 |  |  |  |  | 1999-05-01 |  | DDHS | LAB | DDHS |  | 1999-05-01 |  | 0 |  | 0 |  |  | 2012-03-08 | Working
94 | Kaniyambadi | SOLAR WATER HEATER |  | 02403/undefined/1 |  |  |  |  | 2008-02-06 |  | ARUNODHAYA | ABOVE OFFICE ROOM | OTHERS |  | 2008-02-06 |  | 26590 |  |  |  |  | 2012-03-08
95 | Kaniyambadi | UV WATER PURIFIRE |  | 02403/undefined/1 |  |  |  |  | 2007-03-31 |  | GLOBEL | OPP PHARMACY | OTHERS |  | 2007-03-31 |  | 7280 |  |  |  |  | 2012-03-08
96 | Kaniyambadi | GENERATOR |  | 02403/undefined/1 |  | 18 - 75G |  |  | 2007-09-08 | HONDA POWER PRODUCTS | DDHS | OT | DDHS |  | 2007-09-08 |  | 44616 |  | 3123.12 |  |  | 2012-03-08 | Working
97 | Paranchi | Autoclave Mini | OTE_AUTM | 02387/AUTM/1 | B | mini |  |  | 2011-01-27 | marks india | marks electronics | PHC STAFF NURSE ROOM | OTHERS |  | 2011-01-27 | 2012-01-27 | 24675 |  | 1727.25 |  |  | 2012-04-29 | Working
98 | Paranchi | CAMERA |  | 02387/undefined/1 |  |  |  |  | 2009-01-28 | SAMSUNG | MUMMY PHOTO HOUSE | COMPUTER ROOM | OTHERS |  |  |  | 0 |  |  |  |  | 2012-04-29
99 | Pudupadi | Operating table non-hydraulic field type | OTE_TANH | 02395/TANH/1 | B |  |  |  | 2003-03-12 |  |  | OPERATION THERETRE | OTHERS |  |  |  | 0 |  | 0 |  |  | 2012-04-30 | Working
100 | Pudupadi | Suction Apparatus - Foot operated | OTE_SAFO | 02395/SAFO/1 | C | [5 empty] | DDHS | LABOUR WARD | DDHS |  |  |  | 0 |  | 0 |  |  | 2012-04-30 | Working
101 | Pudupadi | Autoclave Mini | OTE_AUTM | 02395/AUTM/1 | B |  |  |  | 2000-11-01 | B.D INSTRUMENTS (INDIA) |  | INJECTION OP | DDHS |  |  |  | 0 |  | 0 |  |  | 2012-04-30 | Working
102 | Pudupadi | Operating table non-hydraulic field type | OTE_TANH | 02395/TANH/2 | B | [6 empty] | OPERATION THERATRE | DDHS |  |  |  | 0 |  | 0 |  |  | 2012-04-30 | Working
103 | Pudupadi | ECG machine ordinary | CRD_ECGO | 02395/ECGO/2 | B2 | RS2-10 | 030248-031 |  | 2003-02-10 | MEDICAL EQUIPMENT | MEDICAL EQUIPMENTS | POST OP WARD 1 | TNMSC |  | 2003-03-15 | 2004-03-02 | 0 |  | 0 |  |  | 2012-04-30 | Working
104 | Pudupadi | Pulse Oximeter | CRD_SPO2 | 02395/SPO2/2 | B2 | M-900 | EA07C00383 |  | 2009-02-25 | MEDI AID | MADRAS SURGICALS andamp;CHEMICALS | OPERATION THERTRE | DPH | HCP/BCS/FYO9/VEL/125 | 2009-04-01 | 2011-03-31 | 0 |  | 0 |  |  | 2012-04-30 | Working
105 | Paranchi | ULTRA SOUND SCAN MACHINE |  | 02387/undefined/1 |  | 600M |  |  | 2010-03-08 | CHISON CHINA | SURIYA SURGICALS CHENNAI | SCAN ROOM | TNMSC |  | 2010-03-10 | 2011-03-01 | 0 |  | 0 |  |  | 2012-04-29 | Working
106 | Paranchi | HALOGEN SPOT LIGHT |  | 02387/undefined/1 | [12 empty] | 0 |  | 0 |  |  | 2012-04-29 | Working
107 | Paranchi | SUCTION APPARATUS |  | 02387/undefined/1 |  |  |  |  | 2010-01-13 |  |  |  | DDHS |  |  |  | 0 |  | 0 |  |  | 2012-04-29 | Working
108 | Paranchi | COMPUTER |  | 02387/undefined/1 |  |  |  |  | 2009-07-12 |  |  | MEDICAL OFFICER ROOM | DPH |  | 2009-11-03 |  | 0 |  |  |  |  | 2012-04-29
109 | Pudupadi | Pulse Oximeter with NIB.P | CRD_POBP | 02395/POBP/1 | B2 | MD-200A |  |  | 2010-11-23 |  | BEIJING CHOICE ELETRIC TECHNOLOGY | OPERATION THERATRE | DDHS |  |  |  | 0 |  | 0 |  |  | 2012-04-30 | Working
110 | Pudupadi | Semi auto analyser | LAB_SEAA | 02395/SEAA/2 | B2 | PRITEST TOUCH | AT1120207MRK |  | 2007-03-13 | ROBONIK BIO CHEMIST ANALYSER | PRITEST TOUCH | LABORATERY |  |  |  |  | 0 |  | 0 |  |  | 2012-04-30 | Working
111 | Pudupadi | Vehicle mount fogging machine | OTH_VMFM | 02395/VMFM/1 | B |  |  |  | 2009-03-28 | JUPITER MANUFACTURING WORKS | TNMSC | HEALTH INSPECTER ROOM | TNMSC | 8419/TNMSC/ENGG/2009-1 | 2009-05-01 | 2011-03-27 | 14570 |  |  |  |  | 2012-05-01
112 | Pudupadi | Electri centrifuger | LAB_CENT | 02395/CENT/2 | C | BDI152 |  |  | 2012-05-01 | SOLOKRAFTS INDUSTRIES | TNMSC | LABORATORY | TNMSC | TNHSP/TNMSC/AG29E/2011 | 2012-05-01 | 2015-05-01 | 5090 |  | 356.3 |  |  | 2012-05-01 | Working
113 | Paranchi | COMPUTER |  | 02387/undefined/1 | [6 empty] | DELL | [5 empty] | 0 |  |  |  |  | 2012-04-29
114 | Paranchi | TABLET TRAY |  | 02387/undefined/1 | [7 empty] | PHARMACY | OTHERS |  | 2012-04-29 |  | 4760 |  |  |  |  | 2012-04-29
115 | Pudupadi | Electri centrifuger | LAB_CENT | 02395/CENT/1 | C | BD-153 | 76361 |  |  | B.D INSTRUMENTS(INDIA) |  | LABORATARY |  |  |  |  | 0 |  | 0 |  |  | 2012-04-30 | Working
116 | Pudupadi | Mono cular Microscope | LAB_MOMS | 02395/MOMS/2 | C | 09-600 | [5 empty] | LABORATARY | UNICEF |  |  |  | 0 |  | 0 |  |  | 2012-04-30 | Working
117 | Pudupadi | Auto Clave HP Horizontal-CYLINDRICAL | OTE_ACHC | 02395/ACHC/1 | C | [11 empty] | 0 |  | 0 |  |  | 2012-04-30 | Working
118 | Paranchi | FRIDGE |  | 02387/undefined/1 |  |  |  |  | 2008-09-20 | SAMSUNG |  |  | OTHERS |  |  | 2009-09-20 | 10490 |  |  |  |  | 2012-04-29
119 | Paranchi | INFANT RADIANT WARMER |  | 02387/undefined/1 | [5 empty] | NEOTECK | [6 empty] | 0 |  | 0 |  |  | 2012-04-29 | Working
120 | Pudupadi | Boyles apparatus with Circle Abosrber | ANA_BACA | 02395/BACA/1 | B2 | [6 empty] | OPERATION THERATRE | DDHS |  |  |  | 0 |  | 0 |  |  | 2012-04-30 | Working
121 | Paranchi | OOXYGEN CYLINDER |  | 02387/undefined/1 |  |  |  |  | 2008-09-23 |  |  | LABOUR WARD PHC | OTHERS |  | 2009-09-23 |  | 8840 |  | 618.8 |  |  | 2012-04-29 | Working
122 | Paranchi | OXYGEN CONCENTRATOR |  | 02387/undefined/1 |  |  |  |  | 2011-05-24 | YUYUE | [6 empty] | 0 |  | 0 |  |  | 2012-04-29 | Working
123 | Paranchi | Semi auto analyser | LAB_SEAA | 02387/SEAA/1 | B2 |  |  |  | 2011-06-21 | RPBONIK INDIA LTD |  | LAB | OTHERS |  | 2011-06-21 |  | 0 |  | 0 |  |  | 2012-04-29 | Working
124 | Pudupadi | RO Plant | OTH_RO | 02395/RO/1 | B2 |  |  |  | 2007-05-01 | GLOBAL | GLOBAL WATER SYSTEM | OP HALL | OTHERS |  | 2007-04-01 | 2008-03-30 | 7000 |  | 490 |  |  | 2012-04-29 | Working
125 | Pudupadi | Operation Table Hydraulic Major | OTE_TAMA | 02395/TAMA/1 | B2 | TMI-1203A |  |  | 2012-02-17 | JUPITER MANUFACTURE WORKS | TNMSC | OPERATION THEATRE | DPH | 505/TNMSC/ENGG/2011 DT 17/11/2011 | 2012-02-10 | 2013-02-16 | 48200 |  | 3374 |  |  | 2012-04-29 | Working
126 | Kaniyambadi | PHOTO THEROPY UNIT |  | 02403/undefined/1 |  | - |  |  | 2008-08-13 | ROYAL TRADE MARKS P LTD | DDHS |  | DDHS |  |  |  | 0 |  | 0 |  |  | 2012-03-08 | Working
127 | Kaniyambadi | ILR |  | 02403/undefined/1 |  | 50W2120W |  |  | 1999-05-01 | VEST FROST DENMARK | DDHS | PHARMACY | DDHS |  | 1999-05-01 |  | 0 |  |  |  |  | 2012-03-08
128 | Kaniyambadi | SEMI AUTO ANALYSER |  | 02403/undefined/1 |  | PRITEST TOUCH AT |  |  | 2007-03-23 |  | DDHS | LAB ROOM | DDHS |  |  |  | 0 |  | 0 |  |  | 2012-03-08 | Working
129 | Kaniyambadi | AUTO MATIC ECG MACHINE |  | 02403/undefined/1 |  | MICRORCP2 |  |  | 2010-06-22 | CAREEWELL MEDIA SYSTEMS CH 56 | DDHS | ECG ROOM | DDHS |  |  |  | 0 |  | 0 |  |  | 2012-03-08 | Working
130 | Kaniyambadi | CENTRIFOGE |  | 02403/undefined/1 |  | BD-153 |  |  | 2001-08-10 |  | DDHS | LAB ROOM |  |  |  |  | 0 |  | 0 |  |  | 2012-03-08 | Working
131 | Kaniyambadi | MICROSCOPE MONOCULAR |  | 02403/undefined/1 |  | JIS-B-7132 |  |  |  |  | DDTB | LAB ROOM | DDHS |  |  |  | 0 |  | 0 |  |  | 2012-03-08 | Working
132 | Kaniyambadi | SOLLION APPARATUS |  | 02403/undefined/1 |  | - |  |  | 2012-04-27 | - | DDHS | LABOUR ROOM | DDHS |  |  |  | 0 |  | 0 |  |  | 2012-03-08 | Working
133 | Kaniyambadi | BOYLES APPARATUS |  | 02403/undefined/1 |  | - |  |  | 2002-03-13 | - | DDHS | OT ROOM | DDHS |  |  |  | 0 |  | 0 |  |  | 2012-03-08 | Working
134 | Kaniyambadi | BINOCULAR MICROSCOPE |  | 02403/undefined/1 |  | JP-MIA |  |  | 1999-05-01 |  | DDHS |  | DDHS |  |  |  | 0 |  | 0 |  |  | 2012-03-08 | Working
135 | Kaniyambadi | MARMER ( BABY) |  | 02403/undefined/1 |  | MICE 200 |  |  | 2009-08-13 |  | DDHS | LABOUR ROOM | DDHS |  |  |  | 0 |  | 0 |  |  | 2012-03-08 | Working
136 | Kaniyambadi | OXYEGEN CONCENTRATOR |  | 02403/undefined/1 |  | MODLE TF-5 |  |  | 2011-05-13 | VIN BIOTECH SYS LTD | DDHS | LABOUR ROOM |  |  |  |  | 0 |  | 0 |  |  | 2012-03-08 | Working
137 | Kaniyambadi | DEEP FREEZER |  | 02403/undefined/1 |  | HBD 286 |  |  | 1999-05-01 |  | DDHS | PHARMACY |  |  |  |  | 0 |  | 0 |  |  | 2012-03-08 | Working
138 | Kaniyambadi | STABLIEZER |  | 02403/undefined/1 |  |  |  |  | 2011-07-07 |  | DDHS | PHARMACY | DDHS |  |  |  | 0 |  |  |  |  | 2012-03-08
139 | Kaniyambadi | ULTRA SCAN MACHINE |  | 02403/undefined/1 |  | 2302111 |  |  | 2007-09-07 | WIPROGE | DDHS | SCAN ROOM | DDHS |  |  |  | 0 |  | 0 |  |  | 2012-03-08 | Working
140 | Kaniyambadi | VECHILE MOUNT FOGGING MACHINE |  | 02403/undefined/1 |  | MODLE-10 RPF - 10SP |  |  | 2008-05-12 | ROYAL TRDE MARK P LTD | DDHS | H.I. ROOM |  |  |  |  | 0 |  |  |  |  | 2012-03-08
141 | Kaniyambadi | MOBILE ELAMINATION LIGHT |  | 02403/undefined/1 |  | COOLER PG 14 |  |  | 2011-03-25 | MULTI MIX HOSPITAL TECH P LTD | DDHS | LABOUR ROOM | DDHS |  |  |  | 0 |  | 0 |  |  | 2012-03-08 | Working
142 | Kaniyambadi | WASHING MACHINE |  | 02403/undefined/1 |  | RVWE - 10 |  |  | 2011-05-14 | RAMSONS GRAME FINISHING EQUP | TNMSC | - | TNMSC |  |  |  | 0 |  | 0 |  |  | 2012-03-08 | Working
143 | Banavaram | Washing Machine | OTH_WASH | 02386/WASH/1 | B2 |  |  |  | 2009-10-03 | SOLOKAFTS INDUSTRIES | TN GOVT.SUPPLY | PHC BANAVARAM | RFHW | 01/NRHM/HSP/TNMSC/2009-WM~25.08.09 | 2010-10-05 |  | 10810800 |  | 756756 |  |  | 2012-05-08 | Working
144 | Banavaram | Dental Chair(Electric/Hydraulic/Manual) | DEN_DECH | 02386/DECH/2 | B2 |  |  |  | 2010-03-30 | CONFIDENT DENTAL EQUIPMENTS | TNMSC |  | TNMSC |  |  |  | 185500 |  | 12985 |  |  | 2012-05-25 | Working
145 | Banavaram | Operation Table Ordinary Paediatric | OTE_TAPE | 02386/TAPE/1 | B2 | TMI1203A |  |  | 2012-02-17 | JUPITER MANUFACTURING WORKS | TNMSC | 30BEDS | TNMSC |  | 2012-02-20 |  | 48200 |  | 3374 |  |  | 2012-05-24 | Working
146 | Kaveripakkam | ECG machine ordinary | CRD_ECGO | 02384/ECGO/2 | B2 | ECSCOPE 100 | E10009150015555C |  | 2009-06-26 | DYANSYS | SRI VENKATESHWARA ENTERPRISES | OPD | SRHM/RCH |  | 2009-06-26 | 2010-06-24 | 45727 |  | 3200.89 |  |  | 2012-05-24 | Working
147 | Kaveripakkam | Pulse Oximeter | CRD_SPO2 | 02384/SPO2/2 | B2 | CE0123 | 103111600343 |  | 2010-11-23 | BEIJING CHIICE ELECTRONICandamp; CO | D.D OFFICE | LABOR WARD |  |  | 2010-11-23 |  | 0 |  | 0 |  |  | 2012-05-24 | Working
148 | Poigai | Electri centrifuger | LAB_CENT | 02408/CENT/1 | C | [11 empty] | 0 |  | 0 |  |  | 2012-05-31 | Working
149 | Nowlack | ECG machine ordinary | CRD_ECGO | 03523/ECGO/1 | B2 | [5 empty] | carewel |  | OTHERS |  |  |  | 0 |  | 0 |  |  | 2012-04-01 | Working
150 | Poigai | ECG machine ordinary | CRD_ECGO | 02408/undefined/1 | B2 | ECO108 |  |  | 2009-07-09 | DYANSYS | SRI VENKESWARA ENTERPRISES | ECG ROOM | OTHERS |  | 2009-07-09 | 2010-06-08 | 0 |  | 0 |  |  | 2012-07-20 | Working
151 | Poigai | Semi auto analyser | LAB_SEAA | 02408/SEAA/2 | B2 | PRIETESTTOOCH |  |  | 2009-08-10 | ROBONIK | TNMSC EGMORE CHEMNNAI-8 | LAB ROOM | TNMSC |  | 2009-08-10 |  | 0 |  | 0 |  |  | 2012-07-20 | Working
152 | Poigai | Pulse Oximeter with NIB.P | CRD_POBP | 02408/POBP/1 | B2 | MAKEMBZOOA |  |  |  |  | DDHS VEL | [5 empty] | 0 |  | 0 |  |  | 2012-07-20 | Working
153 | Poigai | Shadowless lamp ceiling type major | OTE_CLMA | 02408/CLMA/1 | B | MAGNASCOPEMAKE |  |  | 2012-05-09 | SOLOKRAFTS INDUSTRIES | TNMSC EGMORE CHENNAI 08 | LABOUR ROOM | SRHM/RCH |  |  | 2015-04-09 | 6988 |  | 489.16 |  |  | 2012-07-20 | Working
154 | Kaveripakkam | Pulse Oximeter with NIB.P | CRD_POBP | 02384/POBP/1 | B2 | CE0123 |  |  | 2010-11-23 | BEDDING CHOICE ELECTROCNICS |  | LABOUR ROOM | DDHS |  | 2010-11-23 |  | 0 |  | 0 |  |  | 2012-07-20 | Working
155 | Kaniyambadi | Pulse Oximeter | CRD_SPO2 | 02403/SPO2/3 | B2 | MD200A |  |  | 2010-11-23 | BEIJING CHOICE ELEC TECHNOLOGY COL LTD | DDHS | LABOUR ROOM | DDHS |  | 2010-11-23 |  | 0 |  | 0 |  |  | 2012-07-20 | Working
156 | Kaniyambadi | Binocular Mircroscope | LAB_BIMS | 02403/BIMS/1 | B2 | JP.MIA |  |  | 1999-05-01 |  | DDHS | LAB ROOM | OTHERS |  | 1999-05-01 |  | 0 |  | 0 |  |  | 2012-07-20 | Working
157 | Kaveripakkam | Semi auto analyser | LAB_SEAA | 02384/SEAA/2 | B2 | PRIE TEST TOUCH |  |  | 2011-07-21 | ROBINEX PVT LTD | ROBINEX PVT LTD | LAB | TNMSC |  | 2011-09-05 |  | 42738 |  | 2991.66 |  |  | 2012-07-20 | Working
158 | Kaveripakkam | Suction Apparatus - Foot operated | OTE_SAFO | 02384/SAFO/1 | C |  |  |  | 2010-02-26 |  | DDHS VELLORE | LABOUR ROOM |  |  |  |  | 0 |  | 0 |  |  | 2012-07-20 | Working
159 | Kaniyambadi | Auto Clave HP Vertical (2 bin) | OTE_ACV2 | 02403/ACV2/1 | C |  |  |  | 2008-08-13 |  | DDHS | O.T | DDHS |  | 2008-08-13 |  | 0 |  | 0 |  |  | 2012-07-20 | Working
160 | Kaniyambadi | Shadowless lamp ceiling type major | OTE_CLMA | 02403/CLMA/1 | B | COOLER PG14 |  |  | 2011-03-25 | MULTI MIX HOSPITAL TECH PVT .LTD | DDHS | O.T | DDHS |  | 2011-03-25 |  | 0 |  | 0 |  |  | 2012-07-20 | Working
161 | Kaniyambadi | Suction Apparatus - Foot operated | OTE_SAFO | 02403/SAFO/2 | C |  |  |  | 2009-04-27 |  | DDHS | LABOUR ROOM | DDHS |  | 2009-04-27 |  | 0 |  | 0 |  |  | 2012-07-20 | Working
162 | Kaniyambadi | Operating table non-hydraulic field type | OTE_TANH | 02403/TANH/1 | B | [5 empty] | DDHS | O.T | DDHS |  |  |  | 0 |  | 0 |  |  | 2012-07-20 | Working
163 | Kaniyambadi | Washing Machine | OTH_WASH | 02403/WASH/1 | B2 | RVWE.10 |  |  | 2011-05-14 | RAMSONS GRAME FINISHING EQUP | TNMSC | IMMUNISATIN ROOM | TNMSC |  | 2011-05-14 |  | 0 |  | 0 |  |  | 2012-07-20 | Working
164 | Ladavaram | Pulse Oximeter with NIB.P | CRD_POBP | 02397/POBP/1 | B2 | MD200A |  |  | 2011-10-23 |  | TNMSC | NEWBORN CORNER | TNMSC |  | 2010-10-23 | 2011-10-23 | 0 |  | 0 |  |  | 2012-07-21 | Working
165 | Ladavaram | ECG machine ordinary | CRD_ECGO | 02397/ECGO/2 | B2 |  |  |  | 2010-06-17 | CARE WELL |  | ANC CLINIC | DDHS |  | 2010-06-17 | 2011-06-17 | 25000 |  | 1750 |  |  | 2012-07-21 | Working
166 | Melvisharam | Electri centrifuger | LAB_CENT | 02396/CENT/1 | C | bdi .152 |  |  | 2012-05-02 | bd ind |  | lab room | TNMSC |  | 2012-05-02 |  | 0 |  | 0 |  |  | 2012-07-21 | Working
167 | Minnal | Suction Apparatus - Foot operated | OTE_SAFO | 02388/SAFO/1 | C | [5 empty] | MADE OF INDIA | LABOUR ROOM | DDHS |  |  |  | 0 |  | 0 |  |  | 2012-07-21 | Working
168 | Attupakkam | Ultra Sonogram -POTABLE | IME_IUSP | 02391/IUSP/2 | B | CHISON600M |  |  | 2010-03-01 |  |  | MO~II ROOM | TNMSC |  | 2010-04-01 | 2016-01-12 | 0 |  | 0 |  |  | 2012-07-21 | Working
169 | Banavaram | Pulse Oximeter | CRD_SPO2 | 02386/SPO2/2 | B2 | [6 empty] | 30BED |  |  |  |  | 0 |  | 0 |  |  | 2012-07-21 | Working
170 | Banavaram | Suction Apparatus - Foot operated | OTE_SAFO | 02386/SAFO/2 | C |  |  |  | 2009-08-10 |  | DDHS | 30BED |  |  |  |  | 0 |  | 0 |  |  | 2012-07-21 | Working
171 | Banavaram | Auto Clave HP Vertical (2 bin) | OTE_ACV2 | 02386/ACV2/1 | C |  |  |  | 2009-05-20 |  | DDHS | 30BED |  |  |  |  | 0 |  | 0 |  |  | 2012-07-21 | Working
172 | Banavaram | Mono cular Microscope | LAB_MOMS | 02386/MOMS/2 | C |  |  |  |  | GEN .LAB | [6 empty] | 0 |  | 0 |  |  | 2012-07-21 | Working
173 | Banavaram | Pulse Oximeter | CRD_SPO2 | 02386/SPO2/3 | B2 | [6 empty] | 30BED |  |  |  |  | 0 |  | 0 |  |  | 2012-07-21 | Working
174 | Kaniyambadi | ECG machine ordinary | CRD_ECGO | 02403/ECGO/2 | B2 | MICRORP2 |  |  | 2010-06-22 | CARE WEEL MEDIA SYSTEMS CHENNAI 56 | NRHM DDHS | ECG ROOM | DDHS |  | 2010-06-22 |  | 26000 |  | 1820 |  |  | 2012-07-20 | Working
175 | Kaniyambadi | Mono cular Microscope | LAB_MOMS | 02403/MOMS/2 | C | JIS.B.7132 |  |  |  |  | DDTB | LABROOM | OTHERS |  |  |  | 0 |  | 0 |  |  | 2012-07-20 | Working
176 | Kaniyambadi | Ultra Sonogram -POTABLE | IME_IUSP | 02403/IUSP/2 | B | 2302111 |  |  | 2007-07-09 | WIPROGE | DDHS | SCAN ROOM | DDHS |  | 2007-07-09 |  | 194133 |  | 13589.31 |  |  | 2012-07-20 | Working
177 | Kaveripakkam | Electri centrifuger | LAB_CENT | 02384/CENT/2 | C | DD1152 |  |  | 2012-04-30 | SOLOKROFES INDUST | SOLOKROFES INDUST | LAB | TNMSC |  | 2012-04-30 | 2014-11-14 | 5345 |  | 374.15 |  |  | 2012-07-20 | Working
178 | Kaniyambadi | Auto Clave HP Vertical (2 bin) | OTE_ACV2 | 02403/ACV2/2 | C |  |  |  | 2011-09-03 |  | DDHS | O.T | DDHS |  | 2011-09-03 |  | 0 |  | 0 |  |  | 2012-07-20 | Working
179 | Kaniyambadi | Shadowless lamp ceiling type major | OTE_CLMA | 02403/CLMA/3 | B |  |  |  | 2012-03-14 | MAGNASCOPE SOLEKRAFTS INDUSTERS CHENNAI.18 | TNSC | LABOUR ROOM | TNMSC |  | 2012-05-07 |  | 7337 |  | 513.59 |  |  | 2012-07-20 | Working
180 | Kaniyambadi | RO Plant | OTH_RO | 02403/RO/1 | B2 |  |  |  | 2007-03-31 | GLOBAL CHENNAI.18 | NRHM DDHS | OP | OTHERS |  | 2007-03-31 |  | 0 |  | 0 |  |  | 2012-07-20 | Working
181 | Melvisharam | ECG machine ordinary | CRD_ECGO | 02396/ECGO/3 | B2 | EC100 |  |  | 2009-07-09 | DYANSYS | SIR VENKATESWARA ENTERPRISES | O.P.ROOM | TNHSP |  | 2009-07-10 |  | 0 |  | 0 |  |  | 2012-07-21 | Working
182 | Melvisharam | Ultra Sonogram -POTABLE | IME_IUSP | 02396/IUSP/3 | B | SELEDRA LX 815415 |  |  | 2009-06-10 | LARSONS TOUBILLLO |  | M.O.(E)PA | DDHS |  | 2009-06-10 |  | 0 |  | 0 |  |  | 2012-07-21 | Working
183 | Melvisharam | Mono cular Microscope | LAB_MOMS | 02396/MOMS/2 | C |  |  |  | 2002-03-13 |  |  | LAB ROOM |  |  |  |  | 0 |  | 0 |  |  | 2012-07-21 | Working
184 | Melvisharam | Suction Apparatus - Foot operated | OTE_SAFO | 02396/SAFO/1 | C | [6 empty] | delivery room | DPH |  |  |  | 0 |  | 0 |  |  | 2012-07-21 | Working
185 | Melvisharam | RO Plant | OTH_RO | 02396/RO/2 | B2 | ced048 |  |  | 2007-05-08 | globl water suply |  | op room | DDHS |  | 2007-05-08 |  | 0 |  | 0 |  |  | 2012-07-21 | Working
186 | Banavaram | Washing Machine | OTH_WASH | 02386/WASH/2 | B2 | SOLOKRAFTSINDUSTRIES |  |  | 2010-02-18 | SOLOKRAFTSLODUSTIES | TNMSC | WASHING ROOM |  |  | 2010-02-18 |  | 0 |  | 0 |  |  | 2012-07-21 | Working
187 | Banavaram | Dental Chair(Electric/Hydraulic/Manual) | DEN_DECH | 02386/DECH/3 | B2 | EXCEL.9 |  |  | 2010-03-01 | CONFIDENTDENTAL EQUIP LTD | TNMSC | DENTAL UNIT | TNMSC |  | 2010-04-19 |  | 0 |  | 0 |  |  | 2012-07-21 | Working
188 | Banavaram | Blood Bank Refrigerator | LAB_BLDR | 02386/BLDR/2 | B2 |  |  |  | 2007-08-21 | ROMI |  | 30.BED |  |  | 2007-10-10 |  | 0 |  | 0 |  |  | 2012-07-21 | Working
189 | Banavaram | Auto Clave HP Vertical (2 bin) | OTE_ACV2 | 02386/ACV2/2 | C | [5 empty] | DDHS | 30BED |  |  |  |  | 0 |  | 0 |  |  | 2012-07-21 | Working
190 | Banavaram | Shadowless lamp ceiling type major | OTE_CLMA | 02386/CLMA/1 | B | [5 empty] | DDHS | 30BED |  |  |  |  | 0 |  | 0 |  |  | 2012-07-21 | Working
191 | Melkalathur | Auto Clave HP Vertical (2 bin) | OTE_ACV2 | 02392/ACV2/1 | C |  |  |  | 2011-07-07 | MEQITECH | MARR SELEECTRONIC | WATING HALL | OTHERS |  |  | 2012-07-26 | 23500 |  | 1645 |  |  | 2012-07-21 | Working
192 | Melkalathur | Semi auto analyser | LAB_SEAA | 02392/SEAA/2 | B2 | PRIETEST TOUCH |  |  | 2011-07-20 | ROBONICK PVT LTP | ROBONICK PUT LTQ | LAB ROOM | TNMSC |  | 2011-07-21 | 2014-07-20 | 37987 |  | 2659.09 |  |  | 2012-07-21 | Working
193 | Banavaram | Binocular Mircroscope | LAB_BIMS | 02386/BIMS/2 | B2 |  |  |  |  | GEN LAB | DALAL | [5 empty] | 0 |  | 0 |  |  | 2012-07-21 | Working
194 | Banavaram | Electri centrifuger | LAB_CENT | 02386/CENT/3 | C | BDI.152 |  |  |  | SOLOKRAFIS | TANSC | 30BED |  |  |  | 2012-07-03 | 0 |  | 0 |  |  | 2012-07-21 | Working
195 | Melkalathur | Ultra Sonogram -POTABLE | IME_IUSP | 02392/IUSP/2 | B |  |  |  | 2010-03-10 | CHISON | SUTIYA SURIGICAL CHENNAI | SCAN ROOM | TNMSC |  | 2010-03-10 | 2013-03-01 | 167500 |  | 11725 |  |  | 2012-07-21 | Working
196 | Poigai | Ultra Sonogram -POTABLE | IME_IUSP | 02408/IUSP/2 | B | PORTABLE |  |  | 2009-07-09 | MEASTRES MEDICLINE SYSTEMS LTD | TNMSC EGMORE CHENNAI-08 | SCAN ROOM | TNMSC |  | 2009-07-09 | 2012-06-08 | 173600 |  | 12152 |  |  | 2012-07-20 | Working
197 | Poigai | Pulse Oximeter | CRD_SPO2 | 02408/SPO2/2 | B2 | MAKEMBZOOA |  |  |  |  | DDHS VLR | [5 empty] | 0 |  | 0 |  |  | 2012-07-20 | Working
198 | Kaniyambadi | Pulse Oximeter | CRD_SPO2 | 02403/SPO2/2 | B2 | [5 empty] | DDHS | O.T | DDHS |  |  |  | 0 |  | 0 |  |  | 2012-07-20 | Working
199 | Kaniyambadi | Semi auto analyser | LAB_SEAA | 02403/SEAA/2 | B2 | PRITEST TOUCH AT |  |  | 2007-03-23 |  | DDHS | LAB ROOM | DDHS |  | 2007-03-23 |  | 0 |  | 0 |  |  | 2012-07-20 | Working
200 | Kaveripakkam | Ultra Sonogram -POTABLE | IME_IUSP | 02384/IUSP/3 | B | UT SCAN |  |  | 2009-05-19 | MAESTROS NAVI MUMBAI | MAESTROS | SCAN ROOM | TNMSC |  | 2009-07-16 | 2010-07-09 | 173600 |  | 12152 |  |  | 2012-07-20 | Working
201 | Kaniyambadi | Binocular Mircroscope | LAB_BIMS | 02403/BIMS/2 | B2 | BD.152 |  |  | 2012-01-14 | SOLOKRAFTS INDUSTERS CHENNAI.18 | TNMSC | LAB ROOM | DDHS |  | 2012-01-14 |  | 0 |  | 0 |  |  | 2012-07-20 | Working
202 | Kaveripakkam | Auto Clave HP Vertical (2 bin) | OTE_ACV2 | 02384/ACV2/2 | C | BTEACV-2 |  |  | 2011-07-27 | MAEKS ELCECTRANIC | MAEKS ELCECTRANIC | LABOUR ROOM | SRHM/RCH |  | 2011-07-28 |  | 24675 |  | 1727.25 |  |  | 2012-07-20 | Working
203 | Kaniyambadi | Electri centrifuger | LAB_CENT | 02403/CENT/2 | C | BD.125 |  |  | 2012-01-14 | SOLOKRAFTS INDUSTERS CHENNAI 18 | TNMSC | LAB ROOM | DDHS |  | 2012-01-14 |  | 5345 |  | 374.15 |  |  | 2012-07-20 | Working
204 | Kaniyambadi | Shadowless lamp ceiling type major | OTE_CLMA | 02403/CLMA/2 | B |  |  |  | 2007-05-07 | INDIAN HEALTH CARE CHENNAI 23 | NRHM DDHS | LABOUR ROOM | OTHERS |  | 2007-05-07 |  | 0 |  | 0 |  |  | 2012-07-20 | Working
205 | Kaniyambadi | Shadowless lamp ceiling type major | OTE_CLMA | 02403/CLMA/4 | B | TMI.1203A |  |  | 2012-02-16 | JUPITER MFRS WORKS | TNMSC | O.T | TNMSC |  | 2012-02-16 |  | 0 |  | 0 |  |  | 2012-07-20 | Working
206 | Ladavaram | Auto Clave HP Vertical (2 bin) | OTE_ACV2 | 02397/ACV2/1 | C |  |  |  | 2011-07-30 |  |  | PN WARD | DDHS |  | 2011-07-30 |  | 0 |  | 0 |  |  | 2012-07-21 | Working
207 | Melvisharam | Semi auto analyser | LAB_SEAA | 02396/SEAA/2 | B2 | PRIETEST TOUCH |  |  | 2002-03-13 |  | ATMIOBARG | LAB ROOM | DDHS |  |  |  | 0 |  | 0 |  |  | 2012-07-21 | Working
208 | Ladavaram | Suction Apparatus - Foot operated | OTE_SAFO | 02397/SAFO/1 | C |  |  |  | 2009-06-12 |  | DDHS | NEWBORN CORNER | DDHS |  | 2009-06-12 | 2009-06-12 | 0 |  | 0 |  |  | 2012-07-21 | Working
209 | Ladavaram | RO Plant | OTH_RO | 02397/RO/1 | B2 |  |  |  | 2007-05-04 |  |  | OP GENERAL |  |  | 2007-05-05 | 2008-05-04 | 0 |  | 0 |  |  | 2012-07-21 | Working
210 | Attupakkam | ECG machine ordinary | CRD_ECGO | 02391/ECGO/2 | B2 |  |  |  | 2007-07-26 |  |  | GENTRAL WARD |  |  |  | 2009-07-25 | 0 |  | 0 |  |  | 2012-07-21 | Working
211 | Attupakkam | Auto Clave HP Vertical (2 bin) | OTE_ACV2 | 02391/ACV2/1 | C | PRITEST TOUCH |  |  |  | ROBONIK |  | LAB | TNMSC |  | 2010-03-06 |  | 0 |  | 0 |  |  | 2012-07-21 | Working
212 | Attupakkam | Auto Clave HP Vertical (2 bin) | OTE_ACV2 | 02391/ACV2/2 | C | [11 empty] | 0 |  | 0 |  |  | 2012-07-21 | Working
213 | Attupakkam | Mono cular Microscope | LAB_MOMS | 02391/MOMS/2 | C |  |  |  | 2007-03-06 |  |  | LAB | DDHS |  | 2007-03-07 |  | 0 |  | 0 |  |  | 2012-07-21 | Working
214 | Attupakkam | Pulse Oximeter with NIB.P | CRD_POBP | 02391/POBP/1 | B2 | MD200A |  |  | 2011-03-02 |  |  | LAB | DDHS |  | 2011-03-03 |  | 0 |  | 0 |  |  | 2012-07-21 | Working
215 | Attupakkam | Shadowless lamp ceiling type major | OTE_CLMA | 02391/CLMA/1 | B | MAG NAS COPE |  |  | 2012-04-21 |  |  | labour room | TNMSC |  |  | 2013-04-21 | 0 |  | 0 |  |  | 2012-07-21 | Working
216 | Banavaram | Suction Apparatus - Foot operated | OTE_SAFO | 02386/SAFO/3 | C | [5 empty] | DDHS | 30BED |  |  |  |  | 0 |  | 0 |  |  | 2012-07-21 | Working
217 | Banavaram | Semi auto analyser | LAB_SEAA | 02386/SEAA/2 | B2 | [6 empty] | GENARAL LAB |  |  |  |  | 0 |  | 0 |  |  | 2012-07-21 | Working
218 | Melkalathur | Electri centrifuger | LAB_CENT | 02392/CENT/1 | C | BD2152 |  |  | 2012-04-29 | SOLARKAESSMISSON | SOLAR | LAB ROOM | TNMSC |  | 2012-04-29 | 2015-04-29 | 5090 |  | 356.3 |  |  | 2012-07-21 | Working
219 | Alamelumangapuram | ECG machine ordinary | CRD_ECGO | 03524/ECGO/1 | B2 | MICRO RCP |  |  | 2010-06-17 | MARKS | CARE WELL MEDICAL SYSTEM CHENNAI | MALE M.O ROOM | DDHS |  |  |  | 25000 |  | 1750 |  |  | 2012-07-21 | Working
220 | Poigai | Electri centrifuger | LAB_CENT | 02408/CENT/2 | C | BDI152 |  |  | 2012-05-09 | SOLOKRAFTS INDUSTRES | TNMSC EGMORE CHENNAI 08 | LAB ROOM | TNMSC |  | 2012-05-09 | 2015-04-08 | 5090 |  | 356.3 |  |  | 2012-07-20 | Working
221 | Kaveripakkam | ECG machine ordinary | CRD_ECGO | 02384/ECGO/4 | B2 | ECS COPE 100 |  |  | 2009-06-26 | DYANSYS | SRIVENKATESWARA ENTERPRISES | OPD | SRHM/RCH |  | 2009-06-26 | 2012-06-24 | 45727 |  | 3200.89 |  |  | 2012-07-20 | Working
222 | Kaniyambadi | Electri centrifuger | LAB_CENT | 02403/CENT/1 | C | BD153 |  |  | 2001-08-10 |  | DDHS PLAGUE | LAB ROOM | DDHS |  | 2001-08-10 |  | 0 |  | 0 |  |  | 2012-07-20 | Working
223 | Kaniyambadi | Suction Apparatus - Foot operated | OTE_SAFO | 02403/SAFO/1 | C |  |  |  | 1999-05-01 |  | DDHS | OT | DDHS |  | 2008-08-13 |  | 0 |  | 0 |  |  | 2012-07-20 | Working
224 | Kaniyambadi | Autoclave Mini | OTE_AUTM | 02403/AUTM/1 | B | [5 empty] | DDHS | O.T | DDHS |  |  |  | 0 |  | 0 |  |  | 2012-07-20 | Working
225 | Kaniyambadi | Vehicle mount fogging machine | OTH_VMFM | 02403/VMFM/1 | B | MODLE RPF 10SP |  |  | 2008-05-12 | ROYALTRADE MARK PVT .LTD | DDHS | HI ROOM | DDHS |  | 2008-05-12 |  | 0 |  |  |  |  | 2012-07-20
226 | Melvisharam | Pulse Oximeter | CRD_SPO2 | 02396/SPO2/2 | B2 |  |  |  | 2010-11-22 |  |  | DELIVER ROOM | DPH |  | 2010-11-23 |  | 0 |  | 0 |  |  | 2012-07-21 | Working
227 | Ladavaram | Semi auto analyser | LAB_SEAA | 02397/SEAA/1 | B2 | AT3880509 | [5 empty] | LAB ROOM |  |  |  |  | 0 |  | 0 |  |  | 2012-07-21 | Working
228 | Melvisharam | Autoclave Mini | OTE_AUTM | 02396/AUTM/1 | B |  |  |  |  | lasir surgery |  |  | TNHSP |  |  |  | 0 |  | 0 |  |  | 2012-07-21 | Working
229 | Banavaram | ECG machine ordinary | CRD_ECGO | 02386/ECGO/3 | B2 | mac.400 |  |  | 2009-10-09 | GE | GE HEALTH | 30BED |  |  |  |  | 0 |  | 0 |  |  | 2012-07-21 | Working
230 | Banavaram | Operation table Hydraulic Minor | OTE_TAMI | 02386/TAMI/1 | B2 | TMW.205 |  |  | 2009-03-28 | JUPITER MANUFACTURING WORKS | TNMSC | O.T | TNMSC |  | 2009-06-08 |  | 0 |  | 0 |  |  | 2012-07-21 | Working
231 | Banavaram | Tread Mill-Manual or Tread Mill-Computerised | CRD_TMIL | 02386/TMIL/1 | B2 | WCH.100 |  |  | 2009-06-20 | SAND ENGERES | SSTENGERES | SIDA BROVMCH |  |  | 2011-06-01 |  | 32500 |  | 2275 |  |  | 2012-07-21 | Working
232 | Banavaram | Water Bath/Ultrasonic Water Bath | LAB_WBAT | 02386/WBAT/1 | C | E S 933 |  |  | 2009-06-20 | ESTEEM SESIGS | DSMO | SIDA BRANCH |  |  | 2011-06-01 |  | 39520 |  | 2766.4 |  |  | 2012-07-21 | Working
233 | Banavaram | Ultra Sonogram -POTABLE | IME_IUSP | 02386/IUSP/2 | B |  |  |  | 2010-03-01 |  | GE HEALTH CARE | 30BED |  |  |  |  | 0 |  | 0 |  |  | 2012-07-21 | Working
234 | Melkalathur | ECG machine ordinary | CRD_ECGO | 02392/ECGO/2 | B2 | D1G1 |  |  | 2007-08-31 | BPL | MEQI INDIA | LAB ROOM | OTHERS |  | 2007-08-31 | 2008-07-25 | 22000 |  | 1540 |  |  | 2012-07-21 | Working
235 | Alamelumangapuram | Ultra Sonogram -POTABLE | IME_IUSP | 03524/IUSP/2 | B | US9601 |  |  | 2010-05-05 |  | DDHS | FEMALE M.O ROOM | DDHS |  |  |  | 0 |  | 0 |  |  | 2012-07-21 | Working
236 | Melkalathur | Pulse Oximeter with NIB.P | CRD_POBP | 02392/POBP/1 | B2 | D2WA |  |  | 2011-11-23 | BAL JIN | BELJIN | LABOUR ROOM | DDHS |  | 2011-11-23 | 2013-11-23 | 0 |  | 0 |  |  | 2012-07-21 | Working
237 | Alamelumangapuram | Semi auto analyser | LAB_SEAA | 03524/SEAA/1 | B2 | PRITEST TOUCH |  |  | 2011-08-10 |  | NOWLACK PHC | LAB | DDHS |  |  |  | 0 |  | 0 |  |  | 2012-07-21 | Working
238 | Alamelumangapuram | Mono cular Microscope | LAB_MOMS | 03524/MOMS/2 | C | OLYMPUS INDIA |  |  | 2010-03-08 | MAGNUSMLM | DDHS | LAB | DDHS |  |  |  | 0 |  | 0 |  |  | 2012-07-21 | Working
239 | Alamelumangapuram | Electri centrifuger | LAB_CENT | 03524/CENT/1 | C | LABOTEC BD153 |  |  | 2010-03-08 |  | DDHS VEL | LAB | DDHS |  |  |  | 0 |  | 0 |  |  | 2012-07-21 | Working
240 | Alamelumangapuram | Suction Apparatus - Foot operated | OTE_SAFO | 03524/SAFO/1 | C | ROTARY PUMP TYPE I |  |  | 2012-05-01 | BDZNODRURSTION INDIA | DDHS/VEL | LAB | DDHS |  |  |  | 5090 |  | 356.3 |  |  | 2012-07-21 | Working
241 | Alamelumangapuram | Suction Apparatus - Foot operated | OTE_SAFO | 03524/SAFO/2 | C | ROTARY PUMP TYE |  |  | 2011-11-16 |  | DDHS | STORE ROOM | DDHS |  |  |  | 0 |  | 0 |  |  | 2012-07-21 | Working
242 | Alamelumangapuram | Vehicle mount fogging machine | OTH_VMFM | 03524/VMFM/1 | B | WONDER (2)FOGG |  |  | 2011-12-16 |  |  | PHC HALL | DDHS |  |  |  | 0 |  |  |  |  | 2012-07-21
243 | Kachalampet | ECG machine ordinary | CRD_ECGO | 02404/ECGO/2 | B2 |  |  |  | 2007-08-31 | BPL INDIA | MEDICINDIA |  | OTHERS |  | 2007-09-03 | 2008-08-31 | 0 |  | 0 |  |  | 2012-07-21 | Working
244 | Alamelumangapuram | RO Plant | OTH_RO | 03524/RO/1 | B2 | RIVERSE OSMOSES WATER SYSITEM |  |  | 2011-02-04 | RIVA |  | PHC HALL | OTHERS |  |  |  | 0 |  | 0 |  |  | 2012-07-21 | Working
245 | Kachalampet | Pulse Oximeter with NIB.P | CRD_POBP | 02404/POBP/1 | B2 | CE0123 |  |  | 2007-03-31 | BPL INDIA | MEDIC INDIA |  | SRHM/RCH |  | 2007-04-01 | 2008-03-31 | 0 |  | 0 |  |  | 2012-07-21 | Working
246 | Kodaikkal | ECG machine ordinary | CRD_ECGO | 02377/ECGO/2 | B2 | CARDIART 108I DIGI |  |  |  | BPLLIMITED | DDHS VEL | SCAN ROOM |  |  |  |  | 0 |  | 0 |  |  | 2012-07-21 | Working
247 | Kachalampet | Ultra Sonogram -POTABLE | IME_IUSP | 02404/IUSP/2 | B | UTSCAN |  |  | 2009-07-23 | MAESTROS | TNMSC |  | DPH |  | 2009-07-24 |  | 0 |  | 0 |  |  | 2012-07-21 | Working
248 | Kachalampet | Semi auto analyser | LAB_SEAA | 02404/SEAA/1 | B2 | PRIETEST TOUCH |  |  | 2011-08-16 |  |  |  | OTHERS |  | 2011-08-17 |  | 0 |  | 0 |  |  | 2012-07-21 | Working
249 | Kodaikkal | Pulse Oximeter | CRD_SPO2 | 02377/SPO2/2 | B2 | MD 200A |  |  | 2010-11-08 | BELLING CHOICE ELUTIONIL TECHNOLOGY | DDHS | NEW BORN ROOM |  |  |  |  | 0 |  | 0 |  |  | 2012-07-21 | Working
250 | Kaveripakkam | ECG machine ordinary | CRD_ECGO | 02384/ECGO/3 | B2 | ECSCOPC 100 |  |  | 2009-06-26 | DYANSYS | Sri Venkateswara Enterprises | OPD | SRHM/RCH |  | 2009-06-26 | 2012-06-24 | 45727 |  | 3200.89 |  |  | 2012-07-20 | Working
251 | Kaveripakkam | Mono cular Microscope | LAB_MOMS | 02384/MOMS/2 | C | IS4381 |  |  | 1987-04-15 |  | LOBO LABORATORIES | LAB |  |  |  |  | 0 |  | 0 |  |  | 2012-07-20 | Working
252 | Kachalampet | Mono cular Microscope | LAB_MOMS | 02404/MOMS/2 | C | GE38 |  |  |  | UNILAB-INDIA | DPH | [5 empty] | 0 |  | 0 |  |  | 2012-07-21 | Working
253 | Thimiri | Tread Mill-Manual or Tread Mill-Computerised | CRD_TMIL | 02400/TMIL/1 | B2 | wc4100 |  |  | 2009-06-29 |  | Sandamp;T Equp Coimbatore 0422-2597704 | Siddha Room | OTHERS |  |  |  | 0 |  | 0 |  |  | 2012-07-23 | Working
254 | Thimiri | Ultra Sonogram -POTABLE | IME_IUSP | 02400/IUSP/2 | B | Mod-230211 |  |  | 2007-09-09 |  |  | Scan Room | OTHERS |  | 2007-09-09 |  | 0 |  | 0 |  |  | 2012-07-23 | Working
255 | Thimiri | Water Bath/Ultrasonic Water Bath | LAB_WBAT | 02400/WBAT/1 | C |  |  |  | 2009-05-05 |  | Thomas Fab.Chen -53 | Siddha Room | OTHERS |  | 2009-08-20 |  | 0 |  | 0 |  |  | 2012-07-23 | Working
256 | Thimiri | Shadowless lamp ceiling type major | OTE_CLMA | 02400/CLMA/1 | B |  |  |  | 2012-05-31 |  | MCDALAL andamp;Cor Chennai 3 | Main store | DPH |  | 2012-06-01 |  | 0 |  | 0 |  |  | 2012-07-23 | Working
257 | Pudupattu | ECG machine ordinary | CRD_ECGO | 02383/ECGO/2 | B2 | DIGI VAT4 |  |  | 2007-07-26 | MEDIC INDIA |  | SCAN ROOM | SRHM/RCH |  | 2007-07-26 |  | 22880 |  | 1601.6 |  |  | 2012-07-23 | Working
258 | Pudupattu | Ultra Sonogram -POTABLE | IME_IUSP | 02383/IUSP/2 | B | [5 empty] | SURIYA SURIGCAL | SCAN ROOM | TNMSC |  | 2010-03-01 |  | 174200 |  | 12194 |  |  | 2012-07-23 | Working
259 | Pudupattu | Auto Clave HP Vertical (2 bin) | OTE_ACV2 | 02383/ACV2/1 | C | [5 empty] | MARKS ELECTRICAL | INJ ROOM | SRHM/RCH |  | 2011-07-27 |  | 24675 |  | 1727.25 |  |  | 2012-07-23 | Working
260 | Vilapakkam | Mono cular Microscope | LAB_MOMS | 02401/MOMS/2 | C | MLM |  |  | 2010-03-15 | OLYMPUS |  | LAB ROOM | DDHS |  | 2010-03-15 |  | 0 |  | 0 |  |  | 2012-07-23 | Working
261 | Paranchi | Pulse Oximeter | CRD_SPO2 | 02387/SPO2/2 | B2 | M50RORCSO |  |  | 2011-11-23 | SEIJING | SEIJING | LABOUR | DDHS |  | 2011-11-30 | 2013-11-23 | 0 |  | 0 |  |  | 2012-07-24 | Working
262 | Paranchi | Electri centrifuger | LAB_CENT | 02387/CENT/1 | C |  |  |  | 2012-04-29 | B.DINSTNAN | SOLAR | LAB | TNMSC |  | 2012-04-29 | 2015-04-24 | 5090 |  | 356.3 |  |  | 2012-07-24 | Working
263 | Kodaikkal | Ultra Sonogram -POTABLE | IME_IUSP | 02377/IUSP/2 | B | CHISON 600M VERSON |  |  | 2010-01-03 | CHISON MEDICAL IMAGING TO LTD | DDHS | SCAN ROOM |  |  |  |  | 0 |  | 0 |  |  | 2012-07-21 | Working
264 | Kachalampet | Washing Machine | OTH_WASH | 02404/WASH/1 | B2 |  |  |  | 2011-07-27 | IFA-IND | TNMSC |  | DPH |  | 2011-07-20 | 2012-07-27 | 0 |  | 0 |  |  | 2012-07-21 | Working
265 | Kachalampet | Electri centrifuger | LAB_CENT | 02404/CENT/1 | C | BDI-152 |  |  | 2012-05-05 | B.D.INS | TNMSC |  | DPH |  | 2012-06-06 | 2013-05-05 | 0 |  | 0 |  |  | 2012-07-21 | Working
266 | Thimiri | ECG machine ordinary | CRD_ECGO | 02400/ECGO/2 | B2 |  |  |  | 2003-03-03 |  | My card RC3/Marks | Mo room | DDHS |  | 2003-03-04 |  | 0 |  | 0 |  |  | 2012-07-23 | Working
267 | Thimiri | Blood Bank Refrigerator | LAB_BLDR | 02400/BLDR/2 | B2 | JA-Ro5 |  |  | 2010-07-01 | Jove Auto Mech. |  | Blood Storage room |  |  | 2010-07-01 |  | 0 |  | 0 |  |  | 2012-07-23 | Working
268 | Thimiri | Semi auto analyser | LAB_SEAA | 02400/SEAA/2 | B2 | Prietest Touch |  |  | 2007-03-13 |  |  | lab | DDHS |  | 2007-03-13 |  | 0 |  | 0 |  |  | 2012-07-23 | Working
269 | Thimiri | Suction Apparatus - Electrical | OTE_SAEL | 02400/SAEL/1 | C | RPM1425 |  |  | 2009-04-14 |  |  | OT ROOM | DDHS |  |  |  | 0 |  | 0 |  |  | 2012-07-23 | Working
270 | Nowlack | Electri centrifuger | LAB_CENT | 03523/CENT/1 | C | BDI-152 |  |  | 2012-05-02 | SOLOKRAFT CHENNAI | SOLOKVAFT CHENNAI | LAB | TNMSC |  | 2012-05-02 |  | 5090 |  | 356.3 |  |  | 2012-07-23 | Working
271 | Nowlack | Autoclave Mini | OTE_AUTM | 03523/AUTM/1 | B | GEN 021 |  |  | 2010-07-17 | JUPITOR COIMBATORE | JUPITOR | INJ ROOM | DDHS |  | 2010-07-17 |  | 0 |  | 0 |  |  | 2012-07-23 | Working
272 | Nowlack | Ultra Sonogram -POTABLE | IME_IUSP | 03523/IUSP/2 | B | BPL US 9601 |  |  | 2010-05-13 |  |  |  | DDHS |  |  | 2011-06-21 | 0 |  | 0 |  |  | 2012-07-23 | Working
273 | Nowlack | Mono cular Microscope | LAB_MOMS | 03523/MOMS/2 | C | MLM |  |  | 2010-03-16 | OLYMPUS |  |  | DDHS |  |  |  | 0 |  | 0 |  |  | 2012-07-23 | Working
274 | Pudupattu | Pulse Oximeter | CRD_SPO2 | 02383/SPO2/2 | B2 | MD 2004 |  |  | 2010-11-23 |  |  | INJ ROOM | DDHS |  |  |  | 0 |  | 0 |  |  | 2012-07-23 | Working
275 | Pudupattu | Semi auto analyser | LAB_SEAA | 02383/SEAA/2 | B2 | [5 empty] | RBK | LAB ROOM | DDHS |  | 2011-07-21 |  | 0 |  | 0 |  |  | 2012-07-23 | Working
276 | Kammavanpettai | Semi auto analyser | LAB_SEAA | 02402/SEAA/2 | B2 | A13820505 |  |  | 2009-08-25 |  | DDHS | LAB ROOM |  |  | 2009-08-25 |  | 0 |  | 0 |  |  | 2012-07-23 | Working
277 | Kachalampet | Suction Apparatus - Foot operated | OTE_SAFO | 02404/SAFO/1 | C | BDI-152 |  |  | 2012-05-05 | B.D.INS | TNMSC |  | DPH |  | 2012-05-06 | 2013-05-05 | 0 |  | 0 |  |  | 2012-07-21 | Working
278 | Kodaikkal | Semi auto analyser | LAB_SEAA | 02377/SEAA/2 | B2 | PRE.TEST TOUCH |  |  | 2009-08-01 | ROBONIK INDIA PVT LIMITED | DDHS VEL | LAB ROOM |  |  |  |  | 0 |  | 0 |  |  | 2012-07-21 | Working
279 | Kodaikkal | Binocular Mircroscope | LAB_BIMS | 02377/BIMS/1 | B2 | C420 BIMF |  |  | 2012-05-11 | OLYMPHUS INDIA PVT LIMITED NOIDA | DDHS | LAB ROOM |  |  |  |  | 0 |  | 0 |  |  | 2012-07-21 | Working
280 | Kodaikkal | Electri centrifuger | LAB_CENT | 02377/CENT/1 | C | BDI 152 |  |  | 2015-05-02 | BD INSTRUMENTATION | DDHS | LAB ROOM | TNHSP |  |  |  | 5090 |  | 356.3 |  |  | 2012-07-21 | Working
281 | Kachalampet | RO Plant | OTH_RO | 02404/RO/1 | B2 |  |  |  | 2007-03-01 |  | GLOBAL WATER SYSTEM |  | SRHM/RCH |  | 2007-08-03 | 2008-03-31 | 0 |  | 0 |  |  | 2012-07-21 | Working
282 | Guruvarajapet | Ultra Sonogram -POTABLE | IME_IUSP | 02385/IUSP/2 | B | SONATA |  |  | 2010-06-10 |  | LANSEN TURBO LTD | SCAN ROOM | DDHS |  |  |  | 0 |  | 0 |  |  | 2012-07-21 | Working
283 | Thimiri | Mono cular Microscope | LAB_MOMS | 02400/MOMS/2 | C |  |  |  | 2010-12-08 |  |  | Lab | DDHS |  | 2010-12-09 |  | 0 |  | 0 |  |  | 2012-07-23 | Working
284 | Thimiri | Lab Incubator | LAB_INCU | 02400/INCU/1 | C | YS1-431 |  |  | 2010-08-06 |  | york Scientific indus.pvt ltd | Blood Storage Room | DDHS |  | 2010-08-06 |  | 0 |  | 0 |  |  | 2012-07-23 | Working
285 | Thimiri | Electri centrifuger | LAB_CENT | 02400/CENT/2 | C | BD-153 |  |  | 2007-07-01 |  |  | Lab |  |  |  |  | 0 |  | 0 |  |  | 2012-07-23 | Working
286 | Thimiri | Auto Clave HP Vertical (2 bin) | OTE_ACV2 | 02400/ACV2/1 | C |  |  |  | 2007-07-06 |  |  | All in HSC(T-West ) |  |  |  |  | 0 |  | 0 |  |  | 2012-07-23 | Working
287 | Thimiri | Vehicle mount fogging machine | OTH_VMFM | 02400/VMFM/1 | B |  |  |  | 2009-07-01 |  | 51 Nethaji Nager sathu vel-9 | hi room | DDHS |  |  |  | 0 |  |  |  |  | 2012-07-23
288 | Thimiri | Washing Machine | OTH_WASH | 02400/WASH/1 | B2 |  |  |  | 2008-01-09 |  |  | OT Room | DDHS |  |  |  | 0 |  | 0 |  |  | 2012-07-23 | Working
289 | Nowlack | Auto Clave HP Horizontal-CYLINDRICAL | OTE_ACHC | 03523/ACHC/1 | C | SS304 |  |  | 2011-07-23 |  |  | INJ ROOM |  |  | 2011-07-23 |  | 23500 |  | 1645 |  |  | 2012-07-23 | Working
290 | Pudupattu | Mono cular Microscope | LAB_MOMS | 02383/MOMS/2 | C | [11 empty] | 0 |  | 0 |  |  | 2012-07-23 | Working
291 | Vilapakkam | Auto Clave HP Horizontal-CYLINDRICAL | OTE_ACHC | 02401/ACHC/1 | C | SS 304 |  |  | 2011-07-30 | GOLDEN | GOLDEN SCIENTIFIC | INJ ROOM | OTHERS |  | 2011-08-03 |  | 24675 |  | 1727.25 |  |  | 2012-07-23 | Working
292 | Kammavanpettai | Electri centrifuger | LAB_CENT | 02402/CENT/1 | C | 2011667 |  |  | 2005-03-18 |  | DDHS | LAB ROOM |  |  | 2005-03-18 |  | 0 |  | 0 |  |  | 2012-07-23 | Working
293 | Kammavanpettai | Autoclave vertical single bin | OTE_ACV1 | 02402/ACV1/1 | C |  |  |  | 2011-09-03 |  | DDHS | LAB ROOM |  |  | 2005-03-18 |  | 0 |  | 0 |  |  | 2012-07-23 | Working
294 | Kammavanpettai | RO Plant | OTH_RO | 02402/RO/1 | B2 | [5 empty] | PWS | PHC HALL |  |  |  |  | 0 |  | 0 |  |  | 2012-07-23 | Working
295 | Paranchi | Ultra Sonogram -POTABLE | IME_IUSP | 02387/IUSP/2 | B | CHISON 600M(2009) |  |  | 2010-03-10 | CHISON | SURYA | SCAN ROOM | TNMSC |  | 2010-03-10 | 2013-03-01 | 167500 |  | 11725 |  |  | 2012-07-24 | Working
296 | Paranchi | Suction Apparatus - Electrical | OTE_SAEL | 02387/SAEL/1 | C |  |  |  | 2010-02-26 |  |  | LABOUR ROOM | DDHS |  |  |  | 0 |  | 0 |  |  | 2012-07-24 | Working
297 | Guruvarajapet | ECG machine ordinary | CRD_ECGO | 02385/ECGO/2 | B2 | DIGI |  |  | 2007-08-31 | BPL | MIDIC INDIA | PN WARD | OTHERS |  |  |  | 22000 |  | 1540 |  |  | 2012-07-21 | Working
298 | Guruvarajapet | Pulse Oximeter | CRD_SPO2 | 02385/SPO2/2 | B2 | MODEL VI |  |  | 2009-12-08 | BPL | BEE SAA | DELIVERY WARD | DDHS |  |  |  | 46000 |  | 3220 |  |  | 2012-07-21 | Working
299 | Guruvarajapet | Auto Clave HP Vertical (2 bin) | OTE_ACV2 | 02385/ACV2/1 | C | PRIETIST TOUCH |  |  | 2011-01-10 |  | ROBONICK | SCAN ROOM |  |  |  |  | 0 |  | 0 |  |  | 2012-07-21 | Working
300 | Pudupattu | Electri centrifuger | LAB_CENT | 02383/CENT/1 | C | BD1152 | [5 empty] | LAB ROOM | TNMSC |  | 2012-01-14 |  | 534500 |  | 37415 |  |  | 2012-07-23 | Working
301 | Vilapakkam | Electri centrifuger | LAB_CENT | 02401/CENT/1 | C | VD11152 |  |  | 2012-01-14 |  | SLOKRAFTS | LAB ROOM | TNMSC |  | 2012-05-03 |  | 24675 |  | 1727.25 |  |  | 2012-07-23 | Working
302 | Vilapakkam | Shadowless Lamp stand model | OTE_MOLT | 02401/MOLT/1 | B |  |  |  | 2011-03-26 |  |  | LAB WARD | DDHS |  | 2012-03-28 |  | 0 |  | 0 |  |  | 2012-07-23 | Working
303 | Paranchi | Semi auto analyser | LAB_SEAA | 02387/SEAA/2 | B2 | PRIEST TOUCH |  |  | 2011-07-20 | ROBINIK | ROBINIK | LAB | DDHS |  | 2011-07-21 | 2014-07-20 | 37987 |  | 2659.09 |  |  | 2012-07-24 | Working
304 | Guruvarajapet | Auto Clave HP Vertical (2 bin) | OTE_ACV2 | 02385/ACV2/2 | C | VERTICAL |  |  | 2011-07-27 |  | MARKS ELECTRONIC | ILR ROOM | DDHS |  |  |  | 23000 |  | 1610 |  |  | 2012-07-21 | Working
305 | Kammavanpettai | Electri centrifuger | LAB_CENT | 02402/CENT/2 | C | BD1152 |  |  | 2012-05-05 |  | TNMSC | LAB ROOM |  |  | 2012-05-05 |  | 0 |  | 0 |  |  | 2012-07-23 | Working
306 | Thimiri | RO Plant | OTH_RO | 02400/RO/1 | B2 |  |  |  | 2007-05-03 |  | Global water sys | old build | DDHS |  |  |  | 0 |  | 0 |  |  | 2012-07-23 | Working
307 | Vilapakkam | ECG machine ordinary | CRD_ECGO | 02401/ECGO/2 | B2 | SRI VENKESWARA |  |  | 2009-07-03 | DYANSYS |  | SCAN ROOM | OTHERS |  | 2009-07-13 |  | 45727 |  | 3200.89 |  |  | 2012-07-23 | Working
308 | Kammavanpettai | ECG machine ordinary | CRD_ECGO | 02402/ECGO/2 | B2 | CGM F7F4565 |  |  | 2007-08-31 |  | PWS NRHM | SCAN ROOM | SRHM/RCH |  |  |  | 0 |  | 0 |  |  | 2012-07-23 | Working
309 | Kammavanpettai | Pulse Oximeter | CRD_SPO2 | 02402/SPO2/2 | B2 | MO 2004 10311160048 |  |  | 2010-11-23 |  | DDHS | DEL ROOM |  |  | 2010-11-23 |  | 0 |  | 0 |  |  | 2012-07-23 | Working
310 | Kammavanpettai | Suction Apparatus - Electrical | OTE_SAEL | 02402/SAEL/1 | C |  |  |  | 2009-04-27 |  | DDHS | DEL ROOM |  |  | 2009-04-27 |  | 0 |  | 0 |  |  | 2012-07-23 | Working
311 | Kammavanpettai | Mono cular Microscope | LAB_MOMS | 02402/MOMS/2 | C |  |  |  | 2001-01-20 |  | DDHS | LAB ROOM | DDHS |  | 2001-01-20 |  | 0 |  | 0 |  |  | 2012-07-23 | Working
312 | Kammavanpettai | Binocular Mircroscope | LAB_BIMS | 02402/BIMS/1 | B2 | JP NIA |  |  | 2004-07-28 |  | DDHS | LAB ROOM | DDHS |  | 2004-07-28 |  | 0 |  | 0 |  |  | 2012-07-23 | Working
313 | Thimiri | Pulse Oximeter | CRD_SPO2 | 02400/SPO2/2 | B2 |  |  |  | 2009-03-25 |  | BIJING CHOICE ELETTRO TECH COR. | OT ROOM | DDHS |  | 2009-03-26 |  | 0 |  | 0 |  |  | 2012-07-23 | Working
314 | Vilapakkam | Pulse Oximeter | CRD_SPO2 | 02401/SPO2/2 | B2 | [6 empty] | DIVERTED TO PHC THMIRI | DDHS |  | 2010-11-24 |  | 0 |  | 0 |  |  | 2012-07-23 | Working
315 | Vilapakkam | Ultra Sonogram -POTABLE | IME_IUSP | 02401/IUSP/2 | B | 600M |  |  | 2010-03-11 | CHISON 600 M | SURYA SURGICALS | SCAN ROOM | TNMSC |  | 2010-03-15 |  | 167500 |  | 11725 |  |  | 2012-07-23 | Working
316 | Paranchi | ECG machine ordinary | CRD_ECGO | 02387/ECGO/2 | B2 | 108T-DIGI |  |  | 2007-07-31 | BPL | MEDIC(1)LTD | LAB | OTHERS |  | 2007-08-31 | 2008-07-25 | 22000 |  | 1540 |  |  | 2012-07-24 | Working
317 | Panapakkam | Electri centrifuger | LAB_CENT | 02394/CENT/1 | C | BDI-152 | [5 empty] | LAB |  |  |  |  | 0 |  | 0 |  |  | 2012-07-30 | Working
318 | Panapakkam | Auto Clave HP Horizontal-CYLINDRICAL | OTE_ACHC | 02394/ACHC/1 | C | [11 empty] | 0 |  | 0 |  |  | 2012-07-30 | Working
319 | Thakkolam | Ultra Sonogram -POTABLE | IME_IUSP | 02390/IUSP/2 | B | 27081401 | 27081401 |  | 2009-07-10 | Maestros | Tamilnadu medical services corporation | SCAN ROOM | DPH |  | 2009-07-20 | 2012-07-10 | 0 | AMC | 0 |  |  | 2012-04-24 | Working
320 | Melvisharam | ECG machine ordinary | CRD_ECGO | 02396/ECGO/2 | B2 | EC0108 | E10009150016060C |  | 2009-07-10 | DYANSYS INDIA PVT LTD | Sri Venkateswara Enterprises~ Chennai | Examination Room | SRHM/RCH |  | 2009-07-09 | 2010-07-10 | 45527 | AMC | 3186.89 |  |  | 2012-03-31 | Working
321 | Pudupadi | Operating Microscope (ENT) | ENT_OPMS | 02395/OPMS/1 | B2 |  |  |  | 2010-02-01 | SOUTH INDIASURGICAL CO LTD | TNMSC | MO ROOM | SRHM/RCH | 9459/NRHM/TNMSC/ENGG/2009 | 2010-03-05 | 2012-03-01 | 5058 | AMC | 354.06 |  |  | 2012-05-01 | Working
322 | Minnal | Oxygen concetrator |  | 02388/undefined/1 |  | yUyue 7F-5 |  |  | 2011-05-24 | YUYUE | YUYUE | Newborn room | DDHS |  | 2011-05-24 | 2014-05-24 | 0 | NO AMC | 0 |  |  | 2012-05-02 | Working
323 | Pudupadi | Ultra Sonogram -POTABLE | IME_IUSP | 02395/IUSP/2 | B | 2302111 | 45933WS9 |  | 2007-09-12 | WIPRO GE HEALTH CARE |  | POST OP WARD 1 | TNMSC |  | 2007-09-28 | 2008-09-11 | 183782 | AMC | 12864.74 |  | WIPRO GE HEALTH CARE | 2012-04-28 | Working
324 | Banavaram | Auto Clave HP Horizontal-CYLINDRICAL | OTE_ACHC | 02386/ACHC/1 | C |  |  |  | 2011-07-08 |  | TNMSC | 30BEDS | RFHW |  |  |  | 0 | AMC | 0 |  |  | 2012-05-08 | Working
325 | Banavaram | ECG machine ordinary | CRD_ECGO | 02386/ECGO/2 | B2 | Mac 400/BBKG EC100 |  |  |  | GE HEALTH CARE (VIPRO) | GE HEALTH CARE (VIPRO) | 30BEDS | OTHERS |  | 2010-03-06 |  | 0 | AMC | 0 |  |  | 2012-05-03 | Working
326 | Banavaram | X-RAY |  | 02386/undefined/1 |  | PDX1010/D |  |  | 2005-07-29 | M/S PICKS/MEDICAL SYSTEM | M/S PICKS/MEDICAL SYSTEM | 30BEDS | TNMSC |  | 2005-08-19 |  | 0 | AMC | 0 |  |  | 2012-05-05 | Working
327 | Ladavaram | Electri centrifuger | LAB_CENT | 02397/CENT/1 | C | bdi152 |  |  | 2012-05-01 | solocrafts industries | tnmsc | laboratory | TNMSC | TNHSP/TNMSC/AG29E/2011~04/10/2011 | 2012-05-01 | 2014-01-13 | 5090 | AMC | 356.3 |  |  | 2012-05-16 | Working
328 | Kaveripakkam | Electri centrifuger | LAB_CENT | 02384/CENT/1 | C | BDI152 | 2011511 |  | 2012-04-30 | SOLOKRAFTS.INDUSTRIES | SOLOKRAFTSINDUSTRIES | LAB | TNMSC | TNHSP/TNMSC/AG29E/2011 | 2012-04-30 | 2014-01-14 | 5345 | AMC | 374.15 |  |  | 2012-05-25 | Working
329 | Melvisharam | RO Plant | OTH_RO | 02396/RO/1 | B2 |  | Nil |  | 2007-05-03 | Global Water Systems~ Chennai | Global Water Systems~ Chennai |  | DDHS | 946/A7/07 |  | 2009-04-01 | 7280 | CAMC | 509.6 |  |  | 2012-04-25 | Working
330 | Melvisharam | Magnavision Lamp | NNE_MAGL | 02396/MAGL/1 | C |  |  |  | 2012-03-14 | Lensal Optics Ltd.~ Pune | Solokrafts Industries~ Chennai 600118 | Delivery Ward | TNMSC |  | 2012-05-01 | 2014-05-01 | 6987 | NO AMC | 489.09 |  |  | 2012-05-01 | Working
331 | Pudupadi | O2 Cylinder- A type | ANA_OCA | 02395/OCA/1 | C | IS7285-1 | 426741 |  | 2007-01-02 |  |  | OT | DDHS |  | 2007-01-02 |  | 0 | NO AMC | 0 |  |  | 2013-04-06 | Working
332 | Pudupadi | O2 Cylinder- B type | ANA_OCB | 02395/OCB/1 | C | 1354141 | IS 3745 |  | 2008-09-23 |  | SWARNALAKSHMI~ COIMBATORE | OT | OTHERS |  | 2008-09-24 | 2009-09-22 | 8500 | NO AMC | 595 |  |  | 2013-04-06 | Working
333 | Arunkundram | Deep Freezer | LAB_DFRZR | 03585/DFRZR/1 | B2 |  | 20071022304 |  | 2013-01-09 | VEST FROST~ DENMARK |  | PHARMACY | DDHS |  | 2013-01-09 |  | 0 | NO AMC | 0 |  |  | 2013-01-09 | Working
334 | Paranchi | BPL FOETAL DROPPLER |  | 02387/undefined/1 |  | 9613 |  |  | 2007-03-03 | BPL | BPL MEDIC INDIA 04426223477 | LABOR ROOM | OTHERS |  | 2007-03-03 | 2008-03-03 | 13000 | NO AMC | 910 |  |  | 2012-04-24 | Working
335 | Minnal | Ultra sound scan |  | 02388/undefined/1 |  | chison 600M(2009version) | 6mp-1001015 |  | 2010-03-10 | chison | surya surgical industries | scan room | TNMSC | 06A/NRHM/HSP/TNMSC/2009~13-10-2009 | 2010-03-10 | 2013-03-01 | 167500 | NO AMC | 11725 |  |  | 2012-04-24 | Working
336 | Minnal | ECG machine ordinary | CRD_ECGO | 02388/ECGO/2 | B2 | DIGI |  |  | 2007-08-31 | BPL | Medic india | Labour room | OTHERS |  | 2007-08-31 | 2008-07-25 | 22000 | NO AMC | 1540 |  |  | 2012-04-24 | Working
337 | Minnal | solar water heater |  | 02388/undefined/1 |  | 125LPD |  |  | 2007-12-31 | ASES | Arundhaya | Phc top | OTHERS |  | 2007-12-31 | 2009-12-30 | 24000 | NO AMC |  |  |  | 2012-04-25
338 | Minnal | DOOPLER |  | 02388/undefined/1 |  | 9613 |  |  | 2007-03-29 | BPL | Medic india | labour room | OTHERS |  |  | 2008-03-28 | 12500 | NO AMC | 875 |  |  | 2012-04-25 | Working
339 | Ladavaram | FETAL DOPPLER |  | 02397/undefined/1 |  | 9613 |  |  | 2007-05-03 | MEDIC INDIA | MEDIC INDIA | LABOUR WARD | SRHM/RCH |  | 2007-05-03 | 2008-05-03 | 12500 | NO AMC | 875 |  |  | 2012-04-25 | Working
340 | Minnal | Semi auto analyser | LAB_SEAA | 02388/SEAA/2 | B2 | AT 4200211RBK | AT4200211RBK |  | 2011-07-21 | Robonick pvt Ltd | Robonik | Lab room | TNMSC | 9352/TNMSC/ENGG./2010 | 2011-07-21 | 2014-07-20 | 37987 | NO AMC | 2659.09 |  |  | 2012-04-25 | Working
341 | Minnal | Auto Clave HP Vertical (2 bin) | OTE_ACV2 | 02388/ACV2/1 | C | s.s.304 |  |  | 2011-07-27 | Medi tech | marks electronic | P.N Ward | OTHERS |  | 2011-07-27 | 2012-07-26 | 23500 | NO AMC | 1645 |  |  | 2012-04-25 | Working
342 | Paranchi | NEUBLIZER |  | 02387/undefined/1 |  | AIRJOLE-1 | ALTA736054 |  | 2007-08-31 | BPL | MEDIC INDIA | OPD | OTHERS | 26.7.2007 | 2007-08-31 | 2008-08-31 | 3200 | NO AMC | 224 |  |  | 2012-04-25 | Working
343 | Melvisharam | Ultra Sonogram -POTABLE | IME_IUSP | 02396/IUSP/2 | B | SELECTRA LX Type B | N0815415 |  | 2010-06-10 | L andamp; T |  | Medical Officer Scan Exam Room | DDHS |  | 2010-06-10 |  | 0 | NO AMC | 0 |  |  | 2012-04-25 | Working
344 | Thakkolam | ECG PRINTER |  | 02390/undefined/1 |  | HP DESKJET D258 |  |  | 2009-07-10 | (DYANSYS)HP | SRI VENKADESWARA ENTERPRISES | OPD | OTHERS |  | 2009-07-10 |  | 0 | NO AMC | 0 |  |  | 2012-04-24 | Working
345 | Paranchi | ELECTRONIC BABY WEIGHING SCALE |  | 02387/undefined/1 |  | E3OT102801 |  |  | 2010-09-14 | PENTAGON | PENTAGON MADURAI | NEO NATEAL PHC WARD | OTHERS |  | 2010-09-14 | 2011-09-13 | 8305 | NO AMC | 581.35 |  |  | 2012-04-29 | Working
346 | Anaicut | Dental Chair(Electric/Hydraulic/Manual) | DEN_DECH | 02406/DECH/1 | B2 | SIMPLEX2006 |  |  | 2011-03-18 | APPADENT | APPADENT | Dental OP | TNMSC |  |  |  | 114400 | NO AMC | 8008 |  |  | 2011-10-07 | Working
347 | Melvisharam | Pulse Oximeter with NIB.P | CRD_POBP | 02396/POBP/1 | B2 | Vital sign Monitor MD 200A |  |  |  | Beijing Choice Electronic Tech. Co andamp; Ltd |  | New Born Care / Delivery Ward | SRHM/RCH |  | 2010-11-23 |  | 0 | NO AMC | 0 |  |  | 2012-03-31 | Working
348 | Minnal | Electri centrifuger | LAB_CENT | 02388/CENT/1 | C | BDI 152 |  |  | 2012-04-29 | Solarkrafts industries | Solarkrafts | Lab room | TNMSC | TNHSP/TNMSC/AG29E/2011 |  | 2015-04-29 | 5090 | NO AMC | 356.3 |  |  | 2012-04-29 | Working
349 | Minnal | Ring lens |  | 02388/undefined/1 |  |  |  |  | 2012-04-29 | SOlokrafts industries | solokrafts | Labour room | TNMSC | TNHSP/TNMSC/ICB/AG31/2011 | 2012-04-29 | 2015-04-29 | 6987 | NO AMC | 489.09 |  |  | 2012-04-29 | Working
350 | Arunkundram | Ultra Sonogram -POTABLE | IME_IUSP | 03585/IUSP/1 | B |  |  |  | 2011-02-26 |  |  |  | DDHS |  |  |  | 0 | NO AMC | 0 |  |  | 2011-02-26 | Working
351 | Arunkundram | RO Plant | OTH_RO | 03585/RO/1 | B2 | [6 empty] | Injection OP Ward Entrance | OTHERS |  | 2011-07-25 |  | 0 | NO AMC | 0 |  |  | 2011-07-25 | Working
352 | Arunkundram | Electri centrifuger | LAB_CENT | 03585/CENT/1 | C |  |  |  | 2011-11-21 |  |  | Laboratory | DDHS |  | 2011-11-22 |  | 0 | NO AMC | 0 |  |  | 2011-11-21 | Working
353 | Arunkundram | ECG machine ordinary | CRD_ECGO | 03585/ECGO/1 | B2 | Cardio Care 2000 | EK0800067 |  | 2011-02-25 |  |  | Medical Officer Exam Hall | DDHS |  | 2011-02-25 |  | 0 | NO AMC | 0 |  |  | 2011-02-25 | Working
354 | Pudupadi | Shadowless lamp ceiling type major | OTE_CLMA | 02395/CLMA/1 | B |  |  |  | 2007-05-22 | ANGLE LAMB | INDIAN HEALTH CARE | OPERATION THEATRE | DDHS | 995/A5/2001 | 2007-05-31 | 2008-05-21 | 1820 | NO AMC | 127.4 |  |  | 2012-04-28 | Working
355 | Arunkundram | Autoclave vertical single bin | OTE_ACV1 | 03585/ACV1/1 | C | 21 |  |  | 2011-11-21 |  |  | Labour Ward | DDHS |  | 2011-11-22 |  | 0 | NO AMC | 0 |  |  | 2011-11-21 | Working
356 | Minnal | Pulse Oximeter with NIB.P | CRD_POBP | 02388/POBP/1 | B2 | MD200A | 103111600083 |  | 2010-11-23 | bEIJIN CHOIC ELCTRONIC | Beijin | Labour room | DDHS |  | 2013-11-23 | 2013-11-23 | 0 | NO AMC | 0 |  |  | 2012-05-02 | Working
357 | Minnal | Suction Apparatus - Electrical | OTE_SAEL | 02388/SAEL/1 | C |  |  |  | 2010-02-26 |  | MAde of india | LABOUR ROOM | TNMSC |  | 2010-02-26 |  | 0 | NO AMC | 0 |  |  | 2012-05-02 | Working
358 | Minnal | Weighing mechine prestige |  | 02388/undefined/1 |  |  |  |  | 2012-02-29 | AMLP | Alan medical |  | TNMSC | TNHSP/TNMSC/ENNG/AG24/2011 |  | 2014-02-28 | 598 | NO AMC | 41.86 |  |  | 2012-05-02 | Working
359 | Kaveripakkam | Ultra Sonogram -POTABLE | IME_IUSP | 02384/IUSP/2 | B | `UT-SCAN | 27081411 |  |  | MAESTROS-NAVI MUMBAI | MAESTROS | SCAN ROOM | TNMSC | 8419/TNMSC/ENGG/2009-2 | 2009-07-16 | 2010-07-09 | 173600 | NO AMC | 12152 |  |  | 2012-05-30 | Working
360 | Kaveripakkam | Auto Clave HP Vertical (2 bin) | OTE_ACV2 | 02384/ACV2/1 | C |  |  |  | 2011-07-27 | MARKS ELECTRONIC | MARKS ELECTRONIC | LABER ROOM | SRHM/RCH |  | 2011-07-28 | 2012-07-27 | 24675 | NO AMC | 1727.25 |  |  | 2012-05-24 | Working
361 | Kaniyambadi | DEEP FREEZER |  | 02403/undefined/1 |  | HBD286 | BE04F-4E260-002A9-E10038 |  | 2011-07-07 | HAIER | DDHS | PHARMACY |  |  |  |  | 0 | NO AMC | 0 |  |  | 2011-12-27 | Working
362 | Kaniyambadi | I.L.R. |  | 02403/undefined/1 |  | 50Hz120W | 43321424 |  | 1999-05-01 | VEST FROST DENMARK | DDHS | PHARMACY |  |  | 1999-05-01 |  | 0 | NO AMC |  |  |  | 2011-12-27
363 | Kaniyambadi | STABILISER |  | 02403/undefined/1 |  |  | 084042-609821700536 |  | 2011-07-07 | CHINT | CHINT | PHARMACY |  |  | 2011-07-07 |  | 0 | NO AMC |  |  |  | 2011-12-27
364 | Kaniyambadi | SEMI-AUTO ANALYSER |  | 02403/undefined/1 |  | PRITEST TOUCH AT | AT341206MRK |  | 2007-03-23 |  | DDHS | LABORATORY ROOM |  |  | 2008-03-23 |  | 0 | NO AMC | 0 |  |  | 2011-12-27 | Working
365 | Kaniyambadi | AUTOMATIC ECG MACHINE |  | 02403/undefined/1 |  | MICRORCP |  |  | 2010-06-22 | CARE WELL MEDIA SYSTEMS-CHENNAI-56 | NRHM-DDHS | ECG ROOM |  |  | 2010-06-22 |  | 26000 | NO AMC | 1820 |  |  | 2011-12-27 | Working
366 | Kaniyambadi | BOYLES APPARATUS |  | 02403/undefined/1 |  |  | 0057/A2/2001 |  | 2002-03-13 |  | DDHS | OT THEATRE ROOM |  |  | 2003-03-13 |  | 0 | NO AMC | 0 |  |  | 2011-12-27 | Working
367 | Alamelumangapuram | Boyles apparatus with Circle Abosrber | ANA_BACA | 03524/BACA/1 | B2 | [11 empty] | 0 | NO AMC | 0 |  |  | 2011-10-07 | Working
368 | Ammoor | Pulse Oximeter | CRD_SPO2 | 02381/SPO2/1 | B2 | MD200A |  |  | 2010-10-11 | BEIJING CHOICE electronic | TransHealth Care | PHC Newborn corner | TNMSC |  | 2010-10-19 | 2012-03-19 | 139350 | NO AMC | 9754.5 |  |  | 2011-10-07 | Working
369 | Anaicut | Pulse Oximeter | CRD_SPO2 | 02406/SPO2/1 | B2 | MD200A |  |  | 2010-10-11 | BEIJING CHOICE electronic | TransHealth Care | PHC Newborn corner | TNMSC |  | 2010-10-19 | 2012-03-19 | 139350 | NO AMC | 9754.5 |  |  | 2011-10-07 | Working
370 | Attupakkam | Pulse Oximeter | CRD_SPO2 | 02391/SPO2/1 | B2 | MD200A |  |  | 2010-10-11 | BEIJING CHOICE electronic | TransHealth Care | PHC Newborn corner | TNMSC |  | 2010-10-19 | 2012-03-19 | 139350 | NO AMC | 9754.5 |  |  | 2011-10-07 | Working
371 | Banavaram | Pulse Oximeter | CRD_SPO2 | 02386/SPO2/1 | B2 | MD200A |  |  | 2010-10-11 | BEIJING CHOICE electronic | TransHealth Care | PHC Newborn corner | TNMSC |  | 2010-10-19 | 2012-03-19 | 139350 | NO AMC | 9754.5 |  |  | 2011-10-07 | Working
372 | Guruvarajapet | Pulse Oximeter | CRD_SPO2 | 02385/SPO2/1 | B2 | MD200A |  |  | 2010-10-11 | BEIJING CHOICE electronic | TransHealth Care | PHC Newborn corner | TNMSC |  | 2010-10-19 | 2012-03-19 | 139350 | NO AMC | 9754.5 |  |  | 2011-10-07 | Working
373 | Kachalampet | Pulse Oximeter | CRD_SPO2 | 02404/SPO2/1 | B2 | MD200A |  |  | 2010-10-11 | BEIJING CHOICE electronic | TransHealth Care | PHC Newborn corner | TNMSC |  | 2010-10-19 | 2012-03-19 | 139350 | NO AMC | 9754.5 |  |  | 2011-10-07 | Working
374 | Pallikonda | Mono cular Microscope | LAB_MOMS | 02407/MOMS/1 | C | [11 empty] | 0 | NO AMC | 0 |  |  | 2011-10-07 | Working
375 | Mambakkam | Pulse Oximeter | CRD_SPO2 | 02398/SPO2/1 | B2 | MD200A |  |  | 2010-10-11 | BEIJING CHOICE electronic | TransHealth Care | PHC Newborn corner | TNMSC |  | 2010-10-19 | 2012-03-19 | 139350 | NO AMC | 9754.5 |  |  | 2011-10-07 | Working
376 | Melkalathur | Pulse Oximeter | CRD_SPO2 | 02392/SPO2/1 | B2 | MD200A |  |  | 2010-10-11 | BEIJING CHOICE electronic | TransHealth Care | PHC Newborn corner | TNMSC |  | 2010-10-19 | 2012-03-19 | 139350 | NO AMC | 9754.5 |  |  | 2011-10-07 | Working
377 | Melpadi | Pulse Oximeter | CRD_SPO2 | 02375/SPO2/1 | B2 | MD200A |  |  | 2010-10-11 | BEIJING CHOICE electronic | TransHealth Care | PHC Newborn corner | TNMSC |  | 2010-10-19 | 2012-03-19 | 139350 | NO AMC | 9754.5 |  |  | 2011-10-07 | Working
378 | Melvisharam | Pulse Oximeter | CRD_SPO2 | 02396/SPO2/1 | B2 | MD200A |  |  | 2010-10-11 | BEIJING CHOICE electronic | TransHealth Care | PHC Newborn corner | TNMSC |  | 2010-10-19 | 2012-03-19 | 139350 | NO AMC | 9754.5 |  |  | 2011-10-07 | Working
379 | Minnal | Pulse Oximeter | CRD_SPO2 | 02388/SPO2/1 | B2 | MD200A |  |  | 2010-10-11 | BEIJING CHOICE electronic | TransHealth Care | PHC Newborn corner | TNMSC |  | 2010-10-19 | 2012-03-19 | 139350 | NO AMC | 9754.5 |  |  | 2011-10-07 | Working
380 | Mudhur | Pulse Oximeter | CRD_SPO2 | 02389/SPO2/1 | B2 | MD200A |  |  | 2010-10-11 | BEIJING CHOICE electronic | TransHealth Care | PHC Newborn corner | TNMSC |  | 2010-10-19 | 2012-03-19 | 139350 | NO AMC | 9754.5 |  |  | 2011-10-07 | Working
381 | Musiri | Pulse Oximeter | CRD_SPO2 | 02382/SPO2/1 | B2 | MD200A |  |  | 2010-10-11 | BEIJING CHOICE electronic | TransHealth Care | PHC Newborn corner | TNMSC |  | 2010-10-19 | 2012-03-19 | 139350 | NO AMC | 9754.5 |  |  | 2011-10-07 | Working
382 | Odugathur | Pulse Oximeter | CRD_SPO2 | 02405/SPO2/1 | B2 | MD200A |  |  | 2010-10-11 | BEIJING CHOICE electronic | TransHealth Care | PHC Newborn corner | TNMSC |  | 2010-10-19 | 2012-03-19 | 139350 | NO AMC | 9754.5 |  |  | 2011-10-07 | Working
383 | Karadikuppam | Mono cular Microscope | LAB_MOMS | 02378/MOMS/1 | C | [11 empty] | 0 | NO AMC | 0 |  |  | 2011-10-07 | Working
384 | Kaniyambadi | Pulse Oximeter | CRD_SPO2 | 02403/SPO2/1 | B2 | MD200A |  |  | 2010-10-11 | BEIJING CHOICE electronic | TransHealth Care | PHC Newborn corner | TNMSC |  | 2010-10-19 | 2012-03-19 | 139350 | NO AMC | 9754.5 |  |  | 2011-10-07 | Working
385 | Karadikuppam | Pulse Oximeter | CRD_SPO2 | 02378/SPO2/1 | B2 | MD200A |  |  | 2010-10-11 | BEIJING CHOICE electronic | TransHealth Care | PHC Newborn corner | TNMSC |  | 2010-10-19 | 2012-03-19 | 139350 | NO AMC | 9754.5 |  |  | 2011-10-07 | Working
386 | Kaveripakkam | Pulse Oximeter | CRD_SPO2 | 02384/SPO2/1 | B2 | MD200A |  |  | 2010-10-11 | BEIJING CHOICE electronic | TransHealth Care | PHC Newborn corner | TNMSC |  | 2010-10-19 | 2012-03-19 | 139350 | NO AMC | 9754.5 |  |  | 2011-10-07 | Working
387 | Kodaikkal | Pulse Oximeter | CRD_SPO2 | 02377/SPO2/1 | B2 | MD200A |  |  | 2010-10-11 | BEIJING CHOICE electronic | TransHealth Care | PHC Newborn corner | TNMSC |  | 2010-10-19 | 2012-03-19 | 139350 | NO AMC | 9754.5 |  |  | 2011-10-07 | Working
388 | Ladavaram | Pulse Oximeter | CRD_SPO2 | 02397/SPO2/1 | B2 | MD200A |  |  | 2010-10-11 | BEIJING CHOICE electronic | TransHealth Care | PHC Newborn corner | TNMSC |  | 2010-10-19 | 2012-03-19 | 139350 | NO AMC | 9754.5 |  |  | 2011-10-07 | Working
389 | Lalapet | Pulse Oximeter | CRD_SPO2 | 02380/SPO2/1 | B2 | MD200A |  |  | 2010-10-11 | BEIJING CHOICE electronic | TransHealth Care | PHC Newborn corner | TNMSC |  | 2010-10-19 | 2012-03-19 | 139350 | NO AMC | 9754.5 |  |  | 2011-10-07 | Working
390 | Pallikonda | Pulse Oximeter | CRD_SPO2 | 02407/SPO2/1 | B2 | MD200A |  |  | 2010-10-11 | BEIJING CHOICE electronic | TransHealth Care | PHC Newborn corner | TNMSC |  | 2010-10-19 | 2012-03-19 | 139350 | NO AMC | 9754.5 |  |  | 2011-10-07 | Working
391 | Nowlack | Ultra Sonogram -POTABLE | IME_IUSP | 03523/IUSP/1 | B | [11 empty] | 0 | NO AMC | 0 |  |  | 2011-10-07 | Working
392 | Panapakkam | Pulse Oximeter | CRD_SPO2 | 02394/SPO2/1 | B2 | MD200A |  |  | 2010-10-11 | BEIJING CHOICE electronic | TransHealth Care | PHC Newborn corner | TNMSC |  | 2010-10-19 | 2012-03-19 | 139350 | NO AMC | 9754.5 |  |  | 2011-10-07 | Working
393 | Paranchi | Pulse Oximeter | CRD_SPO2 | 02387/SPO2/1 | B2 | MD200A |  |  | 2010-10-11 | BEIJING CHOICE electronic | TransHealth Care | PHC Newborn corner | TNMSC |  | 2010-10-19 | 2012-03-19 | 139350 | NO AMC | 9754.5 |  |  | 2011-10-07 | Working
394 | Poigai | Pulse Oximeter | CRD_SPO2 | 02408/SPO2/1 | B2 | MD200A |  |  | 2010-10-11 | BEIJING CHOICE electronic | TransHealth Care | PHC Newborn corner | TNMSC |  | 2010-10-19 | 2012-03-19 | 139350 | NO AMC | 9754.5 |  |  | 2011-10-07 | Working
395 | Ponnai | Pulse Oximeter | CRD_SPO2 | 02376/SPO2/1 | B2 | MD200A |  |  | 2010-10-11 | BEIJING CHOICE electronic | TransHealth Care | PHC Newborn corner | TNMSC |  | 2010-10-19 | 2012-03-19 | 139350 | NO AMC | 9754.5 |  |  | 2011-10-07 | Working
396 | Pudupadi | Pulse Oximeter | CRD_SPO2 | 02395/SPO2/1 | B2 | MD200A |  |  | 2010-10-11 | BEIJING CHOICE electronic | TransHealth Care | PHC Newborn corner | TNMSC |  | 2010-10-19 | 2012-03-19 | 139350 | NO AMC | 9754.5 |  |  | 2011-10-07 | Working
397 | Pudupattu | Pulse Oximeter | CRD_SPO2 | 02383/SPO2/1 | B2 | MD200A |  |  | 2010-10-11 | BEIJING CHOICE electronic | TransHealth Care | PHC Newborn corner | TNMSC |  | 2010-10-19 | 2012-03-19 | 139350 | NO AMC | 9754.5 |  |  | 2011-10-07 | Working
398 | Punnai | Pulse Oximeter | CRD_SPO2 | 02393/SPO2/1 | B2 | MD200A |  |  | 2010-10-11 | BEIJING CHOICE electronic | TransHealth Care | PHC Newborn corner | TNMSC |  | 2010-10-19 | 2012-03-19 | 139350 | NO AMC | 9754.5 |  |  | 2011-10-07 | Working
399 | Thakkolam | Pulse Oximeter | CRD_SPO2 | 02390/SPO2/1 | B2 | MD200A |  |  | 2010-10-11 | BEIJING CHOICE electronic | TransHealth Care | PHC Newborn corner | TNMSC |  | 2010-10-19 | 2012-03-19 | 139350 | NO AMC | 9754.5 |  |  | 2011-10-07 | Working
400 | Thimiri | Pulse Oximeter | CRD_SPO2 | 02400/SPO2/1 | B2 | MD200A |  |  | 2010-10-11 | BEIJING CHOICE electronic | TransHealth Care | PHC Newborn corner | TNMSC |  | 2010-10-19 | 2012-03-19 | 139350 | NO AMC | 9754.5 |  |  | 2011-10-07 | Working
401 | Ussoor | Pulse Oximeter | CRD_SPO2 | 02374/SPO2/1 | B2 | MD200A |  |  | 2010-10-11 | BEIJING CHOICE electronic | TransHealth Care | PHC Newborn corner | TNMSC |  | 2010-10-19 | 2012-03-19 | 139350 | NO AMC | 9754.5 |  |  | 2011-10-07 | Working
402 | Kaveripakkam | Mono cular Microscope | LAB_MOMS | 02384/MOMS/1 | C | [11 empty] | 0 | NO AMC | 0 |  |  | 2011-10-07 | Working
403 | Valayathur | Pulse Oximeter | CRD_SPO2 | 02399/SPO2/1 | B2 | MD200A |  |  | 2010-10-11 | BEIJING CHOICE electronic | TransHealth Care | PHC Newborn corner | TNMSC |  | 2010-10-19 | 2012-03-19 | 139350 | NO AMC | 9754.5 |  |  | 2011-10-07 | Working
404 | Vilapakkam | Pulse Oximeter | CRD_SPO2 | 02401/SPO2/1 | B2 | MD200A |  |  | 2010-10-11 | BEIJING CHOICE electronic | TransHealth Care | PHC Newborn corner | TNMSC |  | 2010-10-19 | 2012-03-19 | 139350 | NO AMC | 9754.5 |  |  | 2011-10-07 | Working
405 | Vinnampalli | Pulse Oximeter | CRD_SPO2 | 02379/SPO2/1 | B2 | MD200A |  |  | 2010-10-11 | BEIJING CHOICE electronic | TransHealth Care | PHC Newborn corner | TNMSC |  | 2010-10-19 | 2012-03-19 | 139350 | NO AMC | 9754.5 |  |  | 2011-10-07 | Working
406 | Kammavanpettai | Pulse Oximeter | CRD_SPO2 | 02402/SPO2/1 | B2 | MD200A |  |  | 2010-10-11 | BEIJING CHOICE electronic | TransHealth Care | PHC Newborn corner | TNMSC |  | 2010-10-19 | 2012-03-19 | 139350 | NO AMC | 9754.5 |  |  | 2011-10-07 | Working
407 | Anaicut | Boyles apparatus with Circle Abosrber | ANA_BACA | 02406/BACA/1 | B2 | JUPITER200HP |  |  | 2007-11-01 | Transhealth care india Pvt ltd | Transhealth care india Pvt ltd | OT | TNMSC |  | 2008-04-09 | 2010-03-09 | 81000 | NO AMC | 5670 |  |  | 2011-10-07 | Working
408 | Nowlack | Mono cular Microscope | LAB_MOMS | 03523/MOMS/1 | C | OLYMPUS |  |  | 2008-11-10 | M/S Subra Scientific | M/S Subra Scientific | Lab | TNMSC |  | 2008-11-10 |  | 10995 | NO AMC | 769.65 |  |  | 2011-10-07 | Working
409 | Banavaram | Boyles apparatus with Circle Abosrber | ANA_BACA | 02386/BACA/1 | B2 | JUPITER200HP |  |  | 2007-11-01 | Transhealth care india Pvt ltd | Transhealth care india Pvt ltd | OT | TNMSC |  | 2008-04-09 | 2010-03-09 | 81000 | NO AMC | 5670 |  |  | 2011-10-07 | Working
410 | Mudhur | Boyles apparatus with Circle Abosrber | ANA_BACA | 02389/BACA/1 | B2 | JUPITER200HP |  |  | 2007-11-01 | Transhealth care india Pvt ltd | Transhealth care india Pvt ltd | OT | TNMSC |  | 2008-04-09 | 2010-03-09 | 81000 | NO AMC | 5670 |  |  | 2011-10-07 | Working
411 | Punnai | Boyles apparatus with Circle Abosrber | ANA_BACA | 02393/BACA/1 | B2 | JUPITER200HP |  |  | 2007-11-01 | Transhealth care india Pvt ltd | Transhealth care india Pvt ltd | OT | TNMSC |  | 2008-04-09 | 2010-03-09 | 81000 | NO AMC | 5670 |  |  | 2011-10-07 | Working
412 | Kachalampet | Mono cular Microscope | LAB_MOMS | 02404/MOMS/1 | C | [11 empty] | 0 | NO AMC | 0 |  |  | 2011-10-07 | Working
413 | Kaniyambadi | Mono cular Microscope | LAB_MOMS | 02403/MOMS/1 | C | [11 empty] | 0 | NO AMC | 0 |  |  | 2011-10-07 | Working
414 | Ammoor | Semi auto analyser | LAB_SEAA | 02381/SEAA/1 | B2 | PRIETEST TOUCH |  |  | 2007-01-12 | Robonik | Robonik | Lab | TNMSC |  | 2007-03-05 |  | 49902 | NO AMC | 3493.14 |  |  | 2011-10-07 | Working
415 | Anaicut | Semi auto analyser | LAB_SEAA | 02406/SEAA/1 | B2 | PRIETEST TOUCH |  |  | 2007-01-12 | Robonik | Robonik | Lab | TNMSC |  | 2007-03-05 |  | 49902 | NO AMC | 3493.14 |  |  | 2011-10-07 | Working
416 | Attupakkam | Semi auto analyser | LAB_SEAA | 02391/SEAA/1 | B2 | PRIETEST TOUCH |  |  | 2007-01-12 | Robonik | Robonik | Lab | TNMSC |  | 2007-03-05 |  | 49902 | NO AMC | 3493.14 |  |  | 2011-10-07 | Working
417 | Banavaram | Semi auto analyser | LAB_SEAA | 02386/SEAA/1 | B2 | PRIETEST TOUCH |  |  | 2007-01-12 | Robonik | Robonik | Lab | TNMSC |  | 2007-03-05 |  | 49902 | NO AMC | 3493.14 |  |  | 2011-10-07 | Working
418 | Kaniyambadi | Semi auto analyser | LAB_SEAA | 02403/SEAA/1 | B2 | PRIETEST TOUCH |  |  | 2007-01-12 | Robonik | Robonik | Lab | TNMSC |  | 2007-03-05 |  | 49902 | NO AMC | 3493.14 |  |  | 2011-10-07 | Working
419 | Kaveripakkam | Semi auto analyser | LAB_SEAA | 02384/SEAA/1 | B2 | PRIETEST TOUCH |  |  | 2007-01-12 | Robonik | Robonik | Lab | TNMSC |  | 2007-03-05 |  | 49902 | NO AMC | 3493.14 |  |  | 2011-10-07 | Working
420 | Mambakkam | Ultra Sonogram -POTABLE | IME_IUSP | 02398/IUSP/1 | B | [11 empty] | 0 | NO AMC | 0 |  |  | 2011-10-07 | Working
421 | Kodaikkal | Semi auto analyser | LAB_SEAA | 02377/SEAA/1 | B2 | PRIETEST TOUCH |  |  | 2007-01-12 | Robonik | Robonik | Lab | TNMSC |  | 2007-03-05 |  | 49902 | NO AMC | 3493.14 |  |  | 2011-10-07 | Working
422 | Lalapet | Semi auto analyser | LAB_SEAA | 02380/SEAA/1 | B2 | PRIETEST TOUCH |  |  | 2007-01-12 | Robonik | Robonik | Lab | TNMSC |  | 2007-03-05 |  | 49902 | NO AMC | 3493.14 |  |  | 2011-10-07 | Working
423 | Melkalathur | Semi auto analyser | LAB_SEAA | 02392/SEAA/1 | B2 | PRIETEST TOUCH |  |  | 2007-01-12 | Robonik | Robonik | Lab | TNMSC |  | 2007-03-05 |  | 49902 | NO AMC | 3493.14 |  |  | 2011-10-07 | Working
424 | Melpadi | Semi auto analyser | LAB_SEAA | 02375/SEAA/1 | B2 | PRIETEST TOUCH |  |  | 2007-01-12 | Robonik | Robonik | Lab | TNMSC |  | 2007-03-05 |  | 49902 | NO AMC | 3493.14 |  |  | 2011-10-07 | Working
425 | Melvisharam | Semi auto analyser | LAB_SEAA | 02396/SEAA/1 | B2 | PRIETEST TOUCH |  |  | 2007-01-12 | Robonik | Robonik | Lab | TNMSC |  | 2007-03-05 |  | 49902 | NO AMC | 3493.14 |  |  | 2011-10-07 | Working
426 | Minnal | Semi auto analyser | LAB_SEAA | 02388/SEAA/1 | B2 | PRIETEST TOUCH |  |  | 2007-01-12 | Robonik | Robonik | Lab | TNMSC |  | 2007-03-05 |  | 49902 | NO AMC | 3493.14 |  |  | 2011-10-07 | Working
427 | Mudhur | Semi auto analyser | LAB_SEAA | 02389/SEAA/1 | B2 | PRIETEST TOUCH |  |  | 2007-01-12 | Robonik | Robonik | Lab | TNMSC |  | 2007-03-05 |  | 49902 | NO AMC | 3493.14 |  |  | 2011-10-07 | Working
428 | Musiri | Semi auto analyser | LAB_SEAA | 02382/SEAA/1 | B2 | PRIETEST TOUCH |  |  | 2007-01-12 | Robonik | Robonik | Lab | TNMSC |  | 2007-03-05 |  | 49902 | NO AMC | 3493.14 |  |  | 2011-10-07 | Working
429 | Nowlack | Semi auto analyser | LAB_SEAA | 03523/SEAA/1 | B2 | PRIETEST TOUCH |  |  | 2007-01-12 | Robonik | Robonik | Lab | TNMSC |  | 2007-03-05 |  | 49902 | NO AMC | 3493.14 |  |  | 2011-10-07 | Working
430 | Odugathur | Semi auto analyser | LAB_SEAA | 02405/SEAA/1 | B2 | PRIETEST TOUCH |  |  | 2007-01-12 | Robonik | Robonik | Lab | TNMSC |  | 2007-03-05 |  | 49902 | NO AMC | 3493.14 |  |  | 2011-10-07 | Working
431 | Pallikonda | Semi auto analyser | LAB_SEAA | 02407/SEAA/1 | B2 | PRIETEST TOUCH |  |  | 2007-01-12 | Robonik | Robonik | Lab | TNMSC |  | 2007-03-05 |  | 49902 | NO AMC | 3493.14 |  |  | 2011-10-07 | Working
432 | Panapakkam | Semi auto analyser | LAB_SEAA | 02394/SEAA/1 | B2 | PRIETEST TOUCH |  |  | 2007-01-12 | Robonik | Robonik | Lab | TNMSC |  | 2007-03-05 |  | 49902 | NO AMC | 3493.14 |  |  | 2011-10-07 | Working
433 | Poigai | Semi auto analyser | LAB_SEAA | 02408/SEAA/1 | B2 | PRIETEST TOUCH |  |  | 2007-01-12 | Robonik | Robonik | Lab | TNMSC |  | 2007-03-05 |  | 49902 | NO AMC | 3493.14 |  |  | 2011-10-07 | Working
434 | Ponnai | Semi auto analyser | LAB_SEAA | 02376/SEAA/1 | B2 | PRIETEST TOUCH |  |  | 2007-01-12 | Robonik | Robonik | Lab | TNMSC |  | 2007-03-05 |  | 49902 | NO AMC | 3493.14 |  |  | 2011-10-07 | Working
435 | Pudupadi | Semi auto analyser | LAB_SEAA | 02395/SEAA/1 | B2 | PRIETEST TOUCH |  |  | 2007-01-12 | Robonik | Robonik | Lab | TNMSC |  | 2007-03-05 |  | 49902 | NO AMC | 3493.14 |  |  | 2011-10-07 | Working
436 | Pudupattu | Semi auto analyser | LAB_SEAA | 02383/SEAA/1 | B2 | PRIETEST TOUCH |  |  | 2007-01-12 | Robonik | Robonik | Lab | TNMSC |  | 2007-03-05 |  | 49902 | NO AMC | 3493.14 |  |  | 2011-10-07 | Working
437 | Punnai | Semi auto analyser | LAB_SEAA | 02393/SEAA/1 | B2 | PRIETEST TOUCH |  |  | 2007-01-12 | Robonik | Robonik | Lab | TNMSC |  | 2007-03-05 |  | 49902 | NO AMC | 3493.14 |  |  | 2011-10-07 | Working
438 | Thakkolam | Semi auto analyser | LAB_SEAA | 02390/SEAA/1 | B2 | PRIETEST TOUCH |  |  | 2007-01-12 | Robonik | Robonik | Lab | TNMSC |  | 2007-03-05 |  | 49902 | NO AMC | 3493.14 |  |  | 2011-10-07 | Working
439 | Thimiri | Semi auto analyser | LAB_SEAA | 02400/SEAA/1 | B2 | PRIETEST TOUCH |  |  | 2007-01-12 | Robonik | Robonik | Lab | TNMSC |  | 2007-03-05 |  | 49902 | NO AMC | 3493.14 |  |  | 2011-10-07 | Working
440 | Ussoor | Semi auto analyser | LAB_SEAA | 02374/SEAA/1 | B2 | PRIETEST TOUCH |  |  | 2007-01-12 | Robonik | Robonik | Lab | TNMSC |  | 2007-03-05 |  | 49902 | NO AMC | 3493.14 |  |  | 2011-10-07 | Working
441 | Valayathur | Semi auto analyser | LAB_SEAA | 02399/SEAA/1 | B2 | PRIETEST TOUCH |  |  | 2007-01-12 | Robonik | Robonik | Lab | TNMSC |  | 2007-03-05 |  | 49902 | NO AMC | 3493.14 |  |  | 2011-10-07 | Working
442 | Vilapakkam | Semi auto analyser | LAB_SEAA | 02401/SEAA/1 | B2 | PRIETEST TOUCH |  |  | 2007-01-12 | Robonik | Robonik | Lab | TNMSC |  | 2007-03-05 |  | 49902 | NO AMC | 3493.14 |  |  | 2011-10-07 | Working
443 | Kammavanpettai | Semi auto analyser | LAB_SEAA | 02402/SEAA/1 | B2 | PRIETEST TOUCH |  |  | 2007-01-12 | Robonik | Robonik | Lab | TNMSC |  | 2007-03-05 |  | 49902 | NO AMC | 3493.14 |  |  | 2011-10-07 | Working
444 | Odugathur | Dental Chair(Electric/Hydraulic/Manual) | DEN_DECH | 02405/DECH/1 | B2 | SIMPLEX2006 |  |  | 2011-03-18 | APPADENT | APPADENT | Dental OP | TNMSC |  |  |  | 114400 | NO AMC | 8008 |  |  | 2011-10-07 | Working
445 | Banavaram | Dental Chair(Electric/Hydraulic/Manual) | DEN_DECH | 02386/DECH/1 | B2 | EXCEL9 |  |  | 2010-03-30 | Confident dental equip ltd |  | Dental OP | TNMSC |  | 2010-03-30 |  | 113500 | NO AMC | 7945 |  |  | 2011-10-07 | Working
446 | Odugathur | 100 M.A. X-ray machine Mobile | IME_100M | 02405/100M/1 | B2 | PDX1010-D |  |  |  | PICKS Medical System | PICKS Medical System | X ray room | TNMSC |  | 2005-08-19 |  | 125400 | NO AMC | 8778 |  |  | 2011-10-07 | Working
447 | Banavaram | 100 M.A. X-ray machine Mobile | IME_100M | 02386/100M/1 | B2 | PDX1010-D |  |  |  | PICKS Medical System | PICKS Medical System | X ray room | TNMSC |  | 2005-08-19 |  | 125400 | NO AMC | 8778 |  |  | 2011-10-07 | Working
448 | Anaicut | 100 M.A. X-ray machine Mobile | IME_100M | 02406/100M/1 | B2 | 100-C/FC Multipose |  |  | 2003-04-05 | Allengers Medical system ltd | Allengers Medical system ltd | X ray room | TNMSC |  | 2003-04-05 |  | 126500 | NO AMC | 8855 |  |  | 2011-10-07 | Working
449 | Alamelumangapuram | Ultra Sonogram -POTABLE | IME_IUSP | 03524/IUSP/1 | B | 500M |  |  |  | L~T | L~T | AN clinic |  |  |  |  | 275000 | NO AMC | 19250 |  |  | 2011-10-07 | Working
450 | Ammoor | Ultra Sonogram -POTABLE | IME_IUSP | 02381/IUSP/1 | B | 500M |  |  | 2010-03-01 | Suriya Surgical industries |  | AN clinic | TNMSC |  |  |  | 174200 | NO AMC | 12194 |  |  | 2011-10-07 | Working
451 | Anaicut | Ultra Sonogram -POTABLE | IME_IUSP | 02406/IUSP/1 | B | UTSCAN |  |  | 2009-05-19 | MAESTROS Medlines system |  | AN clinic | TNMSC |  |  |  | 195300 | NO AMC | 13671 |  |  | 2011-10-07 | Working
452 | Attupakkam | Ultra Sonogram -POTABLE | IME_IUSP | 02391/IUSP/1 | B | [11 empty] | 0 | NO AMC | 0 |  |  | 2011-10-07 | Working
453 | Banavaram | Ultra Sonogram -POTABLE | IME_IUSP | 02386/IUSP/1 | B | [11 empty] | 0 | NO AMC | 0 |  |  | 2011-10-07 | Working
454 | Guruvarajapet | Ultra Sonogram -POTABLE | IME_IUSP | 02385/IUSP/1 | B | [11 empty] | 0 | NO AMC | 0 |  |  | 2011-10-07 | Working
455 | Kachalampet | Ultra Sonogram -POTABLE | IME_IUSP | 02404/IUSP/1 | B | [11 empty] | 0 | NO AMC | 0 |  |  | 2011-10-07 | Working
456 | Kaniyambadi | Ultra Sonogram -POTABLE | IME_IUSP | 02403/IUSP/1 | B | [11 empty] | 0 | NO AMC | 0 |  |  | 2011-10-07 | Working
457 | Karadikuppam | Ultra Sonogram -POTABLE | IME_IUSP | 02378/IUSP/1 | B | [11 empty] | 0 | NO AMC | 0 |  |  | 2011-10-07 | Working
458 | Kaveripakkam | Ultra Sonogram -POTABLE | IME_IUSP | 02384/IUSP/1 | B | [11 empty] | 0 | NO AMC | 0 |  |  | 2011-10-07 | Working
459 | Kodaikkal | Ultra Sonogram -POTABLE | IME_IUSP | 02377/IUSP/1 | B | [11 empty] | 0 | NO AMC | 0 |  |  | 2011-10-07 | Working
460 | Ladavaram | Ultra Sonogram -POTABLE | IME_IUSP | 02397/IUSP/1 | B | [11 empty] | 0 | NO AMC | 0 |  |  | 2011-10-07 | Working
461 | Lalapet | Ultra Sonogram -POTABLE | IME_IUSP | 02380/IUSP/1 | B | [11 empty] | 0 | NO AMC | 0 |  |  | 2011-10-07 | Working
462 | Melkalathur | Ultra Sonogram -POTABLE | IME_IUSP | 02392/IUSP/1 | B | [11 empty] | 0 | NO AMC | 0 |  |  | 2011-10-07 | Working
463 | Melpadi | Ultra Sonogram -POTABLE | IME_IUSP | 02375/IUSP/1 | B | [11 empty] | 0 | NO AMC | 0 |  |  | 2011-10-07 | Working
464 | Melvisharam | Ultra Sonogram -POTABLE | IME_IUSP | 02396/IUSP/1 | B | [11 empty] | 0 | NO AMC | 0 |  |  | 2011-10-07 | Working
465 | Minnal | Ultra Sonogram -POTABLE | IME_IUSP | 02388/IUSP/1 | B | [11 empty] | 0 | NO AMC | 0 |  |  | 2011-10-07 | Working
466 | Mudhur | Ultra Sonogram -POTABLE | IME_IUSP | 02389/IUSP/1 | B | [11 empty] | 0 | NO AMC | 0 |  |  | 2011-10-07 | Working
467 | Musiri | Ultra Sonogram -POTABLE | IME_IUSP | 02382/IUSP/1 | B | [11 empty] | 0 | NO AMC | 0 |  |  | 2011-10-07 | Working
468 | Odugathur | Ultra Sonogram -POTABLE | IME_IUSP | 02405/IUSP/1 | B | [11 empty] | 0 | NO AMC | 0 |  |  | 2011-10-07 | Working
469 | Pallikonda | Ultra Sonogram -POTABLE | IME_IUSP | 02407/IUSP/1 | B | [11 empty] | 0 | NO AMC | 0 |  |  | 2011-10-07 | Working
470 | Panapakkam | Ultra Sonogram -POTABLE | IME_IUSP | 02394/IUSP/1 | B | [11 empty] | 0 | NO AMC | 0 |  |  | 2011-10-07 | Working
471 | Paranchi | Ultra Sonogram -POTABLE | IME_IUSP | 02387/IUSP/1 | B | [11 empty] | 0 | NO AMC | 0 |  |  | 2011-10-07 | Working
472 | Poigai | Ultra Sonogram -POTABLE | IME_IUSP | 02408/IUSP/1 | B | [11 empty] | 0 | NO AMC | 0 |  |  | 2011-10-07 | Working
473 | Ponnai | Ultra Sonogram -POTABLE | IME_IUSP | 02376/IUSP/1 | B | [11 empty] | 0 | NO AMC | 0 |  |  | 2011-10-07 | Working
474 | Pudupadi | Ultra Sonogram -POTABLE | IME_IUSP | 02395/IUSP/1 | B | [11 empty] | 0 | NO AMC | 0 |  |  | 2011-10-07 | Working
475 | Pudupattu | Ultra Sonogram -POTABLE | IME_IUSP | 02383/IUSP/1 | B | [11 empty] | 0 | NO AMC | 0 |  |  | 2011-10-07 | Working
476 | Punnai | Ultra Sonogram -POTABLE | IME_IUSP | 02393/IUSP/1 | B | [11 empty] | 0 | NO AMC | 0 |  |  | 2011-10-07 | Working
477 | Thakkolam | Ultra Sonogram -POTABLE | IME_IUSP | 02390/IUSP/1 | B | [11 empty] | 0 | NO AMC | 0 |  |  | 2011-10-07 | Working
478 | Thimiri | Ultra Sonogram -POTABLE | IME_IUSP | 02400/IUSP/1 | B | [11 empty] | 0 | NO AMC | 0 |  |  | 2011-10-07 | Working
479 | Ussoor | Ultra Sonogram -POTABLE | IME_IUSP | 02374/IUSP/1 | B | [11 empty] | 0 | NO AMC | 0 |  |  | 2011-10-07 | Working
480 | Valayathur | Ultra Sonogram -POTABLE | IME_IUSP | 02399/IUSP/1 | B | [11 empty] | 0 | NO AMC | 0 |  |  | 2011-10-07 | Working
481 | Vilapakkam | Ultra Sonogram -POTABLE | IME_IUSP | 02401/IUSP/1 | B | [11 empty] | 0 | NO AMC | 0 |  |  | 2011-10-07 | Working
482 | Vinnampalli | Ultra Sonogram -POTABLE | IME_IUSP | 02379/IUSP/1 | B | [11 empty] | 0 | NO AMC | 0 |  |  | 2011-10-07 | Working
483 | Kammavanpettai | Ultra Sonogram -POTABLE | IME_IUSP | 02402/IUSP/1 | B | [11 empty] | 0 | NO AMC | 0 |  |  | 2011-10-07 | Working
484 | Alamelumangapuram | Mono cular Microscope | LAB_MOMS | 03524/MOMS/1 | C | OLYMPUS |  |  | 2008-11-10 | M/S Subra Scientific | M/S Subra Scientific | Lab | TNMSC |  | 2008-11-10 |  | 10995 | NO AMC | 769.65 |  |  | 2011-10-07 | Working
485 | Ammoor | Mono cular Microscope | LAB_MOMS | 02381/MOMS/1 | C | [11 empty] | 0 | NO AMC | 0 |  |  | 2011-10-07 | Working
486 | Attupakkam | Mono cular Microscope | LAB_MOMS | 02391/MOMS/1 | C | [11 empty] | 0 | NO AMC | 0 |  |  | 2011-10-07 | Working
487 | Banavaram | Mono cular Microscope | LAB_MOMS | 02386/MOMS/1 | C | [11 empty] | 0 | NO AMC | 0 |  |  | 2011-10-07 | Working
488 | Kodaikkal | Mono cular Microscope | LAB_MOMS | 02377/MOMS/1 | C | [11 empty] | 0 | NO AMC | 0 |  |  | 2011-10-07 | Working
489 | Lalapet | Mono cular Microscope | LAB_MOMS | 02380/MOMS/1 | C | [11 empty] | 0 | NO AMC | 0 |  |  | 2011-10-07 | Working
490 | Melkalathur | Mono cular Microscope | LAB_MOMS | 02392/MOMS/1 | C | [11 empty] | 0 | NO AMC | 0 |  |  | 2011-10-07 | Working
491 | Melpadi | Mono cular Microscope | LAB_MOMS | 02375/MOMS/1 | C | [11 empty] | 0 | NO AMC | 0 |  |  | 2011-10-07 | Working
492 | Melvisharam | Mono cular Microscope | LAB_MOMS | 02396/MOMS/1 | C | [11 empty] | 0 | NO AMC | 0 |  |  | 2011-10-07 | Working
493 | Minnal | Mono cular Microscope | LAB_MOMS | 02388/MOMS/1 | C | [11 empty] | 0 | NO AMC | 0 |  |  | 2011-10-07 | Working
494 | Mudhur | Mono cular Microscope | LAB_MOMS | 02389/MOMS/1 | C | [11 empty] | 0 | NO AMC | 0 |  |  | 2011-10-07 | Working
495 | Musiri | Mono cular Microscope | LAB_MOMS | 02382/MOMS/1 | C | [11 empty] | 0 | NO AMC | 0 |  |  | 2011-10-07 | Working
496 | Odugathur | Mono cular Microscope | LAB_MOMS | 02405/MOMS/1 | C | [11 empty] | 0 | NO AMC | 0 |  |  | 2011-10-07 | Working
497 | Panapakkam | Mono cular Microscope | LAB_MOMS | 02394/MOMS/1 | C | OLYMPUS |  |  | 2008-11-10 | M/S Subra Scientific | M/S Subra Scientific | Lab | TNMSC |  | 2008-11-10 |  | 10995 | NO AMC | 769.65 |  |  | 2011-10-07 | Working
498 | Poigai | Mono cular Microscope | LAB_MOMS | 02408/MOMS/1 | C | [11 empty] | 0 | NO AMC | 0 |  |  | 2011-10-07 | Working
499 | Ponnai | Mono cular Microscope | LAB_MOMS | 02376/MOMS/1 | C | [11 empty] | 0 | NO AMC | 0 |  |  | 2011-10-07 | Working
500 | Pudupadi | Mono cular Microscope | LAB_MOMS | 02395/MOMS/1 | C | [11 empty] | 0 | NO AMC | 0 |  |  | 2011-10-07 | Working
501 | Pudupattu | Mono cular Microscope | LAB_MOMS | 02383/MOMS/1 | C | [11 empty] | 0 | NO AMC | 0 |  |  | 2011-10-07 | Working
502 | Punnai | Mono cular Microscope | LAB_MOMS | 02393/MOMS/1 | C | [11 empty] | 0 | NO AMC | 0 |  |  | 2011-10-07 | Working
503 | Thakkolam | Mono cular Microscope | LAB_MOMS | 02390/MOMS/1 | C | [11 empty] | 0 | NO AMC | 0 |  |  | 2011-10-07 | Working
504 | Thimiri | Mono cular Microscope | LAB_MOMS | 02400/MOMS/1 | C | [11 empty] | 0 | NO AMC | 0 |  |  | 2011-10-07 | Working
505 | Ussoor | Mono cular Microscope | LAB_MOMS | 02374/MOMS/1 | C | [11 empty] | 0 | NO AMC | 0 |  |  | 2011-10-07 | Working
506 | Valayathur | Mono cular Microscope | LAB_MOMS | 02399/MOMS/1 | C | [11 empty] | 0 | NO AMC | 0 |  |  | 2011-10-07 | Working
507 | Vilapakkam | Mono cular Microscope | LAB_MOMS | 02401/MOMS/1 | C | OLYMPUS |  |  | 2008-11-10 | M/S Subra Scientific | M/S Subra Scientific | Lab | TNMSC |  | 2008-11-10 |  | 10995 | NO AMC | 769.65 |  |  | 2011-10-07 | Working
508 | Kammavanpettai | Mono cular Microscope | LAB_MOMS | 02402/MOMS/1 | C | [11 empty] | 0 | NO AMC | 0 |  |  | 2011-10-07 | Working
509 | Anaicut | Binocular Mircroscope | LAB_BIMS | 02406/BIMS/1 | B2 |  |  |  | 2007-11-27 | MC DALAL ~ co | MC DALAL ~ co | Blood storage unit | DPH |  | 2007-11-27 |  | 54364 | NO AMC | 3805.48 |  |  | 2011-10-07 | Working
510 | Banavaram | Binocular Mircroscope | LAB_BIMS | 02386/BIMS/1 | B2 |  |  |  | 2007-11-27 | MC DALAL ~ co | MC DALAL ~ co | Blood storage unit | DPH |  | 2007-11-27 |  | 54364 | NO AMC | 3805.48 |  |  | 2011-10-07 | Working
511 | Anaicut | Blood Bank Refrigerator | LAB_BLDR | 02406/BLDR/1 | B2 | BR120SR |  |  | 2007-11-07 | REMI | REMI | Blood storage unit | DPH |  | 2007-11-07 |  | 135208 | NO AMC | 9464.56 |  |  | 2011-10-07 | Working
512 | Banavaram | Blood Bank Refrigerator | LAB_BLDR | 02386/BLDR/1 | B2 | BR120SR |  |  | 2007-11-07 | REMI | REMI | Blood storage unit | DPH |  | 2007-11-07 |  | 135208 | NO AMC | 9464.56 |  |  | 2011-10-07 | Working
513 | Lalapet | Blood Bank Refrigerator | LAB_BLDR | 02380/BLDR/1 | B2 | [11 empty] | 0 | NO AMC | 0 |  |  | 2011-10-07 | Working
514 | Thimiri | Blood Bank Refrigerator | LAB_BLDR | 02400/BLDR/1 | B2 | JAR03 | R 09111005 |  | 2010-02-23 | Jobeautomations | PAWAR Elctro systems | Blood storage unit | TNMSC |  | 2010-02-23 |  | 58219 | NO AMC | 4075.33 |  |  | 2011-10-07 | Working
515 | Punnai | Blood Bank Refrigerator | LAB_BLDR | 02393/BLDR/1 | B2 | JAR03 | R 09111005 |  | 2010-02-23 | Jobeautomations | PAWAR Elctro systems | Blood storage unit | TNMSC |  | 2010-02-23 |  | 58219 | NO AMC | 4075.33 |  |  | 2011-10-07 | Working
516 | Pallikonda | Blood Bank Refrigerator | LAB_BLDR | 02407/BLDR/1 | B2 | [11 empty] | 0 | NO AMC | 0 |  |  | 2011-10-07 | Working
517 | Odugathur | Blood Bank Refrigerator | LAB_BLDR | 02405/BLDR/1 | B2 | JAR03 | R 09111005 |  | 2010-02-23 | Jobeautomations | PAWAR Elctro systems | Blood storage unit | TNMSC |  | 2010-02-23 |  | 58219 | NO AMC | 4075.33 |  |  | 2011-10-07 | Working
518 | Odugathur | Electri centrifuger | LAB_CENT | 02405/CENT/1 | C | C8C |  |  |  | RAJA'S | SABERWAL surgicals co | LAB | OTHERS |  |  |  | 10700 | NO AMC | 749 |  |  | 2011-10-07 | Working
519 | Punnai | Electri centrifuger | LAB_CENT | 02393/CENT/1 | C | C8C |  |  |  | RAJA'S | SABERWAL surgicals co | LAB | OTHERS |  |  |  | 10700 | NO AMC | 749 |  |  | 2011-10-07 | Working
520 | Banavaram | Electri centrifuger | LAB_CENT | 02386/CENT/1 | C |  |  |  | 2007-03-15 | South India Surgical | South India Surgical | LAB | DPH |  | 2007-11-16 |  | 14040 | NO AMC | 982.8 |  |  | 2011-10-07 | Working
521 | Thimiri | Electri centrifuger | LAB_CENT | 02400/CENT/1 | C | LAPOTECTH | 76032 |  |  | BD Instrumentation Ltd | BD Instrumentation Ltd | LAB | OTHERS |  |  |  | 0 | NO AMC | 0 |  |  | 2011-10-07 | Working
522 | Pallikonda | Electri centrifuger | LAB_CENT | 02407/CENT/1 | C | LAPOTECTH |  |  |  | BD Instrumentation Ltd | BD Instrumentation Ltd | LAB | OTHERS |  |  |  | 0 | NO AMC | 0 |  |  | 2011-10-07 | Working
523 | Anaicut | Electri centrifuger | LAB_CENT | 02406/CENT/1 | C | [11 empty] | 0 | NO AMC | 0 |  |  | 2011-10-07 | Working
524 | Lalapet | Electri centrifuger | LAB_CENT | 02380/CENT/1 | C | [11 empty] | 0 | NO AMC | 0 |  |  | 2011-10-07 | Working
525 | Ammoor | Suction Apparatus - Electrical(Hivacuam) | OTE_SAHV | 02381/SAHV/1 | B2 | CABE+INET |  |  | 2008-03-18 | VISHAL Hospital Steel Furni | VISHAL Hospital Steel Furni | IP | TNMSC |  | 2008-03-18 |  | 4410 | NO AMC | 308.7 |  |  | 2011-10-07 | Working
526 | Anaicut | Suction Apparatus - Electrical(Hivacuam) | OTE_SAHV | 02406/SAHV/1 | B2 | CABE+INET |  |  | 2008-03-18 | VISHAL Hospital Steel Furni | VISHAL Hospital Steel Furni | IP | TNMSC |  | 2008-03-18 |  | 4410 | NO AMC | 308.7 |  |  | 2011-10-07 | Working
527 | Attupakkam | Suction Apparatus - Electrical(Hivacuam) | OTE_SAHV | 02391/SAHV/1 | B2 | CABE+INET |  |  | 2008-03-18 | VISHAL Hospital Steel Furni | VISHAL Hospital Steel Furni | IP | TNMSC |  | 2008-03-18 |  | 4410 | NO AMC | 308.7 |  |  | 2011-10-07 | Working
528 | Banavaram | Suction Apparatus - Electrical(Hivacuam) | OTE_SAHV | 02386/SAHV/1 | B2 | CABE+INET |  |  | 2008-03-18 | VISHAL Hospital Steel Furni | VISHAL Hospital Steel Furni | IP | TNMSC |  | 2008-03-18 |  | 4410 | NO AMC | 308.7 |  |  | 2011-10-07 | Working
529 | Guruvarajapet | Suction Apparatus - Electrical(Hivacuam) | OTE_SAHV | 02385/SAHV/1 | B2 | CABE+INET |  |  | 2008-03-18 | VISHAL Hospital Steel Furni | VISHAL Hospital Steel Furni | IP | TNMSC |  | 2008-03-18 |  | 4410 | NO AMC | 308.7 |  |  | 2011-10-07 | Working
530 | Musiri | ECG machine ordinary | CRD_ECGO | 02382/ECGO/1 | B2 | DIGI |  |  | 2007-09-06 | BPL ECG Machine | Medic India | op | TNMSC |  |  |  | 22880 | NO AMC | 1601.6 |  |  | 2011-10-07 | Working
531 | Kachalampet | Suction Apparatus - Electrical(Hivacuam) | OTE_SAHV | 02404/SAHV/1 | B2 | CABE+INET |  |  | 2008-03-18 | VISHAL Hospital Steel Furni | VISHAL Hospital Steel Furni | IP | TNMSC |  | 2008-03-18 |  | 4410 | NO AMC | 308.7 |  |  | 2011-10-07 | Working
532 | Paranchi | ECG machine ordinary | CRD_ECGO | 02387/ECGO/1 | B2 | DIGI |  |  | 2007-09-06 | BPL ECG Machine | Medic India | op | TNMSC |  |  |  | 22880 | NO AMC | 1601.6 |  |  | 2011-10-07 | Working
533 | Kaniyambadi | Suction Apparatus - Electrical(Hivacuam) | OTE_SAHV | 02403/SAHV/1 | B2 | CABE+INET |  |  | 2008-03-18 | VISHAL Hospital Steel Furni | VISHAL Hospital Steel Furni | IP | TNMSC |  | 2008-03-18 |  | 4410 | NO AMC | 308.7 |  |  | 2011-10-07 | Working
534 | Karadikuppam | Suction Apparatus - Electrical(Hivacuam) | OTE_SAHV | 02378/SAHV/1 | B2 | CABE+INET |  |  | 2008-03-18 | VISHAL Hospital Steel Furni | VISHAL Hospital Steel Furni | IP | TNMSC |  | 2008-03-18 |  | 4410 | NO AMC | 308.7 |  |  | 2011-10-07 | Working
535 | Kaveripakkam | Suction Apparatus - Electrical(Hivacuam) | OTE_SAHV | 02384/SAHV/1 | B2 | CABE+INET |  |  | 2008-03-18 | VISHAL Hospital Steel Furni | VISHAL Hospital Steel Furni | IP | TNMSC |  | 2008-03-18 |  | 4410 | NO AMC | 308.7 |  |  | 2011-10-07 | Working
536 | Kodaikkal | Suction Apparatus - Electrical(Hivacuam) | OTE_SAHV | 02377/SAHV/1 | B2 | CABE+INET |  |  | 2008-03-18 | VISHAL Hospital Steel Furni | VISHAL Hospital Steel Furni | IP | TNMSC |  | 2008-03-18 |  | 4410 | NO AMC | 308.7 |  |  | 2011-10-07 | Working
537 | Ladavaram | Suction Apparatus - Electrical(Hivacuam) | OTE_SAHV | 02397/SAHV/1 | B2 | CABE+INET |  |  | 2008-03-18 | VISHAL Hospital Steel Furni | VISHAL Hospital Steel Furni | IP | TNMSC |  | 2008-03-18 |  | 4410 | NO AMC | 308.7 |  |  | 2011-10-07 | Working
538 | Lalapet | Suction Apparatus - Electrical(Hivacuam) | OTE_SAHV | 02380/SAHV/1 | B2 | CABE+INET |  |  | 2008-03-18 | VISHAL Hospital Steel Furni | VISHAL Hospital Steel Furni | IP | TNMSC |  | 2008-03-18 |  | 4410 | NO AMC | 308.7 |  |  | 2011-10-07 | Working
539 | Mambakkam | Suction Apparatus - Electrical(Hivacuam) | OTE_SAHV | 02398/SAHV/1 | B2 | CABE+INET |  |  | 2008-03-18 | VISHAL Hospital Steel Furni | VISHAL Hospital Steel Furni | IP | TNMSC |  | 2008-03-18 |  | 4410 | NO AMC | 308.7 |  |  | 2011-10-07 | Working
540 | Odugathur | Autoclave vertical single bin | OTE_ACV1 | 02405/ACV1/1 | C | SOLOKRAFTS |  |  | 2007-12-24 | SOLOKRAFTS | SOLOKRAFTS | MNA | TNMSC |  | 2008-07-17 |  | 20700 | NO AMC | 1449 |  |  | 2011-10-07 | Working
541 | Melkalathur | Suction Apparatus - Electrical(Hivacuam) | OTE_SAHV | 02392/SAHV/1 | B2 | CABE+INET |  |  | 2008-03-18 | VISHAL Hospital Steel Furni | VISHAL Hospital Steel Furni | IP | TNMSC |  | 2008-03-18 |  | 4410 | NO AMC | 308.7 |  |  | 2011-10-07 | Working
542 | Melpadi | Suction Apparatus - Electrical(Hivacuam) | OTE_SAHV | 02375/SAHV/1 | B2 | CABE+INET |  |  | 2008-03-18 | VISHAL Hospital Steel Furni | VISHAL Hospital Steel Furni | IP | TNMSC |  | 2008-03-18 |  | 4410 | NO AMC | 308.7 |  |  | 2011-10-07 | Working
543 | Melvisharam | Suction Apparatus - Electrical(Hivacuam) | OTE_SAHV | 02396/SAHV/1 | B2 | CABE+INET |  |  | 2008-03-18 | VISHAL Hospital Steel Furni | VISHAL Hospital Steel Furni | IP | TNMSC |  | 2008-03-18 |  | 4410 | NO AMC | 308.7 |  |  | 2011-10-07 | Working
544 | Minnal | Suction Apparatus - Electrical(Hivacuam) | OTE_SAHV | 02388/SAHV/1 | B2 | CABE+INET |  |  | 2008-03-18 | VISHAL Hospital Steel Furni | VISHAL Hospital Steel Furni | IP | TNMSC |  | 2008-03-18 |  | 4410 | NO AMC | 308.7 |  |  | 2011-10-07 | Working
545 | Mudhur | Suction Apparatus - Electrical(Hivacuam) | OTE_SAHV | 02389/SAHV/1 | B2 | CABE+INET |  |  | 2008-03-18 | VISHAL Hospital Steel Furni | VISHAL Hospital Steel Furni | IP | TNMSC |  | 2008-03-18 |  | 4410 | NO AMC | 308.7 |  |  | 2011-10-07 | Working
546 | Musiri | Suction Apparatus - Electrical(Hivacuam) | OTE_SAHV | 02382/SAHV/1 | B2 | CABE+INET |  |  | 2008-03-18 | VISHAL Hospital Steel Furni | VISHAL Hospital Steel Furni | IP | TNMSC |  | 2008-03-18 |  | 4410 | NO AMC | 308.7 |  |  | 2011-10-07 | Working
547 | Odugathur | Suction Apparatus - Electrical(Hivacuam) | OTE_SAHV | 02405/SAHV/1 | B2 | CABE+INET |  |  | 2008-03-18 | VISHAL Hospital Steel Furni | VISHAL Hospital Steel Furni | IP | TNMSC |  | 2008-03-18 |  | 4410 | NO AMC | 308.7 |  |  | 2011-10-07 | Working
548 | Pallikonda | Suction Apparatus - Electrical(Hivacuam) | OTE_SAHV | 02407/SAHV/1 | B2 | CABE+INET |  |  | 2008-03-18 | VISHAL Hospital Steel Furni | VISHAL Hospital Steel Furni | IP | TNMSC |  | 2008-03-18 |  | 4410 | NO AMC | 308.7 |  |  | 2011-10-07 | Working
549 | Panapakkam | Suction Apparatus - Electrical(Hivacuam) | OTE_SAHV | 02394/SAHV/1 | B2 | CABE+INET |  |  | 2008-03-18 | VISHAL Hospital Steel Furni | VISHAL Hospital Steel Furni | IP | TNMSC |  | 2008-03-18 |  | 4410 | NO AMC | 308.7 |  |  | 2011-10-07 | Working
550 | Paranchi | Suction Apparatus - Electrical(Hivacuam) | OTE_SAHV | 02387/SAHV/1 | B2 | CABE+INET |  |  | 2008-03-18 | VISHAL Hospital Steel Furni | VISHAL Hospital Steel Furni | IP | TNMSC |  | 2008-03-18 |  | 4410 | NO AMC | 308.7 |  |  | 2011-10-07 | Working
551 | Poigai | Suction Apparatus - Electrical(Hivacuam) | OTE_SAHV | 02408/SAHV/1 | B2 | CABE+INET |  |  | 2008-03-18 | VISHAL Hospital Steel Furni | VISHAL Hospital Steel Furni | IP | TNMSC |  | 2008-03-18 |  | 4410 | NO AMC | 308.7 |  |  | 2011-10-07 | Working
552 | Ponnai | Suction Apparatus - Electrical(Hivacuam) | OTE_SAHV | 02376/SAHV/1 | B2 | CABE+INET |  |  | 2008-03-18 | VISHAL Hospital Steel Furni | VISHAL Hospital Steel Furni | IP | TNMSC |  | 2008-03-18 |  | 4410 | NO AMC | 308.7 |  |  | 2011-10-07 | Working
553 | Pudupadi | Suction Apparatus - Electrical(Hivacuam) | OTE_SAHV | 02395/SAHV/1 | B2 | CABE+INET |  |  | 2008-03-18 | VISHAL Hospital Steel Furni | VISHAL Hospital Steel Furni | IP | TNMSC |  | 2008-03-18 |  | 4410 | NO AMC | 308.7 |  |  | 2011-10-07 | Working
554 | Pudupattu | Suction Apparatus - Electrical(Hivacuam) | OTE_SAHV | 02383/SAHV/1 | B2 | CABE+INET |  |  | 2008-03-18 | VISHAL Hospital Steel Furni | VISHAL Hospital Steel Furni | IP | TNMSC |  | 2008-03-18 |  | 4410 | NO AMC | 308.7 |  |  | 2011-10-07 | Working
555 | Punnai | Suction Apparatus - Electrical(Hivacuam) | OTE_SAHV | 02393/SAHV/1 | B2 | CABE+INET |  |  | 2008-03-18 | VISHAL Hospital Steel Furni | VISHAL Hospital Steel Furni | IP | TNMSC |  | 2008-03-18 |  | 4410 | NO AMC | 308.7 |  |  | 2011-10-07 | Working
556 | Thakkolam | Suction Apparatus - Electrical(Hivacuam) | OTE_SAHV | 02390/SAHV/1 | B2 | CABE+INET |  |  | 2008-03-18 | VISHAL Hospital Steel Furni | VISHAL Hospital Steel Furni | IP | TNMSC |  | 2008-03-18 |  | 4410 | NO AMC | 308.7 |  |  | 2011-10-07 | Working
557 | Thimiri | Suction Apparatus - Electrical(Hivacuam) | OTE_SAHV | 02400/SAHV/1 | B2 | CABE+INET |  |  | 2008-03-18 | VISHAL Hospital Steel Furni | VISHAL Hospital Steel Furni | IP | TNMSC |  | 2008-03-18 |  | 4410 | NO AMC | 308.7 |  |  | 2011-10-07 | Working
558 | Ussoor | Suction Apparatus - Electrical(Hivacuam) | OTE_SAHV | 02374/SAHV/1 | B2 | CABE+INET |  |  | 2008-03-18 | VISHAL Hospital Steel Furni | VISHAL Hospital Steel Furni | IP | TNMSC |  | 2008-03-18 |  | 4410 | NO AMC | 308.7 |  |  | 2011-10-07 | Working
559 | Valayathur | Suction Apparatus - Electrical(Hivacuam) | OTE_SAHV | 02399/SAHV/1 | B2 | CABE+INET |  |  | 2008-03-18 | VISHAL Hospital Steel Furni | VISHAL Hospital Steel Furni | IP | TNMSC |  | 2008-03-18 |  | 4410 | NO AMC | 308.7 |  |  | 2011-10-07 | Working
560 | Vilapakkam | Suction Apparatus - Electrical(Hivacuam) | OTE_SAHV | 02401/SAHV/1 | B2 | CABE+INET |  |  | 2008-03-18 | VISHAL Hospital Steel Furni | VISHAL Hospital Steel Furni | IP | TNMSC |  | 2008-03-18 |  | 4410 | NO AMC | 308.7 |  |  | 2011-10-07 | Working
561 | Pallikonda | ECG machine ordinary | CRD_ECGO | 02407/ECGO/1 | B2 | [7 empty] | TNMSC |  |  |  | 0 | NO AMC | 0 |  |  | 2011-10-07 | Working
562 | Vinnampalli | Suction Apparatus - Electrical(Hivacuam) | OTE_SAHV | 02379/SAHV/1 | B2 | CABE+INET |  |  | 2008-03-18 | VISHAL Hospital Steel Furni | VISHAL Hospital Steel Furni | IP | TNMSC |  | 2008-03-18 |  | 4410 | NO AMC | 308.7 |  |  | 2011-10-07 | Working
563 | Kammavanpettai | Suction Apparatus - Electrical(Hivacuam) | OTE_SAHV | 02402/SAHV/1 | B2 | CABE+INET |  |  | 2008-03-18 | VISHAL Hospital Steel Furni | VISHAL Hospital Steel Furni | IP | TNMSC |  | 2008-03-18 |  | 4410 | NO AMC | 308.7 |  |  | 2011-10-07 | Working
564 | Anaicut | Autoclave vertical single bin | OTE_ACV1 | 02406/ACV1/1 | C | SOLOKRAFTS |  |  | 2007-12-24 | SOLOKRAFTS | SOLOKRAFTS | MNA | TNMSC |  | 2008-07-17 |  | 20700 | NO AMC | 1449 |  |  | 2011-10-07 | Working
565 | Banavaram | Autoclave vertical single bin | OTE_ACV1 | 02386/ACV1/1 | C | SOLOKRAFTS |  |  | 2007-12-24 | SOLOKRAFTS | SOLOKRAFTS | MNA | TNMSC |  | 2008-07-17 |  | 20700 | NO AMC | 1449 |  |  | 2011-10-07 | Working
566 | Mudhur | Autoclave vertical single bin | OTE_ACV1 | 02389/ACV1/1 | C | SOLOKRAFTS |  |  | 2007-12-24 | SOLOKRAFTS | SOLOKRAFTS | MNA | TNMSC |  | 2008-07-17 |  | 20700 | NO AMC | 1449 |  |  | 2011-10-07 | Working
567 | Punnai | Autoclave vertical single bin | OTE_ACV1 | 02393/ACV1/1 | C | SOLOKRAFTS |  |  | 2007-12-24 | SOLOKRAFTS | SOLOKRAFTS | MNA | TNMSC |  | 2008-07-17 |  | 20700 | NO AMC | 1449 |  |  | 2011-10-07 | Working
568 | Ponnai | Autoclave vertical single bin | OTE_ACV1 | 02376/ACV1/1 | C | SOLOKRAFTS |  |  | 2007-12-24 | SOLOKRAFTS | SOLOKRAFTS | MNA | TNMSC |  | 2008-07-17 |  | 20700 | NO AMC | 1449 |  |  | 2011-10-07 | Working
569 | Lalapet | Autoclave vertical single bin | OTE_ACV1 | 02380/ACV1/1 | C | SOLOKRAFTS |  |  | 2007-12-24 | SOLOKRAFTS | SOLOKRAFTS | MNA | TNMSC |  | 2008-07-17 |  | 20700 | NO AMC | 1449 |  |  | 2011-10-07 | Working
570 | Thimiri | Autoclave vertical single bin | OTE_ACV1 | 02400/ACV1/1 | C | SOLOKRAFTS |  |  | 2007-12-24 | SOLOKRAFTS | SOLOKRAFTS | MNA | TNMSC |  | 2008-07-17 |  | 20700 | NO AMC | 1449 |  |  | 2011-10-07 | Working
571 | Ussoor | Autoclave vertical single bin | OTE_ACV1 | 02374/ACV1/1 | C | SOLOKRAFTS |  |  | 2007-12-24 | SOLOKRAFTS | SOLOKRAFTS | MNA | TNMSC |  | 2008-07-17 |  | 20700 | NO AMC | 1449 |  |  | 2011-10-07 | Working
572 | Kaniyambadi | Autoclave vertical single bin | OTE_ACV1 | 02403/ACV1/1 | C | SOLOKRAFTS |  |  | 2007-12-24 | SOLOKRAFTS | SOLOKRAFTS | MNA | TNMSC |  | 2008-07-17 |  | 20700 | NO AMC | 1449 |  |  | 2011-10-07 | Working
573 | Pallikonda | Autoclave vertical single bin | OTE_ACV1 | 02407/ACV1/1 | C | SOLOKRAFTS |  |  | 2007-12-24 | SOLOKRAFTS | SOLOKRAFTS | MNA | TNMSC |  | 2008-07-17 |  | 20700 | NO AMC | 1449 |  |  | 2011-10-07 | Working
574 | Pudupadi | Autoclave vertical single bin | OTE_ACV1 | 02395/ACV1/1 | C | SOLOKRAFTS |  |  | 2007-12-24 | SOLOKRAFTS | SOLOKRAFTS | MNA | TNMSC |  | 2008-07-17 |  | 20700 | NO AMC | 1449 |  |  | 2011-10-07 | Working
575 | Anaicut | Suction Apparatus - Foot operated | OTE_SAFO | 02406/SAFO/1 | C | Jupiter |  |  | 2007-08-22 | JUPITER Mfg | JUPITER Mfg | IP | TNMSC |  | 2009-02-09 |  | 891 | NO AMC | 62.37 |  |  | 2011-10-07 | Working
576 | Banavaram | Suction Apparatus - Foot operated | OTE_SAFO | 02386/SAFO/1 | C | Jupiter |  |  | 2007-08-22 | JUPITER Mfg | JUPITER Mfg | IP | TNMSC |  | 2009-02-09 |  | 891 | NO AMC | 62.37 |  |  | 2011-10-07 | Working
577 | Lalapet | Suction Apparatus - Foot operated | OTE_SAFO | 02380/SAFO/1 | C | Jupiter |  |  | 2007-08-22 | JUPITER Mfg | JUPITER Mfg | IP | TNMSC |  | 2009-02-09 |  | 891 | NO AMC | 62.37 |  |  | 2011-10-07 | Working
578 | Mudhur | Suction Apparatus - Foot operated | OTE_SAFO | 02389/SAFO/1 | C | Jupiter |  |  | 2007-08-22 | JUPITER Mfg | JUPITER Mfg | IP | TNMSC |  | 2009-02-09 |  | 891 | NO AMC | 62.37 |  |  | 2011-10-07 | Working
579 | Punnai | Suction Apparatus - Foot operated | OTE_SAFO | 02393/SAFO/1 | C | Jupiter |  |  | 2007-08-22 | JUPITER Mfg | JUPITER Mfg | IP | TNMSC |  | 2009-02-09 |  | 891 | NO AMC | 62.37 |  |  | 2011-10-07 | Working
580 | Thimiri | Suction Apparatus - Foot operated | OTE_SAFO | 02400/SAFO/1 | C | Jupiter |  |  | 2007-08-22 | JUPITER Mfg | JUPITER Mfg | IP | TNMSC |  | 2009-02-09 |  | 891 | NO AMC | 62.37 |  |  | 2011-10-07 | Working
581 | Ussoor | Suction Apparatus - Foot operated | OTE_SAFO | 02374/SAFO/1 | C | Jupiter |  |  | 2007-08-22 | JUPITER Mfg | JUPITER Mfg | IP | TNMSC |  | 2009-02-09 |  | 891 | NO AMC | 62.37 |  |  | 2011-10-07 | Working
582 | Ammoor | ECG machine ordinary | CRD_ECGO | 02381/ECGO/1 | B2 | DIGI |  |  | 2007-09-06 | BPL ECG Machine | Medic India | op | TNMSC |  |  |  | 22880 | NO AMC | 1601.6 |  |  | 2011-10-07 | Working
583 | Anaicut | ECG machine ordinary | CRD_ECGO | 02406/ECGO/1 | B2 | [7 empty] | TNMSC |  |  |  | 0 | NO AMC | 0 |  |  | 2011-10-07 | Working
584 | Attupakkam | ECG machine ordinary | CRD_ECGO | 02391/ECGO/1 | B2 | DIGI |  |  | 2007-09-06 | BPL ECG Machine | Medic India | op | TNMSC |  |  |  | 22880 | NO AMC | 1601.6 |  |  | 2011-10-07 | Working
585 | Banavaram | ECG machine ordinary | CRD_ECGO | 02386/ECGO/1 | B2 | [7 empty] | TNMSC |  |  |  | 0 | NO AMC | 0 |  |  | 2011-10-07 | Working
586 | Guruvarajapet | ECG machine ordinary | CRD_ECGO | 02385/ECGO/1 | B2 | DIGI |  |  | 2007-09-06 | BPL ECG Machine | Medic India | op | TNMSC |  |  |  | 22880 | NO AMC | 1601.6 |  |  | 2011-10-07 | Working
587 | Kachalampet | ECG machine ordinary | CRD_ECGO | 02404/ECGO/1 | B2 | DIGI |  |  | 2007-09-06 | BPL ECG Machine | Medic India | op | TNMSC |  |  |  | 22880 | NO AMC | 1601.6 |  |  | 2011-10-07 | Working
588 | Kaniyambadi | ECG machine ordinary | CRD_ECGO | 02403/ECGO/1 | B2 | DIGI |  |  | 2007-09-06 | BPL ECG Machine | Medic India | op | TNMSC |  |  |  | 22880 | NO AMC | 1601.6 |  |  | 2011-10-07 | Working
589 | Karadikuppam | ECG machine ordinary | CRD_ECGO | 02378/ECGO/1 | B2 | DIGI |  |  | 2007-09-06 | BPL ECG Machine | Medic India | op | TNMSC |  |  |  | 22880 | NO AMC | 1601.6 |  |  | 2011-10-07 | Working
590 | Kaveripakkam | ECG machine ordinary | CRD_ECGO | 02384/ECGO/1 | B2 | [7 empty] | TNMSC |  |  |  | 0 | NO AMC | 0 |  |  | 2011-10-07 | Working
591 | Kodaikkal | ECG machine ordinary | CRD_ECGO | 02377/ECGO/1 | B2 | DIGI |  |  | 2007-09-06 | BPL ECG Machine | Medic India | op | TNMSC |  |  |  | 22880 | NO AMC | 1601.6 |  |  | 2011-10-07 | Working
592 | Ladavaram | ECG machine ordinary | CRD_ECGO | 02397/ECGO/1 | B2 | [7 empty] | TNMSC |  |  |  | 0 | NO AMC | 0 |  |  | 2011-10-07 | Working
593 | Lalapet | ECG machine ordinary | CRD_ECGO | 02380/ECGO/1 | B2 | [7 empty] | TNMSC |  |  |  | 0 | NO AMC | 0 |  |  | 2011-10-07 | Working
594 | Mambakkam | ECG machine ordinary | CRD_ECGO | 02398/ECGO/1 | B2 | [7 empty] | TNMSC |  |  |  | 0 | NO AMC | 0 |  |  | 2011-10-07 | Working
595 | Melkalathur | ECG machine ordinary | CRD_ECGO | 02392/ECGO/1 | B2 | DIGI |  |  | 2007-09-06 | BPL ECG Machine | Medic India | op | TNMSC |  |  |  | 22880 | NO AMC | 1601.6 |  |  | 2011-10-07 | Working
596 | Melpadi | ECG machine ordinary | CRD_ECGO | 02375/ECGO/1 | B2 | DIGI |  |  | 2007-09-06 | BPL ECG Machine | Medic India | op | TNMSC |  |  |  | 22880 | NO AMC | 1601.6 |  |  | 2011-10-07 | Working
597 | Melvisharam | ECG machine ordinary | CRD_ECGO | 02396/ECGO/1 | B2 | [7 empty] | TNMSC |  |  |  | 0 | NO AMC | 0 |  |  | 2011-10-07 | Working
598 | Minnal | ECG machine ordinary | CRD_ECGO | 02388/ECGO/1 | B2 | DIGI |  |  | 2007-09-06 | BPL ECG Machine | Medic India | op | TNMSC |  |  |  | 22880 | NO AMC | 1601.6 |  |  | 2011-10-07 | Working
599 | Mudhur | ECG machine ordinary | CRD_ECGO | 02389/ECGO/1 | B2 | [7 empty] | TNMSC |  |  |  | 0 | NO AMC | 0 |  |  | 2011-10-07 | Working
600 | Odugathur | ECG machine ordinary | CRD_ECGO | 02405/ECGO/1 | B2 | [7 empty] | TNMSC |  |  |  | 0 | NO AMC | 0 |  |  | 2011-10-07 | Working
601 | Panapakkam | ECG machine ordinary | CRD_ECGO | 02394/ECGO/1 | B2 | DIGI |  |  | 2007-09-06 | BPL ECG Machine | Medic India | op | TNMSC |  |  |  | 22880 | NO AMC | 1601.6 |  |  | 2011-10-07 | Working
602 | Poigai | ECG machine ordinary | CRD_ECGO | 02408/ECGO/1 | B2 | [7 empty] | TNMSC |  |  |  | 0 | NO AMC | 0 |  |  | 2011-10-07 | Working
603 | Ponnai | ECG machine ordinary | CRD_ECGO | 02376/ECGO/1 | B2 | DIGI |  |  | 2007-09-06 | BPL ECG Machine | Medic India | op | TNMSC |  |  |  | 22880 | NO AMC | 1601.6 |  |  | 2011-10-07 | Working
604 | Pudupadi | ECG machine ordinary | CRD_ECGO | 02395/ECGO/1 | B2 | [11 empty] | 0 | NO AMC | 0 |  |  | 2011-10-07 | Working
605 | Pudupattu | ECG machine ordinary | CRD_ECGO | 02383/ECGO/1 | B2 | DIGI |  |  | 2007-09-06 | BPL ECG Machine | Medic India | op | TNMSC |  |  |  | 22880 | NO AMC | 1601.6 |  |  | 2011-10-07 | Working
606 | Punnai | ECG machine ordinary | CRD_ECGO | 02393/ECGO/1 | B2 | DIGI |  |  | 2007-09-06 | BPL ECG Machine | Medic India | op | TNMSC |  |  |  | 22880 | NO AMC | 1601.6 |  |  | 2011-10-07 | Working
607 | Thakkolam | ECG machine ordinary | CRD_ECGO | 02390/ECGO/1 | B2 | [11 empty] | 0 | NO AMC | 0 |  |  | 2011-10-07 | Working
608 | Thimiri | ECG machine ordinary | CRD_ECGO | 02400/ECGO/1 | B2 | [11 empty] | 0 | NO AMC | 0 |  |  | 2011-10-07 | Working
609 | Ussoor | ECG machine ordinary | CRD_ECGO | 02374/ECGO/1 | B2 | [11 empty] | 0 | NO AMC | 0 |  |  | 2011-10-07 | Working
610 | Valayathur | ECG machine ordinary | CRD_ECGO | 02399/ECGO/1 | B2 | [11 empty] | 0 | NO AMC | 0 |  |  | 2011-10-07 | Working
611 | Vilapakkam | ECG machine ordinary | CRD_ECGO | 02401/ECGO/1 | B2 | [11 empty] | 0 | NO AMC | 0 |  |  | 2011-10-07 | Working
612 | Vinnampalli | ECG machine ordinary | CRD_ECGO | 02379/ECGO/1 | B2 | DIGI |  |  | 2007-09-06 | BPL ECG Machine | Medic India | op | TNMSC |  |  |  | 22880 | NO AMC | 1601.6 |  |  | 2011-10-07 | Working
613 | Kammavanpettai | ECG machine ordinary | CRD_ECGO | 02402/ECGO/1 | B2 | DIGI |  |  | 2007-09-06 | BPL ECG Machine | Medic India | op | TNMSC |  |  |  | 22880 | NO AMC | 1601.6 |  |  | 2011-10-07 | Working
614 | Lalapet | Shadowless Lamp stand model | OTE_MOLT | 02380/MOLT/1 | B |  |  |  | 2007-09-27 | General surgical | General surgical | OT | TNMSC |  | 2008-04-04 |  | 3750 | NO AMC | 262.5 |  |  | 2011-10-07 | Working
615 | Thimiri | Shadowless Lamp stand model | OTE_MOLT | 02400/MOLT/1 | B |  |  |  | 2007-09-27 | General surgical | General surgical | OT | TNMSC |  | 2008-04-04 |  | 3750 | NO AMC | 262.5 |  |  | 2011-10-07 | Working
616 | Punnai | Shadowless Lamp stand model | OTE_MOLT | 02393/MOLT/1 | B |  |  |  | 2007-09-27 | General surgical | General surgical | OT | TNMSC |  | 2008-04-04 |  | 3750 | NO AMC | 262.5 |  |  | 2011-10-07 | Working
617 | Lalapet | Shadowless Lamp stand model | OTE_MOLT | 02380/MOLT/2 | B | 4196 |  |  | 2008-03-05 | General surgical | M.C DAlal andamp; co | OT | TNMSC |  | 2008-03-11 |  | 3750 | NO AMC | 262.5 |  |  | 2011-10-07 | Working
618 | Anaicut | Shadowless Lamp stand model | OTE_MOLT | 02406/MOLT/1 | B |  |  |  | 2008-03-05 | General surgical | General surgical | OT | TNMSC |  | 2008-03-11 |  | 3750 | NO AMC | 262.5 |  |  | 2011-10-07 | Working
619 | Ussoor | Shadowless Lamp stand model | OTE_MOLT | 02374/MOLT/1 | B |  |  |  | 2008-03-05 | General surgical | General surgical | OT | TNMSC |  | 2008-03-11 |  | 3750 | NO AMC | 262.5 |  |  | 2011-10-07 | Working
620 | Mudhur | Shadowless Lamp stand model | OTE_MOLT | 02389/MOLT/1 | B |  |  |  | 2008-03-05 | General surgical | General surgical | OT | TNMSC |  | 2008-03-11 |  | 3750 | NO AMC | 262.5 |  |  | 2011-10-07 | Working
621 | Pudupadi | Shadowless Lamp stand model | OTE_MOLT | 02395/MOLT/1 | B |  |  |  | 2008-03-05 | General surgical | General surgical | OT | TNMSC |  | 2008-03-11 |  | 3750 | NO AMC | 262.5 |  |  | 2011-10-07 | Working
622 | Ponnai | Shadowless Lamp stand model | OTE_MOLT | 02376/MOLT/1 | B |  |  |  | 2008-03-05 | General surgical | General surgical | OT | TNMSC |  | 2008-03-11 |  | 3750 | NO AMC | 262.5 |  |  | 2011-10-07 | Working
623 | Odugathur | Shadowless Lamp stand model | OTE_MOLT | 02405/MOLT/1 | B |  |  |  | 2008-03-05 | General surgical | General surgical | OT | TNMSC |  | 2008-03-11 |  | 3750 | NO AMC | 262.5 |  |  | 2011-10-07 | Working
624 | Pallikonda | Shadowless Lamp stand model | OTE_MOLT | 02407/MOLT/1 | B |  |  |  | 2008-03-05 | General surgical | General surgical | OT | TNMSC |  | 2008-03-11 |  | 3750 | NO AMC | 262.5 |  |  | 2011-10-07 | Working
1709446.76