## 32 paramakudi
DIRECTORATE OF PUBLIC HEALTH AND PREVENTIVE MEDICINE
GOVERNMENT OF TAMIL NADU
REPORT : EQUIPMENT RECEIPT DETAILS REPORT-HUD Wise
District : RAMANATHAPURAM
HUD : PARAMAKUDI
PERIOD : 01/12/2010-31/03/2015
S.No. | Institution Name | Equipment Name | Equipment Code | Equipment Code(Institution) | Equipment Category | Equipment Model No | Equipment Serial No | CPC Code | Date of Receipt | Manufacturer Name | Supplier Name | Location of Equipment | Source of Supply | Purchase Order No | Date of Installation | Warranty Valid Upto | Cost of the item | If AMC available | AMC valid upto | AMC agency name | Reported Date
1 | P.Kodikulam | Computer | OTH_COMP | 02675/COMP/1 | C |  | 13CGKY18900273 |  | 2013-04-29 | ELCOT WIPRO | S.VIJAY |  | OTHERS | ELCOT/PROC/32280-OT/V0281/C096/2013-14/315 | 2013-04-29 |  | 30500 |  |  |  | 26-6-2013
2 | Uchinatham | ECG machine ordinary | CRD_ECGO | 02687/ECGO/2 | B2 | Single channal ECG machine | 27 |  | 2008-03-03 | maestros | J.M Medical~ Madurai | OUTPATIENT EXAMINATION ROOM | OTHERS |  | 2008-03-03 | 2008-04-03 | 23920 |  |  |  | 25-6-2013
3 | Uchinatham | O2 Concentrator | ANA_O2C | 02687/O2C/1 | C | yuyue7f-5mini |  |  | 2013-01-03 | pluto-214 | madrassurgialsandamp;chemicals~chennai42 | labourroom | TNMSC |  | 2013-01-03 | 2014-01-03 | 27350 |  |  |  | 28-6-2013
4 | Theriruveli | O2 Cylinder- C type | ANA_OCC | 02681/OCC/1 | C |  |  |  | 2010-06-25 |  |  | labourward | RFHW |  | 2010-06-25 |  | 0 |  |  |  | 2013-04-07
5 | Uchinatham | O2 Cylinder- B type | ANA_OCB | 02687/OCB/1 | C | B-TYPE |  |  | 2012-10-09 | PREMIMHOSPITAL | JUPITERMANUFACTURINGWORKS | NEONATALUNIT | TNMSC |  | 2012-10-09 | 2013-10-09 | 4800 |  |  |  | 28-6-2013
6 | Uchinatham | Auto analyser | LAB_ATAL | 02687/ATAL/1 | B | AT0370211RBK |  |  | 2011-07-26 | PRIETESTTOUCH | ROBONIK.PVT.LTD | LABORATORYROOM | TNMSC |  | 2011-07-26 | 2012-07-26 | 37987 |  |  |  | 26-6-2013
7 | P.Kodikulam | Monitors for HR ECG Invasive | IME_MECG | 02675/MECG/1 | B2 | ecg 61087 | AVMLOL16679 |  |  |  | BPL MEDIC - CARE ELECTRONICS |  | OTHERS |  |  |  | 28508 |  |  |  | 2013-08-07
8 | Uchinatham | Ultra Sound Scanner - Portable | IME_USGP | 02687/USGP/1 | B2 | UTSCAN |  |  | 2009-07-21 | MAESTROS | MAESTROS.MEDILINESYSTEMS.LTD | SCANROOM | TNMSC |  | 2009-07-21 | 2010-07-21 | 173600 |  |  |  | 26-6-2013
9 | Uchinatham | Glucometer | LAB_GLMT | 02687/GLMT/1 | C | ascensiamicroletcontour |  |  | 2007-10-12 |  |  | LABROOM | DDHS |  | 2007-10-12 | 2008-10-12 | 0 |  |  |  | 2013-02-07
10 | Uchinatham | Emergency Resuscitation Kit-Baby | NNE_BERK | 02687/BERK/2 | C | s7ambus4(neonatalresuscitationbag250ml) |  |  | 2012-04-28 | SOUTHINDIASURGICALCO.LTD | southindiasurgicalco.LTD | LABOURWARD | TNMSC | 1/DC/11-12/2886DT/31-03-12 |  | 2013-04-04 | 370 |  |  |  | 2013-04-07
11 | Uchinatham | Weighing machine adult | NNE_WTMA | 02687/WTMA/2 | C |  |  |  | 2007-04-24 |  |  | OP | DDHS |  |  |  | 0 |  |  |  | 2013-04-07
12 | Uchinatham | Needle destroyer / Syringe Destroyer | OTH_NEED | 02687/NEED/1 | C | NULIFE DOTS MODEL DELUX NEEDLE DESTROYER |  |  | 2007-10-12 |  |  | INJECTION OP | DDHS |  |  | 2008-10-12 | 0 |  |  |  | 2013-05-07
13 | Uchinatham | Centrifuge | LAB_COMC | 02687/COMC/1 | C | BDI152 |  |  | 2012-03-03 | SOLOKRAFTSINDUSTRIES | T.N.GOVT.SUPPLY | LABORATORYROOM | TNMSC |  | 2012-03-03 | 2013-03-03 | 5090 |  |  |  | 2013-01-07
14 | Theriruveli | Radiant Warmer | NNE_RAWR | 02681/RAWR/1 | C |  |  |  | 2009-12-30 |  |  | LABOURWAD | DDHS |  | 2009-12-30 |  | 0 |  |  |  | 2013-04-07
15 | Uchinatham | Nebuliser Adult | OTH_NEBA | 02687/NEBA/1 | C | airjolie 11dlx |  |  | 2008-02-05 | BPL | BPL MEDIC-CARE ELECTRONICS | OP | OTHERS |  |  | 2009-02-05 | 4500 |  |  |  | 2013-05-07
16 | Uchinatham | Inverter | OTH_INV | 02687/INV/1 | C | 875 UPS |  |  | 2012-06-04 | LUMINOUS | LUMINOUS UPS | OP | OTHERS |  | 2012-06-05 | 2013-06-04 | 15850 |  |  |  | 2013-05-07
17 | Uchinatham | Computer | OTH_COMP | 02687/COMP/1 | C | IW-013 | 13CGKY18900275 |  | 2013-04-29 | ELCOT | CARE IT SOLUTION PVT LTD | MEDICAL OFFICER ROOM | SRHM/RCH | ELCOT/PROC/32280-OT/V096/2013-14/315 | 2013-04-29 | 2014-04-29 | 30500 |  |  |  | 2013-05-07
18 | Uchinatham | Microscope - Mono Ocular(Self Illuminating) | LAB_MMSI | 02687/MMSI/1 | C |  |  |  | 2013-03-08 |  |  | LABROOM | DDHS |  | 2013-03-08 | 2014-03-08 | 0 |  |  |  | 2013-01-07
19 | Uchinatham | Radiant Warmer | NNE_RAWR | 02687/RAWR/1 | C | NICE2007 |  |  | 2009-12-30 | NEOTECK | MADERSSURGICAL | LABOURWARD | DDHS |  | 2009-12-30 | 2010-12-30 | 0 |  |  |  | 2013-01-07
20 | Uchinatham | Autoclave Mini | OTE_AUTM | 02687/AUTM/1 | B | 12X15 |  |  | 2007-10-20 |  | MEDIC-CAREELETRONICS |  | DDHS |  | 2007-10-20 | 2008-10-20 | 11500 |  |  |  | 2013-01-07
21 | Uchinatham | Washing Machine | OTH_WASH | 02687/WASH/1 | B2 | 8903287006043 TOP LOADING WASHING MACHINE AW-6563 |  |  | 2011-08-17 | IFB INDUSTRIES LTD KOLKATA | IFB INDUSTRIES LTD CHENNAI | POSTNATALWARD | TNMSC |  | 2011-09-07 | 2012-08-17 | 12838 |  |  |  | 2013-05-07
22 | Theriruveli | Auto analyser | LAB_ATAL | 02681/ATAL/1 | B |  | AT0460211RBK |  | 2011-06-01 | ROBONIK | ROBONIK INDIA | LABROOM | TNMSC | 9352/TNMSC/ENGG/2010 | 2011-06-01 |  | 42738 |  |  |  | 2013-08-07
23 | Uchinatham | B.P.apparatus table model | CRD_BPAT | 02687/BPAT/1 | C |  |  |  | 2012-07-27 |  | M/S.MADHUSUDHANAN | OP | TNMSC |  |  | 2013-07-27 | 1192 |  |  |  | 2013-03-07
24 | Uchinatham | Weighing machine adult | NNE_WTMA | 02687/WTMA/1 | C |  |  |  | 2012-02-02 | ALANMEDICALandamp;LABORATORYPRODUCTS | ALANMEDICAL | OP | TNMSC |  |  | 2014-02-25 | 598 |  |  |  | 2013-03-07
25 | Theriruveli | O2 Cylinder- B type | ANA_OCB | 02681/OCB/1 | C |  |  |  | 2012-10-05 | JUPITERMANUFACTURING WORKS | JUPITER | PHC | TNMSC | RCH-TNMSC/ENGG/4/2011 | 2012-10-05 |  | 5040 |  |  |  | 2013-08-07
26 | Uchinatham | Emergency Resuscitation Kit-Baby | NNE_BERK | 02687/BERK/1 | C | NEONATALRESUSCITATIONBAG500ML |  |  | 2011-12-26 | PREMIUMHOSPITALFURNITURE | JUPITERMANUFACTURINGWORKS | LABOURROOM | TNMSC |  | 2011-12-26 | 2012-12-26 | 410 |  |  |  | 2013-03-07
27 | Uchinatham | Weighing machine adult | NNE_WTMA | 02687/WTMA/3 | C |  |  |  | 2007-04-25 |  |  |  | DDHS |  | 2007-04-25 |  | 0 |  |  |  | 17-7-2013
28 | Venkitankurichi | Computer | OTH_COMP | 02677/COMP/1 | C | elcot/pro/31768-2116158/c818/103/2016 | 358b1bs~cndtp211-72872-79aoofh~cn-od3331-71616-781-192j |  | 2008-02-25 | elcotl |  | medicalofficerroom | SRHM/RCH | elcot/pro/31768-2/16158/c818/1 | 2008-05-30 | 2011-05-29 | 21600 |  |  |  | 27-6-2013
29 | Venkitankurichi | UPS | OTH_UPS | 02677/UPS/1 | C | yt0808059553 | yt0808059553 |  | 2008-06-29 | numericpowersystemsltd | mahendran | medicalofficerroom | DPH | elcot/31768-9/c334/103/2016 | 2008-12-16 |  | 6300 |  |  |  | 27-6-2013
30 | Bogalur | Ice Lined Refrigerator | LAB_ILREF | 02672/ILREF/1 | C | MK142 | 25117544 |  | 2005-01-27 | WESTFROST |  |  | DDHS |  |  |  | 0 |  |  |  | 2013-01-01
31 | Theriruveli | Computer | OTH_COMP | 02681/COMP/1 | C | DESKTOP COMPUTOR-INTELCORE13-2100 3.1GHZ | 13LGKY18900225 |  | 2013-04-29 | ELCOT | CARE IT SOLUTIONS PVT LTD | MO ROOM | OTHERS |  | 2013-04-29 |  | 30500 |  |  |  | 2013-05-07
32 | Parthibanur | Washing Machine | OTH_WASH | 02676/WASH/1 | B2 | RVWE-10 |  |  | 2011-05-03 | RAMSONS | RAMSONS |  | TNMSC |  |  | 2011-05-03 | 104891 |  |  |  | 2013-03-08
33 | Venkitankurichi | Printer | OTH_PRINT | 02677/PRINT/1 | C | ml-2010 | 3467bkeq410160r |  | 2008-06-22 | samsung | elcot | medicalofficerroom | DPH | elcot/pro/30936/16278/lipi/c7 | 2008-07-23 | 2011-07-23 | 4075 |  |  |  | 27-6-2013
34 | Venkitankurichi | Weighing Machine Electronic | OTH_WME | 02677/WME/1 | C | [7 empty] | DDHS |  |  |  | 0 |  |  |  | 27-6-2013
35 | Bogalur | Deep Freezer | LAB_DFRZR | 02672/DFRZR/1 | B2 | MF114 |  |  | 2007-02-02 | WEST FROST |  | PHARMACY | DDHS |  |  |  | 0 |  |  |  | 2013-12-07
36 | Theriruveli | ECG Machine-Multichannel/Page Writer | CRD_ECGMUL | 02681/ECGMUL/1 | B2 | 6108T | AVMLOC12451 |  | 2010-08-11 | BPL | MEDIC -CARE ELECTONICS | PHC | OTHERS |  | 2010-08-11 | 2011-08-06 | 29650 |  |  |  | 17-7-2013
37 | Bogalur | Phototherapy Unit | NNE_PHTU | 02672/PHTU/1 | C | 006-OFL | DAC-20479-SN |  | 2007-04-23 | FANAM |  | NEONATAL WARD | DDHS |  | 2007-04-23 |  | 0 |  |  |  | 2013-12-07
38 | Theriruveli | Foetal Doppler | NNE_FDOP | 02681/FDOP/1 | C | FD9613 | AZTA7K4570 |  | 2007-11-12 | BPL | BPL CARE WORLD | PHC | OTHERS |  | 2007-11-12 | 2008-11-12 | 12060 |  |  |  | 17-7-2013
39 | Pambur | Oxygen Concentrator | GEN_O2C | 02678/O2C/1 | C | Yuyue 7F-5 Mini | 12100081 |  | 2012-12-03 | Jiangsu Yuyue Medical Equipment andamp; supply co Ltd | Madras surgicals andamp; chemicals | labour ward | TNMSC | RCH - II / TNMSC / ENGG / E53(R)2012 DATED 06.09.2012 | 2013-01-04 | 2014-01-03 | 27350 |  |  |  | 2013-04-01
40 | Bogalur | Nebulizer baby | NNE_NEBB | 02672/NEBB/1 | C |  |  |  | 2011-05-13 | BIOPLUS |  |  | DDHS |  |  |  | 0 |  |  |  | 2013-10-08
41 | Theriruveli | Computer | OTH_COMP | 02681/COMP/2 | C | DELLOPTILEX |  |  | 2008-02-23 | DELL | ORIGIN INFOYS PVT LTD | PHC | OTHERS |  | 2008-02-23 |  | 22464 |  |  |  | 17-7-2013
42 | Theriruveli | O2 Concentrator | ANA_O2C | 02681/O2C/1 | C | Yuyue7F-5Mini | 12100205 |  | 2014-01-04 | Jiangsu | TNMMSC | Labourward | TNMSC |  | 2014-01-04 | 2014-01-04 | 28717 |  |  |  | 2013-04-07
43 | Bogalur | B.P.apparatus table model | CRD_BPAT | 02672/BPAT/1 | C |  |  |  | 2012-08-01 | DIAMOND | M/S MADHUSUDHANAN | INJECTION OP | TNMSC |  |  |  | 1251 |  |  |  | 2013-12-07
44 | Parthibanur | O2 Concentrator | ANA_O2C | 02676/O2C/1 | C | yuyue 7F_5 MINI |  |  | 2013-01-03 | Jiangsu Yuyue Meidacal Equipment andamp; Supply Com.LTD | Madras surgicals andamp; Chemicals | Operation Therater | TNMSC |  | 2013-01-03 |  | 27350 |  |  |  | 16-9-2013
45 | Parthibanur | Auto analyser | LAB_ATAL | 02676/ATAL/1 | B | AT 1640413RBC |  |  | 2013-06-07 | Robonik |  |  | TNMSC |  |  |  | 0 |  |  |  | 2013-10-06
46 | Parthibanur | Generator | OTH_GEN | 02676/GEN/1 | C | KK05 |  |  | 2013-08-22 | KOHLER INDIA CORPORATION PVT. LTD | BHALIIVARDHA ELECTRO MECK PVT LTS | near OT | TNMSC |  | 2013-09-02 |  | 0 |  |  |  | 22-8-2013
47 | Theriruveli | Electricity Generator | OTH_ELG | 02681/ELG/1 | B2 | GastechGE2800 |  |  | 2012-10-25 | Gastech | sarvam power centre | phc |  |  | 2012-10-25 |  | 61375 |  |  |  | 19-9-2013
48 | Uchinatham | B.P.apparatus table model | CRD_BPAT | 02687/BPAT/2 | C |  |  |  | 2013-11-09 | Diamond | Ganesh pharma |  | OTHERS |  | 2013-11-12 | 2014-11-09 | 4200 |  |  |  | 22-11-2013
49 | Uchinatham | Stethoscope | CRD_STES | 02687/STES/1 | C |  |  |  | 2013-11-09 | Microtone | Ganesh pharma | op | OTHERS |  | 2013-11-12 | 2014-11-09 | 1200 |  |  |  | 22-11-2013
50 | Manjur | Centrifuge | LAB_COMC | 02673/COMC/1 | C | BDI 152 |  |  | 2012-03-31 | solokraft industries | Solokraft industries | Lab reem | TNMSC |  | 2012-04-12 | 2015-03-31 | 5090 |  |  |  | 2013-04-12
51 | Uchinatham | Autoclave Portable | SUR_ACP | 02687/ACP/1 | C | 12x12E6/8KAL COLEY |  |  | 2014-07-11 |  | ganeshpharma distributors | PN WARD | OTHERS |  | 2014-07-14 | 2015-07-08 | 5750 |  |  |  | 16-7-2014
52 | Ariyankotai | Washing Machine | OTH_WASH | 03486/WASH/1 | B2 | AW 6563 | 110500520 |  | 2011-07-15 | IFB | IFB INDUSTRIES LTD |  | TNMSC | 4100B/TNMSC/ENG |  | 2013-09-14 | 14700 |  |  |  | 2012-05-01
53 | Ariyankotai | Autoclave Mini | OTE_AUTM | 03486/AUTM/1 | B |  |  |  | 2010-07-12 | JUPITOR MANUFACTURING WORKS | COMMISSIONER FOR MCH WELFAREandamp;MISSION DIRECTIR |  | SRHM/RCH | 3346/P4/SHS/10 |  |  | 3430 |  |  |  | 2012-05-01
54 | Theriruveli | Ultra Sonogram -POTABLE | IME_IUSP | 02681/IUSP/2 | B | chison-600m(200qr) | 6mp-1001126 |  | 2010-04-05 | chison medical imaging co-ltd | surya surgical industries chennai-112 | phc theriruveli | TNMSC |  | 2011-05-07 | 2015-04-04 | 167500 |  |  |  | 2012-03-08
55 | Theriruveli | Washing Machine | OTH_WASH | 02681/WASH/1 | B2 |  | 8903287006043 |  | 2011-08-17 | IFB INDUSTRIES LTD KOLKATTA-88 | IFB INDUSTRIES LTD CHENNAI-26 | PHC THERIRUVELI | TNMSC |  | 2012-07-31 |  | 12838 |  |  |  | 2012-03-08
56 | Uchinatham | Foetal Doppler | NNE_FDOP | 02687/FDOP/1 | C | FD9613 | 34 |  | 2007-11-06 | BPL | CAREWORLDENGG.SERVICEPVTLTD | LABOURROOM | DDHS |  | 2007-11-06 | 2008-11-06 | 12000 | AMC |  |  | 26-6-2013
57 | P.Kodikulam | Washing Machine | OTH_WASH | 02675/WASH/1 | B2 | AW-6563 | 6043110525000650 |  | 2011-09-15 | IFB INDUSTRIEA LTD | IFB INDUSTRIES LTD |  | TNMSC | 4100B/TNMSC/ENG |  |  | 12838 | AMC |  |  | 25-6-2013
58 | Nainarkoil | Computer | OTH_COMP | 02674/COMP/1 | C | Windows 7 | 13CGKY18900279 |  | 2013-04-29 | ELCOT | ELCOT | NAINARKOVIL - PHC | TNMSC | ELCOT/PROC/32280-OT/V0281/C096/2013-14/315 | 2013-04-29 | 2014-04-29 | 1 | AMC | 2014-04-29 | MISSION DIRECTOR | 17-4-2013
59 | Nainarkoil | Oxygen Concentrator | GEN_O2C | 02674/O2C/1 | C | Yuyue 7f - 5 Mini | no |  | 2012-12-03 | Oxygen concentrator | Madras Surgicals andamp; Chemicals | Nainarkovil phc - Labour room | TNMSC | RCH -II/TNMSC/ENGG/E53(R)2012 | 2013-01-05 | 2013-12-03 | 27350 | AMC | 2013-12-03 | Madras Surgicals andamp; Chemicals | 2012-03-12
60 | Nainarkoil | Dental Chair(Electric/Hydraulic/Manual) | DEN_DECH | 02674/DECH/1 | B2 | Excel - 9 Dental Chair - 1 Set | no |  | 2013-01-02 | Most Advanced Electronic - Controlled Chair mount unit andamp; all kinds of modern Dental Equipment | Confident Dental Equipments ltd | Dental room | TNMSC | no | 2013-01-08 | 2016-01-02 | 122122 | AMC |  | Confident Dental Equipments LTD | 22-7-2013
61 | Nainarkoil | X.ray lobby single | XRA_XRLS | 02674/XRLS/1 | C | NO | NO |  | 2012-09-03 | SOLOKRAFTS INDUSTRIES | SOLOKRAFTS INDUSTRIES | NAINARKOIL PHC | TNMSC | 4985/nrhm/tnmsc/engg/2012-1 | 2012-09-03 | 2013-06-12 | 1 | AMC |  | SOLOKRAFTS INDUSTRIES | 2012-12-06
62 | Ervadi | Boyles apparatus with out Circle Abosrber | ANA_BAOCA | 02684/BAOCA/1 | B | AC26-(2+1) | AC2-0408-042 |  | 2008-05-31 | L~T Ltd | 153-TNMSC ENGG/2008 | Operation Theatre |  |  | 2008-09-06 | 2009-09-06 | 94760 | AMC |  | Avas arala Tech.unit | 2011-07-10
63 | Ervadi | ECG machine ordinary | CRD_ECGO | 02684/ECGO/1 | B2 | Model SE-1 | 113 |  | 2010-12-30 | MG Bio Medical solution |  | Male ward | TNMSC |  | 2010-12-30 | 2011-12-22 | 26380 | AMC |  |  | 2011-07-10
64 | Ervadi | Pulse Oximeter | CRD_SPO2 | 02684/SPO2/1 | B2 | MP-700 |  |  | 2008-04-07 |  |  | Operation Theatre | DDHs |  | 2008-05-28 |  | 0 | AMC |  |  | 2011-07-10
65 | Ervadi | 100 M.A. X-ray machine Portable | IME_100P | 02684/100P/1 | B2 | 100MAXRAY | 16573/TNMSC/ENGG/2004 |  | 2007-05-28 |  |  | X-Ray Room | TNMSC |  | 2007-05-28 | 2011-05-26 | 145101 | AMC |  |  | 2011-07-10
66 | Ervadi | Ultra Sonogram -POTABLE | IME_IUSP | 02684/IUSP/1 | B |  | 1700/TNMSC EN GG/2004 |  | 2005-03-26 | L~T Ltd |  | Male ward | TNMSC |  | 2005-03-26 | 2008-03-25 | 206000 | AMC |  | Sonata Plus | 2011-07-10
67 | Ervadi | Blood Bank Refrigerator | LAB_BLDR | 02684/BLDR/1 | B2 | JA 5054 Jawa Automatic | R0608 TM |  | 2006-12-13 | Power Group of Companions AN ISO 9001 | TNMSC 417 Pantheon Road~ Egmore Chennai -08 | Blood Bank building | OTHERS |  | 2006-12-13 |  | 0 | AMC |  | Power Electro System | 2011-07-10
68 | Ervadi | Semi auto analyser | LAB_SEAA | 02684/SEAA/1 | B2 | SRNOAT 1100609R BK |  |  | 2009-05-10 | Robonic industrial PVT Ltd. | TNMSC 417 Pantheon Road~ Egmore Chennai -08 | Blood Bank building | OTHERS |  | 2009-05-10 | 2012-05-10 | 0 | AMC |  | Robonic Industrial Pvt.Ltd. | 2011-07-10
69 | Ervadi | Lab Incubator | LAB_INCU | 02684/INCU/1 | C | A1 Inner Volume | 224 |  | 2006-08-16 | Solo grated incubator | TANSAC/TNMSC/E/2/2006 | Blood Bank building | TNMSC |  | 2007-07-31 | 2010-07-31 | 11358 | AMC |  |  | 2011-07-10
70 | Uchinatham | ECG machine ordinary | CRD_ECGO | 02687/ECGO/1 | B2 | RSA20 | 71157384 |  | 2008-03-03 | Masteros Mediline System | Masteros Mediline System |  | TNMSC |  | 2008-03-03 |  | 23000 | AMC |  |  | 2011-07-10
71 | Valinokkam | ECG machine ordinary | CRD_ECGO | 02685/ECGO/1 | B2 | RSA20 | 070957-293 |  | 2008-03-31 | Masteros Mediline System |  |  | DDHs |  | 2008-03-31 |  | 2390 | AMC |  |  | 2011-07-10
72 | Bogalur | Ultra Sonogram -POTABLE | IME_IUSP | 02672/IUSP/1 | B |  | NO 2S6226 |  | 2005-06-02 | Sonata | L~T Ltd |  | DDHs |  | 2005-06-15 |  | 0 | AMC |  | L~T | 2011-07-10
73 | Melakodumalur | ECG machine ordinary | CRD_ECGO | 02682/ECGO/1 | B2 | 6108T |  |  | 2010-09-13 |  | Medicare electronics~ Madurai -20 | M.O Room | SRHM/RCH |  | 2010-09-13 |  | 28508 | AMC |  |  | 2011-07-10
74 | Melakodumalur | Autoclave vertical single bin | OTE_ACV1 | 02682/ACV1/1 | C |  |  |  | 2007-04-05 |  | Ganesh Surgical co.~ madurai | Labour Room | SRHM/RCH |  | 2007-07-05 |  | 3500 | AMC |  |  | 2011-07-10
75 | Perunazhi | ECG machine ordinary | CRD_ECGO | 02694/ECGO/1 | B2 | 6108T | AVMLOC 12453 |  | 2010-08-23 | BPL | Medicare Eloctronics Madurai | M.O Room | DPH |  | 2010-08-23 |  | 28508 | AMC |  | Medicare~ Madurai | 2011-07-10
76 | Sayalkudi | ECG machine ordinary | CRD_ECGO | 02688/ECGO/1 | B2 | SE1 |  |  | 2010-10-05 | Edan | Madras surgical ~ Chemicals~ Chennai |  | DPH |  | 2010-08-22 |  | 0 | AMC |  | Madras Surgical ~ Chemical~ Chennai | 2011-07-10
77 | Sayalkudi | Dental Chair(Electric/Hydraulic/Manual) | DEN_DECH | 02688/DECH/1 | B2 | XL9 |  |  | 2010-01-04 | Confident Dental Equipment |  | Dental OP | TNMSC |  | 2010-10-05 | 2013-03-31 | 0 | AMC |  | Confident Dental Equipments | 2011-07-10
78 | Sayalkudi | Ultra Sonogram -POTABLE | IME_IUSP | 02688/IUSP/1 | B |  |  |  | 2007-06-29 | Wipro GE Health care~ Banglore |  | Scan Room | TNMSC |  | 2007-06-29 |  | 0 | AMC |  | Wipro GE Health Care | 2011-07-10
79 | Sayalkudi | Blood Bank Refrigerator | LAB_BLDR | 02688/BLDR/1 | B2 | JAR03 | R0911114 |  | 2010-01-03 | Pawar Electro System PVT.Ltd.~Nasik |  | Blood Bank | TNMSC |  | 2010-01-03 | 2011-02-28 | 0 | AMC |  | Pawar Electro System PVT.Ltd.~Nasik | 2011-07-10
80 | Sayalkudi | Semi auto analyser | LAB_SEAA | 02688/SEAA/1 | B2 |  |  |  | 2010-09-11 | Prietest Touch |  | Laboratory Room | TNMSC |  | 2010-11-27 | 2012-08-11 | 0 | AMC |  | Prietest Touch | 2011-07-10
81 | Sayalkudi | Electri centrifuger | LAB_CENT | 02688/CENT/1 | C | T10 74/080 | 9 |  |  | Microsil |  | Laboratory Room | TNMSC |  |  |  | 0 | AMC |  | Microsil | 2011-07-10
82 | Sayalkudi | Washing Machine | OTH_WASH | 02688/WASH/1 | B2 | RVWE8 | 42 |  | 2010-02-27 | Ramsons Garments Finishing Equipments |  |  | TNMSC |  | 2010-10-14 |  | 0 | AMC |  | Solokrafts Industries~ Chennai | 2011-07-10
83 | Valinokkam | Suction Apparatus - Electrical(Hivacuam) | OTE_SAHV | 02685/SAHV/1 | B2 |  |  |  | 2008-02-19 | YUYUEA |  |  | DDHs |  | 2008-02-19 |  | 14560 | AMC |  |  | 2011-07-10
84 | Venkitankurichi | ECG machine ordinary | CRD_ECGO | 02677/ECGO/1 | B2 | 618T | 1 |  | 2008-02-18 | BPL | Medicare Electronics |  | DDHs |  | 2008-02-18 | 2009-02-17 | 29647 | AMC |  |  | 2011-07-10
85 | P.Kodikulam | Oxygen Concentrator | GEN_O2C | 02675/O2C/1 | C |  | 12100142 |  | 2012-12-03 | MADRAS SURGICALS andamp; CHEMICALS | MADRAS SURGICALS andamp; CHEMICALS | GENERAL WARD | TNMSC | RCH ll/TNMSC/ENGG/E539(R)2012 | 2013-01-05 | 2014-01-05 | 27350 | NO AMC |  |  | 26-6-2013
86 | P.Kodikulam | Centrifuge | LAB_COMC | 02675/COMC/1 | C | BDI152 |  |  | 2012-03-28 | SOLOKRAFTS INDUSTRIES | SOLOKRAFTSINDUSTRIES | LABORATORY | TNMSC | TNHSP/TNMSC/AG 29E / 2011 | 2012-03-28 | 2015-03-28 | 5090 | NO AMC |  |  | 26-6-2013
87 | Bogalur | Oxygen Concentrator | GEN_O2C | 02672/O2C/1 | C | yuyue7F-5MINI | 12100082 |  | 2013-01-04 | jiangsu yuyue medical equipmentandamp;supplyco.lid | Madras surgicalsandamp;chemicals | labour ward | TNMSC | RCH-II/TNMSC/ENGG/E53(R)2012 06.09.2012 | 2013-01-04 | 2014-01-04 | 28717 | NO AMC |  |  | 2013-04-01
88 | Ervadi | Vehicle mount fogging machine | OTH_VMFM | 02684/VMFM/1 | B |  |  |  | 2010-03-09 |  |  |  | DDHs |  |  |  | 0 | NO AMC |  |  | 2011-07-10
89 | Bogalur | Computer | OTH_COMP | 02672/COMP/1 | C | 13CGK418900229 |  |  | 2013-04-29 | INTEL CORE | CARE IT SOLUTIONS PVT.LTD | M.O ROOM | TNHSP |  | 2013-04-29 |  | 30500 | NO AMC |  |  | 29-4-2013
90 | Pambur | Washing Machine | OTH_WASH | 02678/WASH/1 | B2 | 8903287006043 | 8903287006043 |  | 2011-07-15 |  | IFB Industries Ltd | Ward | TNMSC | 3346135 | 2011-07-18 |  | 14700 | NO AMC |  |  | 28-7-2013
91 | Bogalur | Radiant Warmer | NNE_RAWR | 02672/RAWR/1 | C |  | RWSUNI/1106/41 |  | 2007-03-06 | ZEAL MEDICALPVT LTD | [6 empty] | 0 | NO AMC |  |  | 2013-12-07
92 | Melaramanathi | O2 Cylinder- B type | ANA_OCB | 02690/OCB/1 | C |  | e54/2011 |  | 2012-10-05 | JMW.Coimputhur-41 | TNMSC | Labour ward | TNMSC | E54/2011 |  |  | 5040 | NO AMC |  |  | 13-8-2013
93 | Melaramanathi | Washing Machine | OTH_WASH | 02690/WASH/1 | B2 | AW6563 | 110500652 |  | 2011-08-19 | IFB | IFB Industries.Chennai-26 | front side lab room | TNMSC | 4100B/TNMSC/ENG | 2011-08-23 |  | 12838 | NO AMC |  |  | 2013-01-08
94 | Venkitankurichi | Mono cular Microscope | LAB_MOMS | 02677/MOMS/1 | C | [7 empty] | DDHs |  |  |  | 0 | NO AMC |  |  | 2011-07-10
95 | Bogalur | Centrifuge | LAB_COMC | 02672/COMC/1 | C | BDI152 |  |  | 2012-03-31 | SOLOKRAFTS INDUSTRIES | SOLOKRAFTS INDUSTRIES | LABORATORY | TNMSC | TNHSP/TNMSC/AG29E/2011~04.10.2011 | 2012-03-31 | 2014-10-04 | 5345 | NO AMC |  |  | 2013-10-08
96 | Bogalur | Needle destroyer / Syringe Destroyer | OTH_NEED | 02672/NEED/1 | C | NOA45 OO7889 |  |  | 2007-10-31 | MRK HEALTH CARE |  | INJECTION OP | DDHS |  | 2007-11-05 |  | 0 | NO AMC |  |  | 2013-10-08
97 | Pambur | Binocular Mircroscope | LAB_BIMS | 02678/BIMS/1 | B2 |  |  |  | 2012-09-15 |  | MEGNA ENTERPRISES | LABORATORY | OTHERS |  |  |  | 11300 | NO AMC |  |  | 28-7-2013
98 | Bogalur | Computer | OTH_COMP | 02672/COMP/2 | C |  |  |  | 2008-08-22 | PENTIUM DUAL CORE |  | PHARMACY | DDHS |  | 2008-09-05 |  | 22460 | NO AMC |  |  | 2013-10-08
99 | Bogalur | O2 Cylinder- B type | ANA_OCB | 02672/OCB/2 | C |  |  |  | 2010-06-25 |  |  | OT | DDHS |  |  |  | 0 | NO AMC |  |  | 2013-10-08
100 | Pambur | Inverter | OTH_INV | 02678/INV/1 | C | 1AC8805B1021834 | 1AC8805B1 021834 |  | 2012-12-12 | LUMINOUS | SUN BATTERIES | OP HALL | OTHERS |  |  |  | 30400 | NO AMC |  |  | 28-7-2013
101 | Bogalur | Printer | OTH_PRINT | 02672/PRINT/1 | C | DM PRINTERMSP 455XLC~2410 | 136C | [5 empty] | DDHS |  | 2008-09-05 |  | 8392 | NO AMC |  |  | 2013-10-08
102 | Bogalur | Washing Machine | OTH_WASH | 02672/WASH/1 | B2 | RVWE-10 |  |  | 2011-05-02 | RAMSONS |  |  | DDHS |  |  |  | 104891 | NO AMC |  |  | 2013-10-08
103 | Bogalur | Operation Lamp -Mobile | OTE_OTLM | 02672/OTLM/1 | B2 |  |  |  | 2012-06-18 |  | JUPITER MANUFACTURING | LABOUR WARD | TNMSC | RCH-II/TNMSC/ENGG/E50/2011 | 2012-06-18 |  | 6510 | NO AMC |  |  | 2013-12-07
104 | Sikkal | Binocular Mircroscope | LAB_BIMS | 02683/BIMS/1 | B2 | [7 empty] | OTHERS |  |  |  | 0 | NO AMC |  |  | 2011-07-10
105 | Bogalur | O2 Cylinder- B type | ANA_OCB | 02672/OCB/1 | C |  |  |  | 2012-06-06 | everest kanto cylinder ltd | jupiter manufacturing works | LABOUR WARD | TNMSC | RCH-II/TNMSC/ENGG/E54/2011 | 2012-09-22 |  | 5040 | NO AMC |  |  | 2013-12-07
106 | Melakidaram | Foetal Doppler | NNE_FDOP | 02686/FDOP/1 | C | FD9613 | 1 |  | 2007-11-05 | CAREWORLDENGG.SERVICES PVT LTD | MUTHUKUMAR | LABOUR ROOM | TNMSC |  | 2007-11-05 | 2008-11-05 | 12060 | NO AMC |  |  | 19-9-2013
107 | Manjur | Washing Machine | OTH_WASH | 02673/WASH/1 | B2 | Top loading washing machineAW 6563 | 8903287006043 |  | 2011-08-18 | IFB Industries limited | IFB Industrise limited | PNC Ward | TNMSC | 3346124 | 2012-09-12 | 2013-08-18 | 14700 | NO AMC |  |  | 2013-04-12
108 | Keelathooval | Vehicle mount fogging machine | OTH_VMFM | 02679/VMFM/1 | B | RPF/SE | 9714585 |  | 2006-03-10 |  |  |  | DDHs |  |  |  | 0 | NO AMC |  |  | 2011-07-10
109 | Ervadi | Autoclave Mini | OTE_AUTM | 02684/AUTM/1 | B |  |  |  | 2005-09-13 |  |  |  | DDHs |  |  |  | 0 | NO AMC |  |  | 2011-07-10
110 | Bogalur | Operation Table Hydraulic Major | OTE_TAMA | 02672/TAMA/1 | B2 |  | JMW205 |  | 2009-05-22 |  |  | Operation Theatre | DDHs |  | 2009-05-22 |  | 0 | NO AMC |  |  | 2011-07-10
111 | Bogalur | Autoclave Mini | OTE_AUTM | 02672/AUTM/1 | B |  |  |  | 2004-02-17 |  |  | Operation Theatre | DDHs |  | 2004-02-17 |  | 0 | NO AMC |  |  | 2011-07-10
112 | Bogalur | Vehicle mount fogging machine | OTH_VMFM | 02672/VMFM/1 | B |  | RPF 101Sp 971469 |  | 2004-02-17 | Royal Auto fog |  |  | DDHs |  | 2004-02-17 |  | 0 | NO AMC |  |  | 2011-07-10
113 | Ervadi | Electri centrifuger | LAB_CENT | 02684/CENT/1 | C |  |  |  | 2006-07-10 | Jupiter Manufacturing works(JMW) | TNMSC Ltd 417~ Pantheon Road~ Egmore~ Chennai-08 | Blood Bank building | TNMSC |  | 2006-07-10 |  | 3286 | NO AMC |  |  | 2011-07-10
114 | Ervadi | Suction Apparatus - Electrical(Hivacuam) | OTE_SAHV | 02684/SAHV/1 | B2 |  |  |  | 2006-02-14 |  |  |  | DDHs |  |  |  | 0 | NO AMC |  |  | 2011-07-10
115 | Ervadi | Auto Clave HP Horizontal-CYLINDRICAL | OTE_ACHC | 02684/ACHC/1 | C |  |  |  | 2006-02-14 |  |  |  | DDHs |  |  |  | 0 | NO AMC |  |  | 2011-07-10
116 | Ervadi | Shadowless lamp ceiling type major | OTE_CLMA | 02684/CLMA/1 | B |  |  |  | 2006-02-14 |  |  |  | DDHs |  |  |  | 0 | NO AMC |  |  | 2011-07-10
117 | Ervadi | Shadowless lamp ceiling type minor | OTE_CLMI | 02684/CLMI/1 | B |  |  |  | 2006-02-14 |  |  |  | DDHs |  |  |  | 0 | NO AMC |  |  | 2011-07-10
118 | Ervadi | Shadowless Lamp stand model | OTE_MOLT | 02684/MOLT/1 | B |  |  |  | 2006-02-14 |  |  |  | DDHs |  |  |  | 0 | NO AMC |  |  | 2011-07-10
119 | Ervadi | Suction Apparatus - Electrical | OTE_SAEL | 02684/SAEL/1 | C | Model with motor ISI Make |  |  | 2005-12-09 |  |  |  | DDHs |  |  |  | 0 | NO AMC |  |  | 2011-07-10
120 | Ervadi | Suction Apparatus - Foot operated | OTE_SAFO | 02684/SAFO/1 | C |  |  |  | 2005-09-13 |  |  |  | DDHs |  |  |  | 0 | NO AMC |  |  | 2011-07-10
121 | Ervadi | Operation Table Hydraulic Major | OTE_TAMA | 02684/TAMA/1 | B2 |  |  |  | 2005-09-12 |  |  |  | DDHs |  |  |  | 0 | NO AMC |  |  | 2011-07-10
122 | Keelathooval | Boyles apparatus with Circle Abosrber | ANA_BACA | 02679/BACA/1 | B2 | Jupiter | 2001619 |  | 2009-05-20 | Allied Medical Service~ Pvt.Ltd. |  |  | DDHs |  |  |  | 0 | NO AMC |  |  | 2011-07-10
123 | Keelathooval | ECG machine ordinary | CRD_ECGO | 02679/ECGO/1 | B2 |  |  |  | 2003-06-03 | Mediline Computer system pvt.Ltd~ Bombay |  |  | DDHs |  |  |  | 0 | NO AMC |  |  | 2011-07-10
124 | Keelathooval | Ultra Sonogram -MOBILE | IME_IUSM | 02679/IUSM/1 | B | 2302111 | 45473w86 |  | 2008-11-16 | Wipro GE Health care~ Banglore |  |  | DDHs |  |  |  | 0 | NO AMC |  |  | 2011-07-10
125 | Keelathooval | Semi auto analyser | LAB_SEAA | 02679/SEAA/1 | B2 | 333483 | 1663472 |  | 2007-03-22 | Diagnostic |  | Laboratory Room | DDHs |  |  |  | 0 | NO AMC |  |  | 2011-07-10
126 | Keelathooval | Mono cular Microscope | LAB_MOMS | 02679/MOMS/1 | C | [6 empty] | Laboratory Room | DDHs |  |  |  | 0 | NO AMC |  |  | 2011-07-10
127 | Keelathooval | Binocular Mircroscope | LAB_BIMS | 02679/BIMS/1 | B2 | [6 empty] | Laboratory Room | DDHs |  |  |  | 0 | NO AMC |  |  | 2011-07-10
128 | Aapanur | Semi auto analyser | LAB_SEAA | 03485/SEAA/1 | B2 |  |  |  | 2009-08-27 |  |  | Laboratory Room | SRHM/RCH |  | 2009-08-27 |  | 0 | NO AMC |  |  | 2011-07-10
129 | Ariyankotai | Autoclave vertical single bin | OTE_ACV1 | 03486/ACV1/1 | C | GEN 021 |  |  | 2010-07-13 | Jupiter Manufacturing works(JMW) | Jupiter Manufacturing works(JMW) |  | DDHs |  |  |  | 3430 | NO AMC |  |  | 2011-07-10
130 | Bogalur | Operation Table Hydraulic Major | OTE_TAMA | 02672/TAMA/2 | B2 |  |  |  | 2005-07-02 |  |  | Operation Theatre | DDHs |  | 2005-07-02 |  | 50372 | NO AMC |  |  | 2011-07-10
131 | Keelathooval | Suction Apparatus - Electrical | OTE_SAEL | 02679/SAEL/1 | C |  |  |  | 2007-03-08 | 220 Vol~ Akilash products India |  | Operation Theatre | DDHs |  |  |  | 0 | NO AMC |  |  | 2011-07-10
132 | Nainarkoil | Electri centrifuger | LAB_CENT | 02674/CENT/1 | C |  | 693/14H/10 |  | 2010-02-08 | Laboratory Centrifuge | Linco |  | OTHERS |  | 2010-02-08 |  | 0 | NO AMC |  |  | 2011-07-10
133 | Nainarkoil | Auto Clave HP Horizontal-CYLINDRICAL | OTE_ACHC | 02674/ACHC/1 | C |  |  |  | 2010-06-07 |  |  |  | DDHs |  |  |  | 0 | NO AMC |  |  | 2011-07-10
134 | Nainarkoil | Suction Apparatus - Electrical | OTE_SAEL | 02674/SAEL/1 | C |  |  |  | 2010-07-10 |  |  |  | DDHs |  |  |  | 0 | NO AMC |  |  | 2011-07-10
135 | Nainarkoil | Suction Apparatus - Foot operated | OTE_SAFO | 02674/SAFO/1 | C |  |  |  | 2010-08-19 |  |  |  | DDHs |  |  |  | 0 | NO AMC |  |  | 2011-07-10
136 | Perunazhi | Autoclave vertical single bin | OTE_ACV1 | 02694/ACV1/1 | C | [6 empty] | OP Ward | DDHs |  |  |  | 0 | NO AMC |  |  | 2011-07-10
137 | Theriruveli | Autoclave vertical single bin | OTE_ACV1 | 02681/ACV1/1 | C |  |  |  | 2008-02-22 |  |  |  | DDHs |  | 2008-02-22 |  | 0 | NO AMC |  |  | 2011-07-10
138 | Theriruveli | Suction Apparatus - Electrical | OTE_SAEL | 02681/SAEL/1 | C |  |  |  | 2008-11-12 |  |  |  | DDHS |  | 2008-11-12 |  | 0 | NO AMC |  |  | 2011-07-10
139 | Thiruvarangam | Suction Apparatus - Electrical | OTE_SAEL | 02680/SAEL/1 | C |  |  |  | 2010-07-04 |  |  | Labour Room | DDHs |  | 2010-07-04 |  | 0 | NO AMC |  |  | 2011-07-10
140 | Uchinatham | Ultra Sonogram -POTABLE | IME_IUSP | 02687/IUSP/1 | B |  | 27081398 |  | 2009-07-21 | Masteros Mediline System | Masteros Mediline System |  | DPH |  | 2009-07-21 |  | 0 | NO AMC |  |  | 2011-07-10
141 | Uchinatham | Baby Incubators | NNE_BINC | 02687/BINC/1 | B2 | NICE 20077 | 91012000914 |  | 2009-12-30 | NEO TECH |  |  | DDHs |  | 2009-12-30 |  | 0 | NO AMC |  |  | 2011-07-10
142 | Uchinatham | Auto Clave HP Vertical (2 bin) | OTE_ACV2 | 02687/ACV2/1 | C | 12 x 15 |  |  | 2007-10-20 | Medicare Electronics~ Madurai |  |  | DDHs |  | 2007-10-20 |  | 11558 | NO AMC |  |  | 2011-07-10
143 | Uchinatham | Suction Apparatus - Electrical | OTE_SAEL | 02687/SAEL/1 | C |  |  |  | 2007-11-09 | YUYUEA FAZID |  |  | DDHs |  | 2007-11-09 |  | 0 | NO AMC |  |  | 2011-07-10
144 | Uchinatham | Suction Apparatus - Electrical | OTE_SAEL | 02687/SAEL/2 | C |  |  |  | 2009-03-26 |  |  |  | DDHs |  | 2009-03-26 |  | 0 | NO AMC |  |  | 2011-07-10
145 | Valinokkam | Electri centrifuger | LAB_CENT | 02685/CENT/1 | C | [7 empty] | DDHs |  |  |  | 0 | NO AMC |  |  | 2011-07-10
146 | Bogalur | Boyles apparatus with Circle Abosrber | ANA_BACA | 02672/BACA/1 | B2 | Jupiter 2001606 |  |  | 2008-02-22 | Allied Medical Service |  | Operation Theatre | DDHs |  | 2009-09-03 |  | 0 | NO AMC |  |  | 2011-07-10
147 | Bogalur | ECG machine ordinary | CRD_ECGO | 02672/ECGO/1 | B2 | 6108T |  |  | 2010-09-21 | BPL | Medicare electronics |  | SRHM/RCH |  | 2010-09-21 | 2011-09-21 | 29468 | NO AMC |  |  | 2011-07-10
148 | Bogalur | Pulse Oximeter | CRD_SPO2 | 02672/SPO2/1 | B2 | MEK700 | MW160KA1500F52 |  |  | Horeal corp | MP | Operation Theatre |  |  | 2009-02-23 |  | 0 | NO AMC |  |  | 2011-07-10
149 | Bogalur | Semi auto analyser | LAB_SEAA | 02672/SEAA/1 | B2 |  | AT0371206 |  | 2007-10-02 | Robanik | MRK | Laboratory Room | DDHs |  |  |  | 0 | NO AMC |  |  | 2011-07-10
150 | Bogalur | Binocular Mircroscope | LAB_BIMS | 02672/BIMS/1 | B2 |  | 5M0072 |  | 1998-07-14 | Olimpic optical Co.Ltd. | CHS | Laboratory Room | DDHs |  |  |  | 0 | NO AMC |  |  | 2011-07-10
151 | Bogalur | Electri centrifuger | LAB_CENT | 02672/CENT/1 | C |  |  |  | 1999-03-15 |  |  | Laboratory Room | DDHs |  |  |  | 0 | NO AMC |  |  | 2011-07-10
152 | Bogalur | Auto Clave HP Vertical (2 bin) | OTE_ACV2 | 02672/ACV2/1 | C |  | 461 |  | 2008-02-22 |  |  | Operation Theatre | DDHs |  |  |  | 0 | NO AMC |  |  | 2011-07-10
153 | Bogalur | Shadowless Lamp stand model | OTE_MOLT | 02672/MOLT/1 | B |  |  |  | 2004-10-26 |  |  | Operation Theatre | DDHs |  |  |  | 0 | NO AMC |  |  | 2011-07-10
154 | Nainarkoil | Operation Table Ordinary Paediatric | OTE_TAPE | 02674/TAPE/1 | B2 | PAE 084 | JUPITER Manufacturing works | [5 empty] | OTHERS |  |  |  | 0 | NO AMC |  |  | 2011-07-10
155 | Nainarkoil | Vehicle mount fogging machine | OTH_VMFM | 02674/VMFM/1 | B | Easy fog |  |  |  | Id calin fogging system | C.J.Mehta ~ co. |  | OTHERS |  |  |  | 0 | NO AMC |  |  | 2011-07-10
156 | Narippaiyur | ECG machine ordinary | CRD_ECGO | 02689/ECGO/1 | B2 | 111 | J.M.Medical Systems |  |  | Maestros |  | M.O Room |  |  | 2008-03-03 |  | 23920 | NO AMC |  |  | 2011-07-10
157 | Narippaiyur | Ultra Sonogram -MOBILE | IME_IUSM | 02689/IUSM/1 | B | Chison 600 M | 890 |  | 2010-05-04 | Surya Surgical | Suriya Surgical Industries | M.O Room | OTHERS |  | 2010-07-04 | 2013-08-04 | 174200 | NO AMC |  |  | 2011-07-10
158 | Narippaiyur | Mono cular Microscope | LAB_MOMS | 02689/MOMS/1 | C | 63079 |  |  | 2000-11-27 |  |  | Laboratory Room | DDHs |  |  |  | 0 | NO AMC |  |  | 2011-07-10
159 | Narippaiyur | Suction Apparatus - Electrical | OTE_SAEL | 02689/SAEL/1 | C |  |  |  | 2008-01-28 | Trident | Trident Medicare | Laboratory Room | OTHERS |  |  | 2009-01-29 | 14000 | NO AMC |  |  | 2011-07-10
160 | Natham | ECG machine ordinary | CRD_ECGO | 02691/ECGO/1 | B2 |  |  |  | 2009-04-20 | Jayam Bio System | Jayam Bio System |  | OTHERS |  |  |  | 24500 | NO AMC |  |  | 2011-07-10
161 | Bogalur | Suction Apparatus - Electrical(Hivacuam) | OTE_SAHV | 02672/SAHV/1 | B2 |  |  |  | 2004-11-18 | MC Dalal Agency |  | Operation Theatre | DDHs |  |  |  | 0 | NO AMC |  |  | 2011-07-10
162 | Bogalur | Suction Apparatus - Foot operated | OTE_SAFO | 02672/SAFO/1 | C |  | DK37509800 |  | 2004-12-17 | Ambu International |  | Operation Theatre | DDHs |  |  |  | 0 | NO AMC |  |  | 2011-07-10
163 | Valinokkam | Operating Microscope (ENT) | ENT_OPMS | 02685/OPMS/1 | B2 |  |  |  | 2010-05-03 | South India Surgical Co.Ltd. |  |  | DDHs |  | 2010-05-03 |  | 5058 | NO AMC |  |  | 2011-07-10
164 | Valinokkam | Baby Incubators | NNE_BINC | 02685/BINC/1 | B2 | REV01 | 92-00-048 |  | 2009-12-30 | Neo tech |  |  | DDHs |  | 2009-12-30 |  | 0 | NO AMC |  |  | 2011-07-10
165 | Keelathooval | Electri centrifuger | LAB_CENT | 02679/CENT/1 | C |  |  |  | 2007-03-22 |  |  | Laboratory Room | DDHs |  |  |  | 0 | NO AMC |  |  | 2011-07-10
166 | Keelathooval | Baby Incubators | NNE_BINC | 02679/BINC/1 | B2 | A142000 | 708467 |  | 2007-03-09 | Nice Neotech Medical System Pvt.Ltd.~ India. |  | Labour ward | DDHs |  |  |  | 0 | NO AMC |  |  | 2011-07-10
167 | Keelathooval | Suction Apparatus - Electrical(Hivacuam) | OTE_SAHV | 02679/SAHV/1 | B2 |  |  |  |  | Pioneer Margeting Agency~ Madurai |  | Operation Theatre | DDHs |  |  |  | 0 | NO AMC |  |  | 2011-07-10
168 | Keelathooval | Auto Clave HP Horizontal-CYLINDRICAL | OTE_ACHC | 02679/ACHC/1 | C |  |  |  | 2008-02-22 |  |  | Operation Theatre | DDHs |  |  |  | 0 | NO AMC |  |  | 2011-07-10
169 | Keelathooval | Autoclave vertical single bin | OTE_ACV1 | 02679/ACV1/1 | C |  |  |  | 2007-11-04 |  |  | Operation Theatre | SRHM/RCH |  |  |  | 0 | NO AMC |  |  | 2011-07-10
170 | Keelathooval | Shadowless Lamp stand model | OTE_MOLT | 02679/MOLT/1 | B | 0028M |  |  | 2009-02-05 |  |  | Operation Theatre | DDHs |  |  |  | 0 | NO AMC |  |  | 2011-07-10
171 | Keelathooval | Suction Apparatus - Foot operated | OTE_SAFO | 02679/SAFO/1 | C |  |  |  | 2007-03-09 |  |  | Operation Theatre | DDHs |  |  |  | 0 | NO AMC |  |  | 2011-07-10
172 | Keelathooval | Operation table Hydraulic Minor | OTE_TAMI | 02679/TAMI/1 | B2 |  |  |  | 2001-11-01 |  | PMA~ Madurai | Operation Theatre | DDHs |  |  |  | 0 | NO AMC |  |  | 2011-07-10
173 | Kovilankulam | ECG machine ordinary | CRD_ECGO | 02693/ECGO/1 | B2 |  | F088E0024 |  | 2009-04-22 | Jayam Bio System | Jayam Bio System |  | OTHERS |  |  |  | 24500 | NO AMC |  |  | 2011-07-10
174 | Kovilankulam | Operating Microscope (ENT) | ENT_OPMS | 02693/OPMS/1 | B2 |  |  |  | 2010-02-15 |  | South India Surgical Co.Ltd. |  | OTHERS |  |  |  | 5261 | NO AMC |  |  | 2011-07-10
175 | Kovilankulam | Suction Apparatus - Electrical | OTE_SAEL | 02693/SAEL/1 | C |  |  |  | 2008-03-14 |  | Medicare electronics |  | OTHERS |  |  |  | 14070 | NO AMC |  |  | 2011-07-10
176 | Kovilankulam | Autoclave Mini | OTE_AUTM | 02693/AUTM/1 | B |  |  |  | 2008-02-22 | Shiva Ganges |  |  | OTHERS |  |  |  | 0 | NO AMC |  |  | 2011-07-10
177 | Manjur | Suction Apparatus - Electrical(Hivacuam) | OTE_SAHV | 02673/SAHV/1 | B2 |  |  |  | 2010-01-07 | Sun | Pioneer Agency | Labour ward | OTHERS |  |  |  | 6760 | NO AMC |  |  | 2011-07-10
178 | Manjur | Autoclave vertical single bin | OTE_ACV1 | 02673/ACV1/1 | C |  |  |  | 2010-11-27 | Sun | Pioneer Agency | Injection Room | OTHERS |  |  |  | 4650 | NO AMC |  |  | 2011-07-10
179 | Manjur | Suction Apparatus - Electrical | OTE_SAEL | 02673/SAEL/1 | C | [7 empty] | DDHs |  |  |  | 0 | NO AMC |  |  | 2011-07-10
180 | Manjur | Suction Apparatus - Foot operated | OTE_SAFO | 02673/SAFO/1 | C |  |  |  | 2007-10-10 | Sun | Pioneer Marketing | Labour Ward | OTHERS |  |  |  | 1600 | NO AMC |  |  | 2011-07-10
181 | Melakidaram | ECG machine ordinary | CRD_ECGO | 02686/ECGO/1 | B2 | RSA20 | 080257-502 |  | 2008-03-03 | J.M Medical system | Majestic Mediline system |  | OTHERS |  |  |  | 23920 | NO AMC |  |  | 2011-07-10
182 | Melakidaram | Ultra Sonogram -POTABLE | IME_IUSP | 02686/IUSP/1 | B | FD9613 |  |  | 2007-05-11 | BPL Service | Carworld Eng.Service Pvt.Ltd. |  | OTHERS |  |  | 2008-04-11 | 12060 | NO AMC |  |  | 2011-07-10
183 | Melakidaram | Suction Apparatus - Electrical(Hivacuam) | OTE_SAHV | 02686/SAHV/1 | B2 |  | Tri/SA/00/08 |  | 2008-01-28 | Trident Medicare | Trident Medicare |  | OTHERS |  |  |  | 14000 | NO AMC |  |  | 2011-07-10
184 | Melakidaram | Autoclave Mini | OTE_AUTM | 02686/AUTM/1 | B | 12 x 15 with Electric Stainless Steel |  |  |  | Electric Stainless Steel | Electric Stainless steel |  | OTHERS |  |  |  | 11558 | NO AMC |  |  | 2011-07-10
185 | Melakodumalur | Suction Apparatus - Electrical(Hivacuam) | OTE_SAHV | 02682/SAHV/1 | B2 |  |  |  | 2008-12-11 |  |  | Labour Room | DDHs |  | 2008-11-14 |  | 0 | NO AMC |  |  | 2011-07-10
186 | Melaramanathi | ECG machine ordinary | CRD_ECGO | 02690/ECGO/1 | B2 |  | 72 |  | 2009-04-27 | AJP Enterprises Madurai | AJP Enterprises Madurai |  | OTHERS |  |  | 2010-04-27 | 31200 | NO AMC |  |  | 2011-07-10
187 | Melaramanathi | Semi auto analyser | LAB_SEAA | 02690/SEAA/1 | B2 | [7 empty] | DDHs |  |  |  | 0 | NO AMC |  |  | 2011-07-10
188 | Melaramanathi | Suction Apparatus - Electrical(Hivacuam) | OTE_SAHV | 02690/SAHV/1 | B2 |  | 61 |  | 2008-03-31 | P.U instavac | AJP Enterprises~ Madurai |  | OTHERS |  |  | 2009-03-30 | 13400 | NO AMC |  |  | 2011-07-10
189 | Melaramanathi | Auto Clave HP Vertical (2 bin) | OTE_ACV2 | 02690/ACV2/1 | C |  | 3 |  | 2007-03-31 | PAL Autoclave | AJP Enterprises~ Madurai |  | OTHERS |  |  |  | 7750 | NO AMC |  |  | 2011-07-10
190 | Melaramanathi | RO Plant | OTH_RO | 02690/RO/1 | B2 |  | 77 |  | 2010-07-21 | Dolphin | AP Tech~ Palayampatti~ Aruppukottai |  | OTHERS |  |  | 2011-07-20 | 9800 | NO AMC |  |  | 2011-07-10
191 | Melasirupodu | Binocular Mircroscope | LAB_BIMS | 03487/BIMS/1 | B2 | DPM3 | 154381 CM/L-2197459 |  |  | Focus | India Optics STC works |  | DDHs |  |  |  | 0 | NO AMC |  |  | 2011-07-10
192 | Melasirupodu | Auto Clave HP Vertical (2 bin) | OTE_ACV2 | 03487/ACV2/1 | C | 3376/p4/SHS | ORA-357 |  | 2010-07-20 | Jupitor Manufacturing works |  |  | SRHM/RCH |  |  |  | 3430 | NO AMC |  |  | 2011-07-10
193 | Melasirupodu | Suction Apparatus - Electrical | OTE_SAEL | 03487/SAEL/1 | C |  |  |  | 2009-03-26 |  |  |  | DDHs |  |  |  | 0 | NO AMC |  |  | 2011-07-10
194 | Nainarkoil | Boyles Apparatus with Fluotec and circle absorber | ANA_BAWC | 02674/BAWC/1 | B | Jupiter 200 |  |  | 2010-11-11 | Allied Medical Ltd. | Trans Health Care India Ltd. |  | OTHERS |  |  |  | 0 | NO AMC |  |  | 2011-07-10
195 | Nainarkoil | ECG machine ordinary | CRD_ECGO | 02674/ECGO/1 | B2 | SE300EDAN | SE 300 |  | 2010-05-18 |  | Madras Surgicals |  | OTHERS |  |  |  | 0 | NO AMC |  |  | 2011-07-10
196 | Nainarkoil | Operating Microscope (ENT) | ENT_OPMS | 02674/OPMS/1 | B2 |  | M40TUSWPE |  |  |  | South India Surgical Co.Ltd. |  | OTHERS |  |  |  | 0 | NO AMC |  |  | 2011-07-10
197 | Nainarkoil | Ultra Sonogram -POTABLE | IME_IUSP | 02674/IUSP/1 | B | 2302111 | 45431WS4 |  | 2007-06-27 | Robanic India (P)Ltd. | Wipro GE medical System |  | OTHERS |  |  |  | 0 | NO AMC |  |  | 2011-07-10
198 | Nainarkoil | Blood Bank Refrigerator | LAB_BLDR | 02674/BLDR/1 | B2 | EAKCON System Pvt. |  |  | 2010-03-07 | Rockwell |  |  | OTHERS |  |  |  | 0 | NO AMC |  |  | 2011-07-10
199 | Nainarkoil | Semi auto analyser | LAB_SEAA | 02674/SEAA/1 | B2 | Prietest Touch | AT1031010 |  | 2010-11-27 | Robanic prietest Touch | Robanic prietest |  | OTHERS |  | 2010-11-27 |  | 0 | NO AMC |  |  | 2011-07-10
200 | Nainarkoil | Binocular Mircroscope | LAB_BIMS | 02674/BIMS/1 | B2 | BPM3 |  |  | 2010-04-25 | Focus Pathological | Alan Medical |  | OTHERS |  | 2011-04-25 |  | 0 | NO AMC |  |  | 2011-07-10
201 | Natham | Operating Microscope (ENT) | ENT_OPMS | 02691/OPMS/1 | B2 |  |  |  | 2010-01-03 | South India Surgical Co.Ltd. | South India Surgical Co.Ltd. |  | OTHERS |  |  | 2011-02-15 | 0 | NO AMC |  |  | 2011-07-10
202 | Natham | Ultra Sonogram -POTABLE | IME_IUSP | 02691/IUSP/1 | B |  |  |  | 2010-08-03 | Surya Surgical Industries | Suriya Surgical Industries |  | OTHERS |  |  |  | 174200 | NO AMC |  |  | 2011-07-10
203 | Natham | Mono cular Microscope | LAB_MOMS | 02691/MOMS/1 | C | 88 |  |  | 1990-03-15 |  |  |  | DPH |  |  |  | 12000 | NO AMC |  |  | 2011-07-10
204 | Natham | Suction Apparatus - Electrical(Hivacuam) | OTE_SAHV | 02691/SAHV/1 | B2 |  |  |  | 2008-03-14 | Medicar Electronic | Medicare Electronic |  | DDHs |  |  |  | 14070 | NO AMC |  |  | 2011-07-10
205 | Natham | Autoclave vertical single bin | OTE_ACV1 | 02691/ACV1/1 | C |  |  |  | 2007-10-15 | Global Diagnostic | Global Diagnostic |  | OTHERS |  |  |  | 5408 | NO AMC |  |  | 2011-07-10
206 | Natham | Suction Apparatus - Electrical | OTE_SAEL | 02691/SAEL/1 | C |  |  |  | 2008-03-14 | Medicar Electronic | Medicare Electronic |  | OTHERS |  |  |  | 14070 | NO AMC |  |  | 2011-07-10
207 | P.Kodikulam | Semi auto analyser | LAB_SEAA | 02675/SEAA/1 | B2 | Prietest Touch | 470860 |  |  |  | 207MRK Robonic | Laboratory Room | OTHERS |  |  |  | 0 | NO AMC |  |  | 2011-07-10
208 | P.Kodikulam | Electri centrifuger | LAB_CENT | 02675/CENT/1 | C |  |  |  |  | Hans Lab | HANS Lab Sri Kamatch Agencies | Laboratory Room | OTHERS |  |  |  | 3250 | NO AMC |  |  | 2011-07-10
209 | P.Kodikulam | Auto Clave HP Horizontal-CYLINDRICAL | OTE_ACHC | 02675/ACHC/1 | C |  |  |  | 2008-12-15 |  |  |  | DDHs |  |  |  | 0 | NO AMC |  |  | 2011-07-10
210 | P.Kodikulam | Suction Apparatus - Electrical | OTE_SAEL | 02675/SAEL/1 | C |  |  |  | 2010-07-04 |  |  | Main Store | OTHERS |  |  |  | 0 | NO AMC |  |  | 2011-07-10
211 | P.Kodikulam | Suction Apparatus - Foot operated | OTE_SAFO | 02675/SAFO/1 | C | [6 empty] | Labour Ward |  |  |  |  | 0 | NO AMC |  |  | 2011-07-10
212 | Pambur | ECG machine ordinary | CRD_ECGO | 02678/ECGO/1 | B2 | 61087 | 1 |  |  |  | BPL Medicare | [5 empty] | 0 | NO AMC |  |  | 2011-07-10
213 | Pambur | Autoclave vertical single bin | OTE_ACV1 | 02678/ACV1/1 | C | 12 x 15 | 1 |  | 2008-02-18 | BPL Health Care | Medic care electronis |  | OTHERS |  | 2008-02-18 |  | 0 | NO AMC |  |  | 2011-07-10
214 | Pambur | Suction Apparatus - Electrical | OTE_SAEL | 02678/SAEL/1 | C | 6175 | 1 |  | 2008-02-23 | Graphic Electronics | Vaansari ~marketing~ Chennai |  | OTHERS |  | 2008-02-23 |  | 0 | NO AMC |  |  | 2011-07-10
215 | Parthibanur | Boyles apparatus with Circle Abosrber | ANA_BACA | 02676/BACA/1 | B2 |  |  |  | 2008-08-22 |  |  | Operation Theatre | DDHs |  | 2008-08-22 |  | 0 | NO AMC |  |  | 2011-07-10
216 | Parthibanur | ECG machine ordinary | CRD_ECGO | 02676/ECGO/1 | B2 | 27057208 |  |  | 2010-06-30 |  | Sun Medical ~ Surgical |  | OTHERS |  | 2010-06-30 |  | 32000 | NO AMC |  |  | 2011-07-10
217 | Parthibanur | Pulse Oximeter | CRD_SPO2 | 02676/SPO2/1 | B2 | SO6P23473 |  |  | 2006-02-14 | Larson ~ Tubro Ltd~ Mysore |  | Operation Theatre | DPH |  | 2006-02-14 | 2007-02-13 | 50000 | NO AMC |  |  | 2011-07-10
218 | Parthibanur | Ultra Sonogram -POTABLE | IME_IUSP | 02676/IUSP/1 | B | 2302111 | 45454WS6 |  | 2007-06-30 | Wipro GE Health care~ Banglore |  |  | TNMSC |  | 2007-06-30 |  | 183782 | NO AMC |  |  | 2011-07-10
219 | Parthibanur | Semi auto analyser | LAB_SEAA | 02676/SEAA/1 | B2 | AT114206 |  |  | 2007-03-02 | Robonic industrial PVT Ltd. |  | Laboratory Room | DDHs |  | 2007-03-02 |  | 0 | NO AMC |  |  | 2011-07-10
220 | Parthibanur | Mono cular Microscope | LAB_MOMS | 02676/MOMS/1 | C | GE38 |  |  | 1991-02-04 | Uni Lab |  | Laboratory Room | OTHERS |  | 1991-02-04 |  | 0 | NO AMC |  |  | 2011-07-10
221 | Parthibanur | Binocular Mircroscope | LAB_BIMS | 02676/BIMS/1 | B2 | MLW Lab | 32008980715 |  | 1991-02-04 | Care ~ Care |  | Laboratory Room | DDHs |  | 1991-02-04 |  | 0 | NO AMC |  |  | 2011-07-10
222 | Parthibanur | Electri centrifuger | LAB_CENT | 02676/CENT/1 | C |  |  |  | 1999-03-28 |  |  | Laboratory Room | DDHs |  | 1999-03-28 |  | 0 | NO AMC |  |  | 2011-07-10
223 | Parthibanur | Water Bath/Ultrasonic Water Bath | LAB_WBAT | 02676/WBAT/1 | C |  |  |  | 1999-01-02 | MC Dalal Agency |  | Laboratory Room | DDHs |  | 1999-01-02 |  | 0 | NO AMC |  |  | 2011-07-10
224 | Parthibanur | Autoclave vertical single bin | OTE_ACV1 | 02676/ACV1/1 | C |  |  |  | 2006-03-14 |  |  | Operation Theatre | DDHs |  | 2006-03-14 |  | 0 | NO AMC |  |  | 2011-07-10
225 | Parthibanur | Auto Clave HP Vertical (2 bin) | OTE_ACV2 | 02676/ACV2/1 | C |  |  |  | 2007-11-13 |  |  | Operation Theatre | DDHs |  | 2007-11-13 |  | 0 | NO AMC |  |  | 2011-07-10
226 | Parthibanur | Shadowless Lamp stand model | OTE_MOLT | 02676/MOLT/1 | B |  |  |  | 2008-02-22 |  |  | Operation Theatre | DDHs |  | 2008-02-22 |  | 0 | NO AMC |  |  | 2011-07-10
227 | Parthibanur | Suction Apparatus - Electrical | OTE_SAEL | 02676/SAEL/1 | C |  |  |  | 2006-03-14 |  |  | Operation Theatre | DDHs |  | 2006-03-14 |  | 0 | NO AMC |  |  | 2011-07-10
228 | Parthibanur | Suction Apparatus - Foot operated | OTE_SAFO | 02676/SAFO/1 | C |  |  |  | 2007-11-13 |  |  | Operation Theatre | DDHs |  | 2007-11-13 |  | 0 | NO AMC |  |  | 2011-07-10
229 | Parthibanur | Operating table non-hydraulic field type | OTE_TANH | 02676/TANH/1 | B |  |  |  | 2007-10-25 |  |  | Operation Theatre | DDHs |  | 2007-10-25 |  | 0 | NO AMC |  |  | 2011-07-10
230 | Parthibanur | Vehicle mount fogging machine | OTH_VMFM | 02676/VMFM/1 | B | 971451 |  |  | 2006-10-19 | Foggers India Pvt.Ltd~ Mumbai |  |  | DDHs |  |  |  | 0 | NO AMC |  |  | 2011-07-10
231 | Parthibanur | RO Plant | OTH_RO | 02676/RO/1 | B2 | CST155382 | 12466 |  | 2011-02-14 | SS Agencies |  |  | SRHM/RCH |  | 2011-02-14 |  | 14400 | NO AMC |  |  | 2011-07-10
232 | Peraiyur | Boyles apparatus with out Circle Abosrber | ANA_BAOCA | 02692/BAOCA/1 | B | Jupiter | 2001626 |  | 2010-12-21 | Allied Medical Service PVT. Ltd | Allied Medical Service PVT.Ltd. | Operation Theatre | DDHs |  | 2010-12-21 |  | 0 | NO AMC |  |  | 2011-07-10
233 | Peraiyur | ECG machine ordinary | CRD_ECGO | 02692/ECGO/1 | B2 | 6108T |  |  | 2009-11-04 | BPL | Jayam Bio System~ Trichy | Scan Room | SRHM/RCH |  | 2009-11-04 |  | 29120 | NO AMC |  |  | 2011-07-10
234 | Peraiyur | Ultra Sonogram -MOBILE | IME_IUSM | 02692/IUSM/1 | B | Sonata plus | 06P2651 |  | 2010-10-20 | L~T Medical~ Mathyapradesh | L~T Medical~ | Scan Room | DDHs |  | 2010-01-20 |  | 0 | NO AMC |  |  | 2011-07-10
235 | Peraiyur | Semi auto analyser | LAB_SEAA | 02692/SEAA/1 | B2 | AT254027 |  |  | 2007-07-27 | Robanik | Pretest Touch~ Kodampakkam | Laboratory Room | DDHs |  | 2007-07-27 |  | 0 | NO AMC |  |  | 2011-07-10
236 | Peraiyur | Binocular Mircroscope | LAB_BIMS | 02692/BIMS/1 | B2 | CHS | 5N0035 |  |  |  | Olympus optical co Ltd. | Laboratory Room | DDHs |  |  |  | 0 | NO AMC |  |  | 2011-07-10
237 | Peraiyur | Electri centrifuger | LAB_CENT | 02692/CENT/1 | C | Remi Centrifuge | APLC439 |  | 2007-07-27 | Remi Motors Ltd~ Mumbai | Remi Motor Ltd. | Laboratory Room | DDHs |  | 2007-07-27 |  | 0 | NO AMC |  |  | 2011-07-10
238 | Peraiyur | Baby Incubators | NNE_BINC | 02692/BINC/1 | B2 |  |  |  | 2008-02-22 |  |  | Labour ward | DDHs |  | 2008-08-22 |  | 0 | NO AMC |  |  | 2011-07-10
239 | Peraiyur | Suction Apparatus - Electrical(Hivacuam) | OTE_SAHV | 02692/SAHV/1 | B2 |  |  |  | 2007-08-08 |  |  | Labour ward | DDHs |  | 2007-08-08 |  | 0 | NO AMC |  |  | 2011-07-10
240 | Peraiyur | Auto Clave HP Horizontal-CYLINDRICAL | OTE_ACHC | 02692/ACHC/1 | C |  |  |  | 2008-02-22 | Shiva Ganges |  | Labour ward | DDHs |  | 2008-02-22 |  | 0 | NO AMC |  |  | 2011-07-10
241 | Peraiyur | Shadowless Lamp stand model | OTE_MOLT | 02692/MOLT/1 | B |  |  |  | 2008-02-22 |  |  | Labour ward | DDHs |  | 2008-02-22 |  | 0 | NO AMC |  |  | 2011-07-10
242 | Peraiyur | Suction Apparatus - Electrical | OTE_SAEL | 02692/SAEL/1 | C |  | 941101 |  |  | Safro Saberwal |  | Operation Theatre | OTHERS |  |  |  | 0 | NO AMC |  |  | 2011-07-10
243 | Peraiyur | Suction Apparatus - Foot operated | OTE_SAFO | 02692/SAFO/1 | C |  |  |  | 2007-03-09 |  |  | Labour ward | DDHs |  | 2007-03-09 |  | 0 | NO AMC |  |  | 2011-07-10
244 | Peraiyur | Operation table Hydraulic Minor | OTE_TAMI | 02692/TAMI/1 | B2 |  |  |  | 2010-12-21 |  |  | Operation Theatre | DDHs |  | 2010-12-21 |  | 0 | NO AMC |  |  | 2011-07-10
245 | Peraiyur | Autoclave Mini | OTE_AUTM | 02692/AUTM/1 | B |  |  |  | 2008-02-22 | Shiva Ganges |  | Operation Theatre | DDHs |  | 2008-02-22 |  | 0 | NO AMC |  |  | 2011-07-10
246 | Perunazhi | Ultra Sonogram -POTABLE | IME_IUSP | 02694/IUSP/1 | B | 600A | 17281874 |  | 2009-04-21 | CONTEK MEDICAL System Co.Ltd. | Vin Bio tech system Ltd. | Scan Room | DDHs |  | 2009-04-21 |  | 0 | NO AMC |  |  | 2011-07-10
247 | Perunazhi | Semi auto analyser | LAB_SEAA | 02694/SEAA/1 | B2 |  | AT2630509RBK |  | 2009-08-27 | ROBONIK | PRIETEST Touch | Laboratory Room | DDHs |  | 2009-08-27 |  | 0 | NO AMC |  |  | 2011-07-10
248 | Perunazhi | Mono cular Microscope | LAB_MOMS | 02694/MOMS/1 | C |  | 62934 |  |  | OLYMPUS |  | Laboratory Room | DDHs |  |  |  | 0 | NO AMC |  |  | 2011-07-10
249 | Perunazhi | Binocular Mircroscope | LAB_BIMS | 02694/BIMS/1 | B2 |  |  |  |  | Research Microscope |  | Laboratory Room | DDHs |  |  |  | 0 | NO AMC |  |  | 2011-07-10
250 | Perunazhi | Auto Clave HP Vertical (2 bin) | OTE_ACV2 | 02694/ACV2/1 | C | [6 empty] | OP Ward | DDHs |  |  |  | 0 | NO AMC |  |  | 2011-07-10
251 | Perunazhi | Suction Apparatus - Electrical | OTE_SAEL | 02694/SAEL/1 | C | [7 empty] | DDHs |  |  |  | 0 | NO AMC |  |  | 2011-07-10
252 | Ramasamypatti | Electri centrifuger | LAB_CENT | 02695/CENT/1 | C | [6 empty] | Laboratory ward | DDHs |  |  |  | 0 | NO AMC |  |  | 2011-07-10
253 | Ramasamypatti | Autoclave vertical single bin | OTE_ACV1 | 02695/ACV1/1 | C | [7 empty] | DDHs |  |  |  | 0 | NO AMC |  |  | 2011-07-10
254 | Ramasamypatti | Auto Clave HP Vertical (2 bin) | OTE_ACV2 | 02695/ACV2/1 | C |  |  |  | 2008-02-18 |  | Medicare Electrical~ Madurai | Dressing OP | DDHs |  | 2008-02-18 |  | 11500 | NO AMC |  |  | 2011-07-10
255 | Ramasamypatti | Suction Apparatus - Electrical | OTE_SAEL | 02695/SAEL/1 | C |  |  |  | 2009-08-02 |  | Trident | Laboratory Room | DDHs |  | 2009-08-02 |  | 14000 | NO AMC |  |  | 2011-07-10
256 | Ramasamypatti | Suction Apparatus - Electrical | OTE_SAEL | 02695/SAEL/2 | C |  |  |  | 2010-07-11 |  |  | Laboratory Room | DDHS |  | 2010-07-11 |  | 0 | NO AMC |  |  | 2011-07-10
257 | Ramasamypatti | RO Plant | OTH_RO | 02695/RO/1 | B2 |  |  |  | 2008-05-03 |  | Aqua Falls |  | SRHM/RCH |  | 2008-05-03 |  | 10500 | NO AMC |  |  | 2011-07-10
258 | Sayalkudi | Boyles apparatus with Circle Abosrber | ANA_BACA | 02688/BACA/1 | B2 | 3306 |  |  |  | MEDLIFE LINE |  | Operation Theatre | DDHs |  |  |  | 0 | NO AMC |  |  | 2011-07-10
259 | Sayalkudi | Pulse Oximeter with NIB.P | CRD_POBP | 02688/POBP/1 | B2 | MD2000A |  |  | 2010-08-25 | Bejing Joice Elec.Tech.co.Ltd. |  |  | DDHS |  | 2010-08-25 |  | 0 | NO AMC |  |  | 2011-07-10
260 | Sayalkudi | Air Rotor/Air Rotor-DENTAL | DEN_AIRR | 02688/AIRR/1 | C |  |  |  |  | Jupiter Manufacturing works(JMW)~ Coimbatore |  | Dental OP | SRHM/RCH |  |  |  | 0 | NO AMC |  |  | 2011-07-10
261 | Sayalkudi | Binocular Mircroscope | LAB_BIMS | 02688/BIMS/1 | B2 | BPM3 |  |  | 2009-05-14 | OlYMPUS CH2 |  | Laboratory Room | TNMSC |  | 2009-05-14 |  | 0 | NO AMC |  |  | 2011-07-10
262 | Sayalkudi | Shadowless Lamp stand model | OTE_MOLT | 02688/MOLT/1 | B |  |  |  |  | Sairadls |  |  | DDHs |  |  |  | 0 | NO AMC |  |  | 2011-07-10
263 | Sayalkudi | Suction Apparatus - Electrical | OTE_SAEL | 02688/SAEL/1 | C |  |  |  | 2010-08-04 |  |  | Operation Theatre | DDHs |  | 2010-08-04 |  | 0 | NO AMC |  |  | 2011-07-10
264 | Sayalkudi | Operation Table Hydraulic Major | OTE_TAMA | 02688/TAMA/1 | B2 |  |  |  | 2010-11-03 |  |  | Operation Theatre | DDHs |  | 2010-11-03 |  | 0 | NO AMC |  |  | 2011-07-10
265 | Sikkal | ECG machine ordinary | CRD_ECGO | 02683/ECGO/1 | B2 | RSH20 | 071151-385 |  | 2008-03-03 | JM Medical System Madurai | JM Medical System Madurai |  | DDHs |  | 2008-03-03 |  | 0 | NO AMC |  |  | 2011-07-10
266 | Sikkal | Operating Microscope (ENT) | ENT_OPMS | 02683/OPMS/1 | B2 |  |  |  |  | South India Surgical Co.Ltd. |  |  | DPH |  |  |  | 0 | NO AMC |  |  | 2011-07-10
267 | Sikkal | Ultra Sonogram -POTABLE | IME_IUSP | 02683/IUSP/1 | B | UT Scan | 270097418 |  | 2009-05-19 |  |  |  | DPH |  | 2009-05-19 |  | 173600 | NO AMC |  |  | 2011-07-10
268 | Sikkal | Semi auto analyser | LAB_SEAA | 02683/SEAA/1 | B2 | Prietest Touch | AT25905096PK |  | 2010-08-10 | Prietest Touch |  |  | DDHs |  | 2010-08-10 |  | 0 | NO AMC |  |  | 2011-07-10
269 | Sikkal | Suction Apparatus - Electrical(Hivacuam) | OTE_SAHV | 02683/SAHV/1 | B2 |  |  |  |  | Trident Medicare~ Chennai | Trident Medicare~ Chennai |  | TNMSC |  |  |  | 14000 | NO AMC |  |  | 2011-07-10
270 | Sikkal | Autoclave vertical single bin | OTE_ACV1 | 02683/ACV1/1 | C | 12 x 15 |  |  | 2008-08-18 |  | Medicare Electronics~ madurai-20 | Injection Room | DDHs |  | 2008-08-18 |  | 11558 | NO AMC |  |  | 2011-07-10
271 | Sikkal | Suction Apparatus - Electrical | OTE_SAEL | 02683/SAEL/1 | C |  |  |  | 2008-02-22 | Trident Medicare~ Chennai |  |  | DDHs |  | 2008-02-22 |  | 0 | NO AMC |  |  | 2011-07-10
272 | Sikkal | Autoclave Mini | OTE_AUTM | 02683/AUTM/1 | B | [7 empty] | DDHs |  |  |  | 0 | NO AMC |  |  | 2011-07-10
273 | Sikkal | Vehicle mount fogging machine | OTH_VMFM | 02683/VMFM/1 | B |  |  |  | 2011-08-02 |  |  |  | DDHs |  | 2011-08-02 |  | 0 | NO AMC |  |  | 2011-07-10
274 | Theriruveli | ECG machine ordinary | CRD_ECGO | 02681/ECGO/1 | B2 | 61085 |  |  | 2010-06-08 | BPL | BPL |  | OTHERS |  | 2010-06-08 |  | 29650 | NO AMC |  |  | 2011-07-10
275 | Theriruveli | Ultra Sonogram -POTABLE | IME_IUSP | 02681/IUSP/1 | B | 6010 |  |  | 2010-05-04 | Surgica | Surgica |  | DPH |  | 2010-05-04 |  | 174200 | NO AMC |  |  | 2011-07-10
276 | Theriruveli | Semi auto analyser | LAB_SEAA | 02681/SEAA/1 | B2 | AT2612609 |  |  | 2000-08-27 | REMS |  |  | DDHS |  | 2000-08-27 |  | 0 | NO AMC |  |  | 2011-07-10
277 | Valinokkam | Autoclave Mini | OTE_AUTM | 02685/AUTM/1 | B |  |  |  | 2008-02-18 | Medicar Electronic |  |  | DDHs |  | 2008-02-18 |  | 11500 | NO AMC |  |  | 2011-07-10
278 | Venkitankurichi | Ultra Sonogram -MOBILE | IME_IUSM | 02677/IUSM/1 | B | 3.5/5.0-MFTS | 50237 |  | 2008-05-15 | L ~ T Ltd. | Transducer wobbler |  | DDHs |  | 2008-05-15 |  | 0 | NO AMC |  |  | 2011-07-10
279 | Venkitankurichi | Semi auto analyser | LAB_SEAA | 02677/SEAA/1 | B2 | Prietest Touch | 1 |  | 2009-08-27 | Robonik | MERK Specialities Ltd. | Laboratory Room | DDHs |  | 2009-08-27 |  | 0 | NO AMC |  |  | 2011-07-10
280 | Venkitankurichi | Electri centrifuger | LAB_CENT | 02677/CENT/1 | C | C80 | 16993 |  | 2010-12-31 | Kadaril Electro Mechanic industries | Sakthi Enterprises | Laboratory Room | DDHs |  | 2010-12-31 |  | 6760 | NO AMC |  |  | 2011-07-10
281 | Venkitankurichi | Suction Apparatus - Foot operated | OTE_SAFO | 02677/SAFO/1 | C | GK42280 | 6174 |  | 2008-02-28 | Crompton graves | Vansari ~marketing~ Chennai | Labour Room | DDHs |  | 2008-02-28 |  | 17680 | NO AMC |  |  | 2011-07-10
282 | Venkitankurichi | Autoclave Mini | OTE_AUTM | 02677/AUTM/1 | B | 12 x 15 | 1 |  | 2008-02-18 | BPL | Medicare Electronics |  | DDHs |  | 2008-02-18 |  | 11558 | NO AMC |  |  | 2011-07-10
283 | Venkitankurichi | RO Plant | OTH_RO | 02677/RO/1 | B2 | Wall Mount Open type |  |  | 2010-09-25 | Moisty Aqua RO System | Queen Electronics |  | SRHM/RCH |  | 2010-09-25 |  | 11050 | NO AMC |  |  | 2011-07-10

## 32 paramakudi (E)
DIRECTORATE OF PUBLIC HEALTH AND PREVENTIVE MEDICINE
GOVERNMENT OF TAMIL NADU
REPORT : EQUIPMENT RECEIPT DETAILS REPORT-HUD Wise
District : RAMANATHAPURAM
HUD : PARAMAKUDI
PERIOD : 01/12/2010-31/03/2015
S.No. | Institution Name | Equipment Name | Equipment Code | Equipment Code(Institution) | Equipment Category | Equipment Model No | Equipment Serial No | CPC Code | Date of Receipt | Manufacturer Name | Supplier Name | Location of Equipment | Source of Supply | Purchase Order No | Date of Installation | Warranty Valid Upto | Cost of the item | If AMC available | AMC valid upto | AMC agency name | Reported Date | WS | Ex AMC
1 | P.Kodikulam | Computer | OTH_COMP | 02675/COMP/1 | C |  | 13CGKY18900273 |  | 2013-04-29 | ELCOT WIPRO | S.VIJAY |  | OTHERS | ELCOT/PROC/32280-OT/V0281/C096/2013-14/315 | 2013-04-29 |  | 30500 |  |  |  | 26-6-2013 | Y
2 | Uchinatham | ECG machine ordinary | CRD_ECGO | 02687/ECGO/2 | B2 | Single channal ECG machine | 27 |  | 2008-03-03 | maestros | J.M Medical~ Madurai | OUTPATIENT EXAMINATION ROOM | OTHERS |  | 2008-03-03 | 2008-04-03 | 23920 |  |  |  | 25-6-2013 | Y | 1674.4
3 | Uchinatham | O2 Concentrator | ANA_O2C | 02687/O2C/1 | C | yuyue7f-5mini |  |  | 2013-01-03 | pluto-214 | madrassurgialsandamp;chemicals~chennai42 | labourroom | TNMSC |  | 2013-01-03 | 2014-01-03 | 27350 |  |  |  | 28-6-2013 | Y | 1914.5
4 | Theriruveli | O2 Cylinder- C type | ANA_OCC | 02681/OCC/1 | C |  |  |  | 2010-06-25 |  |  | labourward | RFHW |  | 2010-06-25 |  | 8500 |  |  |  | 2013-04-07 | Y | 595
5 | Uchinatham | O2 Cylinder- B type | ANA_OCB | 02687/OCB/1 | C | B-TYPE |  |  | 2012-10-09 | PREMIMHOSPITAL | JUPITERMANUFACTURINGWORKS | NEONATALUNIT | TNMSC |  | 2012-10-09 | 2013-10-09 | 4800 |  |  |  | 28-6-2013 | Y | 336
6 | Uchinatham | Auto analyser | LAB_ATAL | 02687/ATAL/1 | B | AT0370211RBK |  |  | 2011-07-26 | PRIETESTTOUCH | ROBONIK.PVT.LTD | LABORATORYROOM | TNMSC |  | 2011-07-26 | 2012-07-26 | 37987 |  |  |  | 26-6-2013 | Y | 2659.09
7 | P.Kodikulam | Monitors for HR ECG Invasive | IME_MECG | 02675/MECG/1 | B2 | ecg 61087 | AVMLOL16679 |  |  |  | BPL MEDIC - CARE ELECTRONICS |  | OTHERS |  |  |  | 28508 |  |  |  | 2013-08-07 | Y | 1995.56
8 | Uchinatham | Ultra Sound Scanner - Portable | IME_USGP | 02687/USGP/1 | B2 | UTSCAN |  |  | 2009-07-21 | MAESTROS | MAESTROS.MEDILINESYSTEMS.LTD | SCANROOM | TNMSC |  | 2009-07-21 | 2010-07-21 | 173600 |  |  |  | 26-6-2013 | Y | 12152
9 | Uchinatham | Glucometer | LAB_GLMT | 02687/GLMT/1 | C | ascensiamicroletcontour |  |  | 2007-10-12 |  |  | LABROOM | DDHS |  | 2007-10-12 | 2008-10-12 | 2750 |  |  |  | 2013-02-07 | N | 192.5
10 | Uchinatham | Emergency Resuscitation Kit-Baby | NNE_BERK | 02687/BERK/2 | C | s7ambus4(neonatalresuscitationbag250ml) |  |  | 2012-04-28 | SOUTHINDIASURGICALCO.LTD | southindiasurgicalco.LTD | LABOURWARD | TNMSC | 1/DC/11-12/2886DT/31-03-12 |  | 2013-04-04 | 370 |  |  |  | 2013-04-07 | Y | 25.9
11 | Uchinatham | Weighing machine adult | NNE_WTMA | 02687/WTMA/2 | C |  |  |  | 2007-04-24 |  |  | OP | DDHS |  |  |  | 1500 |  |  |  | 2013-04-07 | Y | 105
12 | Uchinatham | Needle destroyer / Syringe Destroyer | OTH_NEED | 02687/NEED/1 | C | NULIFE DOTS MODEL DELUX NEEDLE DESTROYER |  |  | 2007-10-12 |  |  | INJECTION OP | DDHS |  |  | 2008-10-12 | 1450 |  |  |  | 2013-05-07 | Y | 101.5
13 | Uchinatham | Centrifuge | LAB_COMC | 02687/COMC/1 | C | BDI152 |  |  | 2012-03-03 | SOLOKRAFTSINDUSTRIES | T.N.GOVT.SUPPLY | LABORATORYROOM | TNMSC |  | 2012-03-03 | 2013-03-03 | 5090 |  |  |  | 2013-01-07 | Y | 356.3
14 | Theriruveli | Radiant Warmer | NNE_RAWR | 02681/RAWR/1 | C |  |  |  | 2009-12-30 |  |  | LABOURWAD | DDHS |  | 2009-12-30 |  | 22000 |  |  |  | 2013-04-07 | Y | 1540
15 | Uchinatham | Nebuliser Adult | OTH_NEBA | 02687/NEBA/1 | C | airjolie 11dlx |  |  | 2008-02-05 | BPL | BPL MEDIC-CARE ELECTRONICS | OP | OTHERS |  |  | 2009-02-05 | 4500 |  |  |  | 2013-05-07 | Y | 315
16 | Uchinatham | Inverter | OTH_INV | 02687/INV/1 | C | 875 UPS |  |  | 2012-06-04 | LUMINOUS | LUMINOUS UPS | OP | OTHERS |  | 2012-06-05 | 2013-06-04 | 15850 |  |  |  | 2013-05-07 |  | 1109.5
17 | Uchinatham | Computer | OTH_COMP | 02687/COMP/1 | C | IW-013 | 13CGKY18900275 |  | 2013-04-29 | ELCOT | CARE IT SOLUTION PVT LTD | MEDICAL OFFICER ROOM | SRHM/RCH | ELCOT/PROC/32280-OT/V096/2013-14/315 | 2013-04-29 | 2014-04-29 | 30500 |  |  |  | 2013-05-07 | Y | 2135
18 | Uchinatham | Microscope - Mono Ocular(Self Illuminating) | LAB_MMSI | 02687/MMSI/1 | C |  |  |  | 2013-03-08 |  |  | LABROOM | DDHS |  | 2013-03-08 | 2014-03-08 | 14500 |  |  |  | 2013-01-07 |  | 1015
19 | Uchinatham | Radiant Warmer | NNE_RAWR | 02687/RAWR/1 | C | NICE2007 |  |  | 2009-12-30 | NEOTECK | MADERSSURGICAL | LABOURWARD | DDHS |  | 2009-12-30 | 2010-12-30 | 22000 |  |  |  | 2013-01-07 | Y | 1540
20 | Uchinatham | Autoclave Mini | OTE_AUTM | 02687/AUTM/1 | B | 12X15 |  |  | 2007-10-20 |  | MEDIC-CAREELETRONICS |  | DDHS |  | 2007-10-20 | 2008-10-20 | 11500 |  |  |  | 2013-01-07 | Y | 805
21 | Uchinatham | Washing Machine | OTH_WASH | 02687/WASH/1 | B2 | 8903287006043 TOP LOADING WASHING MACHINE AW-6563 |  |  | 2011-08-17 | IFB INDUSTRIES LTD KOLKATA | IFB INDUSTRIES LTD CHENNAI | POSTNATALWARD | TNMSC |  | 2011-09-07 | 2012-08-17 | 12838 |  |  |  | 2013-05-07 | Y | 898.66
22 | Theriruveli | Auto analyser | LAB_ATAL | 02681/ATAL/1 | B |  | AT0460211RBK |  | 2011-06-01 | ROBONIK | ROBONIK INDIA | LABROOM | TNMSC | 9352/TNMSC/ENGG/2010 | 2011-06-01 |  | 42738 |  |  |  | 2013-08-07 | Y | 2991.66
23 | Uchinatham | B.P.apparatus table model | CRD_BPAT | 02687/BPAT/1 | C |  |  |  | 2012-07-27 |  | M/S.MADHUSUDHANAN | OP | TNMSC |  |  | 2013-07-27 | 1192 |  |  |  | 2013-03-07 | Y | 83.44
24 | Uchinatham | Weighing machine adult | NNE_WTMA | 02687/WTMA/1 | C |  |  |  | 2012-02-02 | ALANMEDICALandamp;LABORATORYPRODUCTS | ALANMEDICAL | OP | TNMSC |  |  | 2014-02-25 | 598 |  |  |  | 2013-03-07 | Y | 41.86
25 | Theriruveli | O2 Cylinder- B type | ANA_OCB | 02681/OCB/1 | C |  |  |  | 2012-10-05 | JUPITERMANUFACTURING WORKS | JUPITER | PHC | TNMSC | RCH-TNMSC/ENGG/4/2011 | 2012-10-05 |  | 5040 |  |  |  | 2013-08-07 | Y | 352.8
26 | Uchinatham | Emergency Resuscitation Kit-Baby | NNE_BERK | 02687/BERK/1 | C | NEONATALRESUSCITATIONBAG500ML |  |  | 2011-12-26 | PREMIUMHOSPITALFURNITURE | JUPITERMANUFACTURINGWORKS | LABOURROOM | TNMSC |  | 2011-12-26 | 2012-12-26 | 410 |  |  |  | 2013-03-07 | Y | 28.7
27 | Uchinatham | Weighing machine adult | NNE_WTMA | 02687/WTMA/3 | C |  |  |  | 2007-04-25 |  |  |  | DDHS |  | 2007-04-25 |  | 1500 |  |  |  | 17-7-2013 | Y | 105
28 | Venkitankurichi | Computer | OTH_COMP | 02677/COMP/1 | C | elcot/pro/31768-2116158/c818/103/2016 | 358b1bs~cndtp211-72872-79aoofh~cn-od3331-71616-781-192j |  | 2008-02-25 | elcotl |  | medicalofficerroom | SRHM/RCH | elcot/pro/31768-2/16158/c818/1 | 2008-05-30 | 2011-05-29 | 21600 |  |  |  | 27-6-2013 | Y | 1512
29 | Venkitankurichi | UPS | OTH_UPS | 02677/UPS/1 | C | yt0808059553 | yt0808059553 |  | 2008-06-29 | numericpowersystemsltd | mahendran | medicalofficerroom | DPH | elcot/31768-9/c334/103/2016 | 2008-12-16 |  | 6300 |  |  |  | 27-6-2013 |  | 441
30 | Bogalur | Ice Lined Refrigerator | LAB_ILREF | 02672/ILREF/1 | C | MK142 | 25117544 |  | 2005-01-27 | WESTFROST |  |  | DDHS |  |  |  | 18550 |  |  |  | 2013-01-01 | Y | 1298.5
31 | Theriruveli | Computer | OTH_COMP | 02681/COMP/1 | C | DESKTOP COMPUTOR-INTELCORE13-2100 3.1GHZ | 13LGKY18900225 |  | 2013-04-29 | ELCOT | CARE IT SOLUTIONS PVT LTD | MO ROOM | OTHERS |  | 2013-04-29 |  | 30500 |  |  |  | 2013-05-07 |  | 2135
32 | Parthibanur | Washing Machine | OTH_WASH | 02676/WASH/1 | B2 | RVWE-10 |  |  | 2011-05-03 | RAMSONS | RAMSONS |  | TNMSC |  |  | 2011-05-03 | 104891 |  |  |  | 2013-03-08 | Y | 7342.37
33 | Venkitankurichi | Printer | OTH_PRINT | 02677/PRINT/1 | C | ml-2010 | 3467bkeq410160r |  | 2008-06-22 | samsung | elcot | medicalofficerroom | DPH | elcot/pro/30936/16278/lipi/c7 | 2008-07-23 | 2011-07-23 | 4075 |  |  |  | 27-6-2013 |  | 285.25
34 | Venkitankurichi | Weighing Machine Electronic | OTH_WME | 02677/WME/1 | C | [7 empty] | DDHS |  |  |  | 2450 |  |  |  | 27-6-2013 | Y | 171.5
35 | Bogalur | Deep Freezer | LAB_DFRZR | 02672/DFRZR/1 | B2 | MF114 |  |  | 2007-02-02 | WEST FROST |  | PHARMACY | DDHS |  |  |  | 24000 |  |  |  | 2013-12-07 | Y | 1680
36 | Theriruveli | ECG Machine-Multichannel/Page Writer | CRD_ECGMUL | 02681/ECGMUL/1 | B2 | 6108T | AVMLOC12451 |  | 2010-08-11 | BPL | MEDIC -CARE ELECTONICS | PHC | OTHERS |  | 2010-08-11 | 2011-08-06 | 29650 |  |  |  | 17-7-2013 | Y | 2075.5
37 | Bogalur | Phototherapy Unit | NNE_PHTU | 02672/PHTU/1 | C | 006-OFL | DAC-20479-SN |  | 2007-04-23 | FANAM |  | NEONATAL WARD | DDHS |  | 2007-04-23 |  | 12000 |  |  |  | 2013-12-07 | Y | 840
38 | Theriruveli | Foetal Doppler | NNE_FDOP | 02681/FDOP/1 | C | FD9613 | AZTA7K4570 |  | 2007-11-12 | BPL | BPL CARE WORLD | PHC | OTHERS |  | 2007-11-12 | 2008-11-12 | 12060 |  |  |  | 17-7-2013 | Y | 844.2
39 | Pambur | Oxygen Concentrator | GEN_O2C | 02678/O2C/1 | C | Yuyue 7F-5 Mini | 12100081 |  | 2012-12-03 | Jiangsu Yuyue Medical Equipment andamp; supply co Ltd | Madras surgicals andamp; chemicals | labour ward | TNMSC | RCH - II / TNMSC / ENGG / E53(R)2012 DATED 06.09.2012 | 2013-01-04 | 2014-01-03 | 27350 |  |  |  | 2013-04-01 | Y | 1914.5
40 | Bogalur | Nebulizer baby | NNE_NEBB | 02672/NEBB/1 | C |  |  |  | 2011-05-13 | BIOPLUS |  |  | DDHS |  |  |  | 1450 |  |  |  | 2013-10-08 | Y | 101.5
41 | Theriruveli | Computer | OTH_COMP | 02681/COMP/2 | C | DELLOPTILEX |  |  | 2008-02-23 | DELL | ORIGIN INFOYS PVT LTD | PHC | OTHERS |  | 2008-02-23 |  | 22464 |  |  |  | 17-7-2013 |  | 1572.48
42 | Theriruveli | O2 Concentrator | ANA_O2C | 02681/O2C/1 | C | Yuyue7F-5Mini | 12100205 |  | 2014-01-04 | Jiangsu | TNMMSC | Labourward | TNMSC |  | 2014-01-04 | 2014-01-04 | 28717 |  |  |  | 2013-04-07 | Y | 2010.19
43 | Bogalur | B.P.apparatus table model | CRD_BPAT | 02672/BPAT/1 | C |  |  |  | 2012-08-01 | DIAMOND | M/S MADHUSUDHANAN | INJECTION OP | TNMSC |  |  |  | 1251 |  |  |  | 2013-12-07 | Y | 87.57
44 | Parthibanur | O2 Concentrator | ANA_O2C | 02676/O2C/1 | C | yuyue 7F_5 MINI |  |  | 2013-01-03 | Jiangsu Yuyue Meidacal Equipment andamp; Supply Com.LTD | Madras surgicals andamp; Chemicals | Operation Therater | TNMSC |  | 2013-01-03 |  | 27350 |  |  |  | 16-9-2013 | Y | 1914.5
45 | Parthibanur | Auto analyser | LAB_ATAL | 02676/ATAL/1 | B | AT 1640413RBC |  |  | 2013-06-07 | Robonik |  |  | TNMSC |  |  |  | 145000 |  |  |  | 2013-10-06 | Y | 10150
46 | Parthibanur | Generator | OTH_GEN | 02676/GEN/1 | C | KK05 |  |  | 2013-08-22 | KOHLER INDIA CORPORATION PVT. LTD | BHALIIVARDHA ELECTRO MECK PVT LTS | near OT | TNMSC |  | 2013-09-02 |  | 750000 |  |  |  | 22-8-2013 |  | 52500
47 | Theriruveli | Electricity Generator | OTH_ELG | 02681/ELG/1 | B2 | GastechGE2800 |  |  | 2012-10-25 | Gastech | sarvam power centre | phc |  |  | 2012-10-25 |  | 61375 |  |  |  | 19-9-2013 |  | 4296.25
48 | Uchinatham | B.P.apparatus table model | CRD_BPAT | 02687/BPAT/2 | C |  |  |  | 2013-11-09 | Diamond | Ganesh pharma |  | OTHERS |  | 2013-11-12 | 2014-11-09 | 4200 |  |  |  | 22-11-2013 | Y | 294
49 | Uchinatham | Stethoscope | CRD_STES | 02687/STES/1 | C |  |  |  | 2013-11-09 | Microtone | Ganesh pharma | op | OTHERS |  | 2013-11-12 | 2014-11-09 | 1200 |  |  |  | 22-11-2013 | Y | 84
50 | Manjur | Centrifuge | LAB_COMC | 02673/COMC/1 | C | BDI 152 |  |  | 2012-03-31 | solokraft industries | Solokraft industries | Lab reem | TNMSC |  | 2012-04-12 | 2015-03-31 | 5090 |  |  |  | 2013-04-12 | Y | 356.3
51 | Uchinatham | Autoclave Portable | SUR_ACP | 02687/ACP/1 | C | 12x12E6/8KAL COLEY |  |  | 2014-07-11 |  | ganeshpharma distributors | PN WARD | OTHERS |  | 2014-07-14 | 2015-07-08 | 5750 |  |  |  | 16-7-2014 | Y | 402.5
52 | Ariyankotai | Washing Machine | OTH_WASH | 03486/WASH/1 | B2 | AW 6563 | 110500520 |  | 2011-07-15 | IFB | IFB INDUSTRIES LTD |  | TNMSC | 4100B/TNMSC/ENG |  | 2013-09-14 | 14700 |  |  |  | 2012-05-01 | Y | 1029
53 | Ariyankotai | Autoclave Mini | OTE_AUTM | 03486/AUTM/1 | B |  |  |  | 2010-07-12 | JUPITOR MANUFACTURING WORKS | COMMISSIONER FOR MCH WELFAREandamp;MISSION DIRECTIR |  | SRHM/RCH | 3346/P4/SHS/10 |  |  | 3430 |  |  |  | 2012-05-01 |  | 240.1
54 | Theriruveli | Ultra Sonogram -POTABLE | IME_IUSP | 02681/IUSP/2 | B | chison-600m(200qr) | 6mp-1001126 |  | 2010-04-05 | chison medical imaging co-ltd | surya surgical industries chennai-112 | phc theriruveli | TNMSC |  | 2011-05-07 | 2015-04-04 | 167500 |  |  |  | 2012-03-08 | N | 11725
55 | Theriruveli | Washing Machine | OTH_WASH | 02681/WASH/1 | B2 |  | 8903287006043 |  | 2011-08-17 | IFB INDUSTRIES LTD KOLKATTA-88 | IFB INDUSTRIES LTD CHENNAI-26 | PHC THERIRUVELI | TNMSC |  | 2012-07-31 |  | 12838 |  |  |  | 2012-03-08 | Y | 898.66
56 | Uchinatham | Foetal Doppler | NNE_FDOP | 02687/FDOP/1 | C | FD9613 | 34 |  | 2007-11-06 | BPL | CAREWORLDENGG.SERVICEPVTLTD | LABOURROOM | DDHS |  | 2007-11-06 | 2008-11-06 | 12000 | AMC |  |  | 26-6-2013 | Y | 840
57 | P.Kodikulam | Washing Machine | OTH_WASH | 02675/WASH/1 | B2 | AW-6563 | 6043110525000650 |  | 2011-09-15 | IFB INDUSTRIEA LTD | IFB INDUSTRIES LTD |  | TNMSC | 4100B/TNMSC/ENG |  |  | 12838 | AMC |  |  | 25-6-2013 | Y | 898.66
58 | Nainarkoil | Computer | OTH_COMP | 02674/COMP/1 | C | Windows 7 | 13CGKY18900279 |  | 2013-04-29 | ELCOT | ELCOT | NAINARKOVIL - PHC | TNMSC | ELCOT/PROC/32280-OT/V0281/C096/2013-14/315 | 2013-04-29 | 2014-04-29 | 19999 | AMC | 2014-04-29 | MISSION DIRECTOR | 17-4-2013 |  | 1399.93
59 | Nainarkoil | Oxygen Concentrator | GEN_O2C | 02674/O2C/1 | C | Yuyue 7f - 5 Mini | no |  | 2012-12-03 | Oxygen concentrator | Madras Surgicals andamp; Chemicals | Nainarkovil phc - Labour room | TNMSC | RCH -II/TNMSC/ENGG/E53(R)2012 | 2013-01-05 | 2013-12-03 | 27350 | AMC | 2013-12-03 | Madras Surgicals andamp; Chemicals | 2012-03-12 | Y | 1914.5
60 | Nainarkoil | Dental Chair(Electric/Hydraulic/Manual) | DEN_DECH | 02674/DECH/1 | B2 | Excel - 9 Dental Chair - 1 Set | no |  | 2013-01-02 | Most Advanced Electronic - Controlled Chair mount unit andamp; all kinds of modern Dental Equipment | Confident Dental Equipments ltd | Dental room | TNMSC | no | 2013-01-08 | 2016-01-02 | 122122 | AMC |  | Confident Dental Equipments LTD | 22-7-2013 | Y | 8548.54
61 | Nainarkoil | X.ray lobby single | XRA_XRLS | 02674/XRLS/1 | C | NO | NO |  | 2012-09-03 | SOLOKRAFTS INDUSTRIES | SOLOKRAFTS INDUSTRIES | NAINARKOIL PHC | TNMSC | 4985/nrhm/tnmsc/engg/2012-1 | 2012-09-03 | 2013-06-12 | 1450 | AMC |  | SOLOKRAFTS INDUSTRIES | 2012-12-06 | Y | 101.5
62 | Ervadi | Boyles apparatus with out Circle Abosrber | ANA_BAOCA | 02684/BAOCA/1 | B | AC26-(2+1) | AC2-0408-042 |  | 2008-05-31 | L~T Ltd | 153-TNMSC ENGG/2008 | Operation Theatre |  |  | 2008-09-06 | 2009-09-06 | 94760 | AMC |  | Avas arala Tech.unit | 2011-07-10 | Y | 6633.2
63 | Ervadi | ECG machine ordinary | CRD_ECGO | 02684/ECGO/1 | B2 | Model SE-1 | 113 |  | 2010-12-30 | MG Bio Medical solution |  | Male ward | TNMSC |  | 2010-12-30 | 2011-12-22 | 26380 | AMC |  |  | 2011-07-10 | Y | 1846.6
64 | Ervadi | Pulse Oximeter | CRD_SPO2 | 02684/SPO2/1 | B2 | MP-700 |  |  | 2008-04-07 |  |  | Operation Theatre | DDHs |  | 2008-05-28 |  | 65000 | AMC |  |  | 2011-07-10 | Y | 4550
65 | Ervadi | 100 M.A. X-ray machine Portable | IME_100P | 02684/100P/1 | B2 | 100MAXRAY | 16573/TNMSC/ENGG/2004 |  | 2007-05-28 |  |  | X-Ray Room | TNMSC |  | 2007-05-28 | 2011-05-26 | 145101 | AMC |  |  | 2011-07-10 | Y | 10157.07
66 | Ervadi | Ultra Sonogram -POTABLE | IME_IUSP | 02684/IUSP/1 | B |  | 1700/TNMSC EN GG/2004 |  | 2005-03-26 | L~T Ltd |  | Male ward | TNMSC |  | 2005-03-26 | 2008-03-25 | 206000 | AMC |  | Sonata Plus | 2011-07-10 | Y | 14420
67 | Ervadi | Blood Bank Refrigerator | LAB_BLDR | 02684/BLDR/1 | B2 | JA 5054 Jawa Automatic | R0608 TM |  | 2006-12-13 | Power Group of Companions AN ISO 9001 | TNMSC 417 Pantheon Road~ Egmore Chennai -08 | Blood Bank building | OTHERS |  | 2006-12-13 |  | 145000 | AMC |  | Power Electro System | 2011-07-10 | Y | 10150
68 | Ervadi | Semi auto analyser | LAB_SEAA | 02684/SEAA/1 | B2 | SRNOAT 1100609R BK |  |  | 2009-05-10 | Robonic industrial PVT Ltd. | TNMSC 417 Pantheon Road~ Egmore Chennai -08 | Blood Bank building | OTHERS |  | 2009-05-10 | 2012-05-10 | 145000 | AMC |  | Robonic Industrial Pvt.Ltd. | 2011-07-10 | Y | 10150
69 | Ervadi | Lab Incubator | LAB_INCU | 02684/INCU/1 | C | A1 Inner Volume | 224 |  | 2006-08-16 | Solo grated incubator | TANSAC/TNMSC/E/2/2006 | Blood Bank building | TNMSC |  | 2007-07-31 | 2010-07-31 | 11358 | AMC |  |  | 2011-07-10 | WE | 795.06
70 | Uchinatham | ECG machine ordinary | CRD_ECGO | 02687/ECGO/1 | B2 | RSA20 | 71157384 |  | 2008-03-03 | Masteros Mediline System | Masteros Mediline System |  | TNMSC |  | 2008-03-03 |  | 23000 | AMC |  |  | 2011-07-10 | Y | 1610
71 | Valinokkam | ECG machine ordinary | CRD_ECGO | 02685/ECGO/1 | B2 | RSA20 | 070957-293 |  | 2008-03-31 | Masteros Mediline System |  |  | DDHs |  | 2008-03-31 |  | 2390 | AMC |  |  | 2011-07-10 | Y | 167.3
72 | Bogalur | Ultra Sonogram -POTABLE | IME_IUSP | 02672/IUSP/1 | B |  | NO 2S6226 |  | 2005-06-02 | Sonata | L~T Ltd |  | DDHs |  | 2005-06-15 |  | 245000 | AMC |  | L~T | 2011-07-10 | N | 17150
73 | Melakodumalur | ECG machine ordinary | CRD_ECGO | 02682/ECGO/1 | B2 | 6108T |  |  | 2010-09-13 |  | Medicare electronics~ Madurai -20 | M.O Room | SRHM/RCH |  | 2010-09-13 |  | 28508 | AMC |  |  | 2011-07-10 | Y | 1995.56
74 | Melakodumalur | Autoclave vertical single bin | OTE_ACV1 | 02682/ACV1/1 | C |  |  |  | 2007-04-05 |  | Ganesh Surgical co.~ madurai | Labour Room | SRHM/RCH |  | 2007-07-05 |  | 3500 | AMC |  |  | 2011-07-10 | Y | 245
75 | Perunazhi | ECG machine ordinary | CRD_ECGO | 02694/ECGO/1 | B2 | 6108T | AVMLOC 12453 |  | 2010-08-23 | BPL | Medicare Eloctronics Madurai | M.O Room | DPH |  | 2010-08-23 |  | 28508 | AMC |  | Medicare~ Madurai | 2011-07-10 | Y | 1995.56
76 | Sayalkudi | ECG machine ordinary | CRD_ECGO | 02688/ECGO/1 | B2 | SE1 |  |  | 2010-10-05 | Edan | Madras surgical ~ Chemicals~ Chennai |  | DPH |  | 2010-08-22 |  | 45000 | AMC |  | Madras Surgical ~ Chemical~ Chennai | 2011-07-10 | Y | 3150
77 | Sayalkudi | Dental Chair(Electric/Hydraulic/Manual) | DEN_DECH | 02688/DECH/1 | B2 | XL9 |  |  | 2010-01-04 | Confident Dental Equipment |  | Dental OP | TNMSC |  | 2010-10-05 | 2013-03-31 | 124250 | AMC |  | Confident Dental Equipments | 2011-07-10 | Y | 8697.5
78 | Sayalkudi | Ultra Sonogram -POTABLE | IME_IUSP | 02688/IUSP/1 | B |  |  |  | 2007-06-29 | Wipro GE Health care~ Banglore |  | Scan Room | TNMSC |  | 2007-06-29 |  | 325000 | AMC |  | Wipro GE Health Care | 2011-07-10 | Y | 22750
79 | Sayalkudi | Blood Bank Refrigerator | LAB_BLDR | 02688/BLDR/1 | B2 | JAR03 | R0911114 |  | 2010-01-03 | Pawar Electro System PVT.Ltd.~Nasik |  | Blood Bank | TNMSC |  | 2010-01-03 | 2011-02-28 | 124250 | AMC |  | Pawar Electro System PVT.Ltd.~Nasik | 2011-07-10 | Y | 8697.5
80 | Sayalkudi | Semi auto analyser | LAB_SEAA | 02688/SEAA/1 | B2 |  |  |  | 2010-09-11 | Prietest Touch |  | Laboratory Room | TNMSC |  | 2010-11-27 | 2012-08-11 | 145000 | AMC |  | Prietest Touch | 2011-07-10 | Y | 10150
81 | Sayalkudi | Electri centrifuger | LAB_CENT | 02688/CENT/1 | C | T10 74/080 | 9 |  |  | Microsil |  | Laboratory Room | TNMSC |  |  |  | 4250 | AMC |  | Microsil | 2011-07-10 | Y | 297.5
82 | Sayalkudi | Washing Machine | OTH_WASH | 02688/WASH/1 | B2 | RVWE8 | 42 |  | 2010-02-27 | Ramsons Garments Finishing Equipments |  |  | TNMSC |  | 2010-10-14 |  | 45250 | AMC |  | Solokrafts Industries~ Chennai | 2011-07-10 | Y | 3167.5
83 | Valinokkam | Suction Apparatus - Electrical(Hivacuam) | OTE_SAHV | 02685/SAHV/1 | B2 |  |  |  | 2008-02-19 | YUYUEA |  |  | DDHs |  | 2008-02-19 |  | 14560 | AMC |  |  | 2011-07-10 | Y | 1019.2
84 | Venkitankurichi | ECG machine ordinary | CRD_ECGO | 02677/ECGO/1 | B2 | 618T | 1 |  | 2008-02-18 | BPL | Medicare Electronics |  | DDHs |  | 2008-02-18 | 2009-02-17 | 29647 | AMC |  |  | 2011-07-10 | Y | 2075.29
85 | P.Kodikulam | Oxygen Concentrator | GEN_O2C | 02675/O2C/1 | C |  | 12100142 |  | 2012-12-03 | MADRAS SURGICALS andamp; CHEMICALS | MADRAS SURGICALS andamp; CHEMICALS | GENERAL WARD | TNMSC | RCH ll/TNMSC/ENGG/E539(R)2012 | 2013-01-05 | 2014-01-05 | 27350 | NO AMC |  |  | 26-6-2013 | Y | 1914.5
86 | P.Kodikulam | Centrifuge | LAB_COMC | 02675/COMC/1 | C | BDI152 |  |  | 2012-03-28 | SOLOKRAFTS INDUSTRIES | SOLOKRAFTSINDUSTRIES | LABORATORY | TNMSC | TNHSP/TNMSC/AG 29E / 2011 | 2012-03-28 | 2015-03-28 | 5090 | NO AMC |  |  | 26-6-2013 | Y | 356.3
87 | Bogalur | Oxygen Concentrator | GEN_O2C | 02672/O2C/1 | C | yuyue7F-5MINI | 12100082 |  | 2013-01-04 | jiangsu yuyue medical equipmentandamp;supplyco.lid | Madras surgicalsandamp;chemicals | labour ward | TNMSC | RCH-II/TNMSC/ENGG/E53(R)2012 06.09.2012 | 2013-01-04 | 2014-01-04 | 28717 | NO AMC |  |  | 2013-04-01 | Y | 2010.19
88 | Ervadi | Vehicle mount fogging machine | OTH_VMFM | 02684/VMFM/1 | B |  |  |  | 2010-03-09 |  |  |  | DDHs |  |  |  | 4550 | NO AMC |  |  | 2011-07-10 | N | 318.5
89 | Bogalur | Computer | OTH_COMP | 02672/COMP/1 | C | 13CGK418900229 |  |  | 2013-04-29 | INTEL CORE | CARE IT SOLUTIONS PVT.LTD | M.O ROOM | TNHSP |  | 2013-04-29 |  | 30500 | NO AMC |  |  | 29-4-2013 |  | 2135
90 | Pambur | Washing Machine | OTH_WASH | 02678/WASH/1 | B2 | 8903287006043 | 8903287006043 |  | 2011-07-15 |  | IFB Industries Ltd | Ward | TNMSC | 3346135 | 2011-07-18 |  | 14700 | NO AMC |  |  | 28-7-2013 | Y | 1029
91 | Bogalur | Radiant Warmer | NNE_RAWR | 02672/RAWR/1 | C |  | RWSUNI/1106/41 |  | 2007-03-06 | ZEAL MEDICALPVT LTD | [6 empty] | 22000 | NO AMC |  |  | 2013-12-07 | Y | 1540
92 | Melaramanathi | O2 Cylinder- B type | ANA_OCB | 02690/OCB/1 | C |  | e54/2011 |  | 2012-10-05 | JMW.Coimputhur-41 | TNMSC | Labour ward | TNMSC | E54/2011 |  |  | 5040 | NO AMC |  |  | 13-8-2013 | Y | 352.8
93 | Melaramanathi | Washing Machine | OTH_WASH | 02690/WASH/1 | B2 | AW6563 | 110500652 |  | 2011-08-19 | IFB | IFB Industries.Chennai-26 | front side lab room | TNMSC | 4100B/TNMSC/ENG | 2011-08-23 |  | 12838 | NO AMC |  |  | 2013-01-08 | Y | 898.66
94 | Venkitankurichi | Mono cular Microscope | LAB_MOMS | 02677/MOMS/1 | C | [7 empty] | DDHs |  |  |  | 7550 | NO AMC |  |  | 2011-07-10 | Y | 528.5
95 | Bogalur | Centrifuge | LAB_COMC | 02672/COMC/1 | C | BDI152 |  |  | 2012-03-31 | SOLOKRAFTS INDUSTRIES | SOLOKRAFTS INDUSTRIES | LABORATORY | TNMSC | TNHSP/TNMSC/AG29E/2011~04.10.2011 | 2012-03-31 | 2014-10-04 | 5345 | NO AMC |  |  | 2013-10-08 | Y | 374.15
96 | Bogalur | Needle destroyer / Syringe Destroyer | OTH_NEED | 02672/NEED/1 | C | NOA45 OO7889 |  |  | 2007-10-31 | MRK HEALTH CARE |  | INJECTION OP | DDHS |  | 2007-11-05 |  | 850 | NO AMC |  |  | 2013-10-08 |  | 59.5
97 | Pambur | Binocular Mircroscope | LAB_BIMS | 02678/BIMS/1 | B2 |  |  |  | 2012-09-15 |  | MEGNA ENTERPRISES | LABORATORY | OTHERS |  |  |  | 11300 | NO AMC |  |  | 28-7-2013 | Y | 791
98 | Bogalur | Computer | OTH_COMP | 02672/COMP/2 | C |  |  |  | 2008-08-22 | PENTIUM DUAL CORE |  | PHARMACY | DDHS |  | 2008-09-05 |  | 22460 | NO AMC |  |  | 2013-10-08 | Y | 1572.2
99 | Bogalur | O2 Cylinder- B type | ANA_OCB | 02672/OCB/2 | C |  |  |  | 2010-06-25 |  |  | OT | DDHS |  |  |  | 7550 | NO AMC |  |  | 2013-10-08 | Y | 528.5
100 | Pambur | Inverter | OTH_INV | 02678/INV/1 | C | 1AC8805B1021834 | 1AC8805B1 021834 |  | 2012-12-12 | LUMINOUS | SUN BATTERIES | OP HALL | OTHERS |  |  |  | 30400 | NO AMC |  |  | 28-7-2013 |  | 2128
101 | Bogalur | Printer | OTH_PRINT | 02672/PRINT/1 | C | DM PRINTERMSP 455XLC~2410 | 136C | [5 empty] | DDHS |  | 2008-09-05 |  | 8392 | NO AMC |  |  | 2013-10-08 | Y | 587.44
102 | Bogalur | Washing Machine | OTH_WASH | 02672/WASH/1 | B2 | RVWE-10 |  |  | 2011-05-02 | RAMSONS |  |  | DDHS |  |  |  | 104891 | NO AMC |  |  | 2013-10-08 | Y | 7342.37
103 | Bogalur | Operation Lamp -Mobile | OTE_OTLM | 02672/OTLM/1 | B2 |  |  |  | 2012-06-18 |  | JUPITER MANUFACTURING | LABOUR WARD | TNMSC | RCH-II/TNMSC/ENGG/E50/2011 | 2012-06-18 |  | 6510 | NO AMC |  |  | 2013-12-07 | Y | 455.7
104 | Sikkal | Binocular Mircroscope | LAB_BIMS | 02683/BIMS/1 | B2 | [7 empty] | OTHERS |  |  |  | 8550 | NO AMC |  |  | 2011-07-10 | Y | 598.5
105 | Bogalur | O2 Cylinder- B type | ANA_OCB | 02672/OCB/1 | C |  |  |  | 2012-06-06 | everest kanto cylinder ltd | jupiter manufacturing works | LABOUR WARD | TNMSC | RCH-II/TNMSC/ENGG/E54/2011 | 2012-09-22 |  | 5040 | NO AMC |  |  | 2013-12-07 | Y | 352.8
106 | Melakidaram | Foetal Doppler | NNE_FDOP | 02686/FDOP/1 | C | FD9613 | 1 |  | 2007-11-05 | CAREWORLDENGG.SERVICES PVT LTD | MUTHUKUMAR | LABOUR ROOM | TNMSC |  | 2007-11-05 | 2008-11-05 | 12060 | NO AMC |  |  | 19-9-2013 | Y | 844.2
107 | Manjur | Washing Machine | OTH_WASH | 02673/WASH/1 | B2 | Top loading washing machineAW 6563 | 8903287006043 |  | 2011-08-18 | IFB Industries limited | IFB Industrise limited | PNC Ward | TNMSC | 3346124 | 2012-09-12 | 2013-08-18 | 14700 | NO AMC |  |  | 2013-04-12 | Y | 1029
108 | Keelathooval | Vehicle mount fogging machine | OTH_VMFM | 02679/VMFM/1 | B | RPF/SE | 9714585 |  | 2006-03-10 |  |  |  | DDHs |  |  |  | 4550 | NO AMC |  |  | 2011-07-10 | Y | 318.5
109 | Ervadi | Autoclave Mini | OTE_AUTM | 02684/AUTM/1 | B |  |  |  | 2005-09-13 |  |  |  | DDHs |  |  |  | 5450 | NO AMC |  |  | 2011-07-10 | Y | 381.5
110 | Bogalur | Operation Table Hydraulic Major | OTE_TAMA | 02672/TAMA/1 | B2 |  | JMW205 |  | 2009-05-22 |  |  | Operation Theatre | DDHs |  | 2009-05-22 |  | 80250 | NO AMC |  |  | 2011-07-10 | Y | 5617.5
111 | Bogalur | Autoclave Mini | OTE_AUTM | 02672/AUTM/1 | B |  |  |  | 2004-02-17 |  |  | Operation Theatre | DDHs |  | 2004-02-17 |  | 5450 | NO AMC |  |  | 2011-07-10 | Y | 381.5
112 | Bogalur | Vehicle mount fogging machine | OTH_VMFM | 02672/VMFM/1 | B |  | RPF 101Sp 971469 |  | 2004-02-17 | Royal Auto fog |  |  | DDHs |  | 2004-02-17 |  | 4550 | NO AMC |  |  | 2011-07-10 | Y | 318.5
113 | Ervadi | Electri centrifuger | LAB_CENT | 02684/CENT/1 | C |  |  |  | 2006-07-10 | Jupiter Manufacturing works(JMW) | TNMSC Ltd 417~ Pantheon Road~ Egmore~ Chennai-08 | Blood Bank building | TNMSC |  | 2006-07-10 |  | 3286 | NO AMC |  |  | 2011-07-10 | Y | 230.02
114 | Ervadi | Suction Apparatus - Electrical(Hivacuam) | OTE_SAHV | 02684/SAHV/1 | B2 |  |  |  | 2006-02-14 |  |  |  | DDHs |  |  |  | 7540 | NO AMC |  |  | 2011-07-10 | Y | 527.8
115 | Ervadi | Auto Clave HP Horizontal-CYLINDRICAL | OTE_ACHC | 02684/ACHC/1 | C |  |  |  | 2006-02-14 |  |  |  | DDHs |  |  |  |  | NO AMC |  |  | 2011-07-10 | Y | 0
116 | Ervadi | Shadowless lamp ceiling type major | OTE_CLMA | 02684/CLMA/1 | B |  |  |  | 2006-02-14 |  |  |  | DDHs |  |  |  | 0 | NO AMC |  |  | 2011-07-10 | Y | 0
117 | Ervadi | Shadowless lamp ceiling type minor | OTE_CLMI | 02684/CLMI/1 | B |  |  |  | 2006-02-14 |  |  |  | DDHs |  |  |  | 0 | NO AMC |  |  | 2011-07-10 | Y | 0
118 | Ervadi | Shadowless Lamp stand model | OTE_MOLT | 02684/MOLT/1 | B |  |  |  | 2006-02-14 |  |  |  | DDHs |  |  |  | 25250 | NO AMC |  |  | 2011-07-10 | Y | 1767.5
119 | Ervadi | Suction Apparatus - Electrical | OTE_SAEL | 02684/SAEL/1 | C | Model with motor ISI Make |  |  | 2005-12-09 |  |  |  | DDHs |  |  |  | 7550 | NO AMC |  |  | 2011-07-10 | Y | 528.5
120 | Ervadi | Suction Apparatus - Foot operated | OTE_SAFO | 02684/SAFO/1 | C |  |  |  | 2005-09-13 |  |  |  | DDHs |  |  |  | 4550 | NO AMC |  |  | 2011-07-10 | Y | 318.5
121 | Ervadi | Operation Table Hydraulic Major | OTE_TAMA | 02684/TAMA/1 | B2 |  |  |  | 2005-09-12 |  |  |  | DDHs |  |  |  | 85250 | NO AMC |  |  | 2011-07-10 | Y | 5967.5
122 | Keelathooval | Boyles apparatus with Circle Abosrber | ANA_BACA | 02679/BACA/1 | B2 | Jupiter | 2001619 |  | 2009-05-20 | Allied Medical Service~ Pvt.Ltd. |  |  | DDHs |  |  |  | 125250 | NO AMC |  |  | 2011-07-10 | Y | 8767.5
123 | Keelathooval | ECG machine ordinary | CRD_ECGO | 02679/ECGO/1 | B2 |  |  |  | 2003-06-03 | Mediline Computer system pvt.Ltd~ Bombay |  |  | DDHs |  |  |  | 44250 | NO AMC |  |  | 2011-07-10 | Y | 3097.5
124 | Keelathooval | Ultra Sonogram -MOBILE | IME_IUSM | 02679/IUSM/1 | B | 2302111 | 45473w86 |  | 2008-11-16 | Wipro GE Health care~ Banglore |  |  | DDHs |  |  |  | 245550 | NO AMC |  |  | 2011-07-10 | Y | 17188.5
125 | Keelathooval | Semi auto analyser | LAB_SEAA | 02679/SEAA/1 | B2 | 333483 | 1663472 |  | 2007-03-22 | Diagnostic |  | Laboratory Room | DDHs |  |  |  | 140500 | NO AMC |  |  | 2011-07-10 | Y | 9835
126 | Keelathooval | Mono cular Microscope | LAB_MOMS | 02679/MOMS/1 | C | [6 empty] | Laboratory Room | DDHs |  |  |  | 7450 | NO AMC |  |  | 2011-07-10 | Y | 521.5
127 | Keelathooval | Binocular Mircroscope | LAB_BIMS | 02679/BIMS/1 | B2 | [6 empty] | Laboratory Room | DDHs |  |  |  | 8550 | NO AMC |  |  | 2011-07-10 | Y | 598.5
128 | Aapanur | Semi auto analyser | LAB_SEAA | 03485/SEAA/1 | B2 |  |  |  | 2009-08-27 |  |  | Laboratory Room | SRHM/RCH |  | 2009-08-27 |  | 140500 | NO AMC |  |  | 2011-07-10 | Y | 9835
129 | Ariyankotai | Autoclave vertical single bin | OTE_ACV1 | 03486/ACV1/1 | C | GEN 021 |  |  | 2010-07-13 | Jupiter Manufacturing works(JMW) | Jupiter Manufacturing works(JMW) |  | DDHs |  |  |  | 3430 | NO AMC |  |  | 2011-07-10 | Y | 240.1
130 | Bogalur | Operation Table Hydraulic Major | OTE_TAMA | 02672/TAMA/2 | B2 |  |  |  | 2005-07-02 |  |  | Operation Theatre | DDHs |  | 2005-07-02 |  | 50372 | NO AMC |  |  | 2011-07-10 | Y | 3526.04
131 | Keelathooval | Suction Apparatus - Electrical | OTE_SAEL | 02679/SAEL/1 | C |  |  |  | 2007-03-08 | 220 Vol~ Akilash products India |  | Operation Theatre | DDHs |  |  |  | 7450 | NO AMC |  |  | 2011-07-10 | Y | 521.5
132 | Nainarkoil | Electri centrifuger | LAB_CENT | 02674/CENT/1 | C |  | 693/14H/10 |  | 2010-02-08 | Laboratory Centrifuge | Linco |  | OTHERS |  | 2010-02-08 |  | 4550 | NO AMC |  |  | 2011-07-10 | Y | 318.5
133 | Nainarkoil | Auto Clave HP Horizontal-CYLINDRICAL | OTE_ACHC | 02674/ACHC/1 | C |  |  |  | 2010-06-07 |  |  |  | DDHs |  |  |  | 0 | NO AMC |  |  | 2011-07-10 | WE | 0
134 | Nainarkoil | Suction Apparatus - Electrical | OTE_SAEL | 02674/SAEL/1 | C |  |  |  | 2010-07-10 |  |  |  | DDHs |  |  |  | 7450 | NO AMC |  |  | 2011-07-10 | Y | 521.5
135 | Nainarkoil | Suction Apparatus - Foot operated | OTE_SAFO | 02674/SAFO/1 | C |  |  |  | 2010-08-19 |  |  |  | DDHs |  |  |  | 4550 | NO AMC |  |  | 2011-07-10 | Y | 318.5
136 | Perunazhi | Autoclave vertical single bin | OTE_ACV1 | 02694/ACV1/1 | C | [6 empty] | OP Ward | DDHs |  |  |  | 7450 | NO AMC |  |  | 2011-07-10 | Y | 521.5
137 | Theriruveli | Autoclave vertical single bin | OTE_ACV1 | 02681/ACV1/1 | C |  |  |  | 2008-02-22 |  |  |  | DDHs |  | 2008-02-22 |  | 7450 | NO AMC |  |  | 2011-07-10 | Y | 521.5
138 | Theriruveli | Suction Apparatus - Electrical | OTE_SAEL | 02681/SAEL/1 | C |  |  |  | 2008-11-12 |  |  |  | DDHS |  | 2008-11-12 |  | 7450 | NO AMC |  |  | 2011-07-10 | Y | 521.5
139 | Thiruvarangam | Suction Apparatus - Electrical | OTE_SAEL | 02680/SAEL/1 | C |  |  |  | 2010-07-04 |  |  | Labour Room | DDHs |  | 2010-07-04 |  | 7450 | NO AMC |  |  | 2011-07-10 | Y | 521.5
140 | Uchinatham | Ultra Sonogram -POTABLE | IME_IUSP | 02687/IUSP/1 | B |  | 27081398 |  | 2009-07-21 | Masteros Mediline System | Masteros Mediline System |  | DPH |  | 2009-07-21 |  | 245000 | NO AMC |  |  | 2011-07-10 | Y | 17150
141 | Uchinatham | Baby Incubators | NNE_BINC | 02687/BINC/1 | B2 | NICE 20077 | 91012000914 |  | 2009-12-30 | NEO TECH |  |  | DDHs |  | 2009-12-30 |  | 112250 | NO AMC |  |  | 2011-07-10 |  | 7857.5
142 | Uchinatham | Auto Clave HP Vertical (2 bin) | OTE_ACV2 | 02687/ACV2/1 | C | 12 x 15 |  |  | 2007-10-20 | Medicare Electronics~ Madurai |  |  | DDHs |  | 2007-10-20 |  | 11558 | NO AMC |  |  | 2011-07-10 | Y | 809.06
143 | Uchinatham | Suction Apparatus - Electrical | OTE_SAEL | 02687/SAEL/1 | C |  |  |  | 2007-11-09 | YUYUEA FAZID |  |  | DDHs |  | 2007-11-09 |  | 7450 | NO AMC |  |  | 2011-07-10 | Y | 521.5
144 | Uchinatham | Suction Apparatus - Electrical | OTE_SAEL | 02687/SAEL/2 | C |  |  |  | 2009-03-26 |  |  |  | DDHs |  | 2009-03-26 |  | 7450 | NO AMC |  |  | 2011-07-10 |  | 521.5
145 | Valinokkam | Electri centrifuger | LAB_CENT | 02685/CENT/1 | C | [7 empty] | DDHs |  |  |  | 4550 | NO AMC |  |  | 2011-07-10 | Y | 318.5
146 | Bogalur | Boyles apparatus with Circle Abosrber | ANA_BACA | 02672/BACA/1 | B2 | Jupiter 2001606 |  |  | 2008-02-22 | Allied Medical Service |  | Operation Theatre | DDHs |  | 2009-09-03 |  | 125250 | NO AMC |  |  | 2011-07-10 | Y | 8767.5
147 | Bogalur | ECG machine ordinary | CRD_ECGO | 02672/ECGO/1 | B2 | 6108T |  |  | 2010-09-21 | BPL | Medicare electronics |  | SRHM/RCH |  | 2010-09-21 | 2011-09-21 | 29468 | NO AMC |  |  | 2011-07-10 | Y | 2062.76
148 | Bogalur | Pulse Oximeter | CRD_SPO2 | 02672/SPO2/1 | B2 | MEK700 | MW160KA1500F52 |  |  | Horeal corp | MP | Operation Theatre |  |  | 2009-02-23 |  | 35450 | NO AMC |  |  | 2011-07-10 | Y | 2481.5
149 | Bogalur | Semi auto analyser | LAB_SEAA | 02672/SEAA/1 | B2 |  | AT0371206 |  | 2007-10-02 | Robanik | MRK | Laboratory Room | DDHs |  |  |  | 140500 | NO AMC |  |  | 2011-07-10 | Y | 9835
150 | Bogalur | Binocular Mircroscope | LAB_BIMS | 02672/BIMS/1 | B2 |  | 5M0072 |  | 1998-07-14 | Olimpic optical Co.Ltd. | CHS | Laboratory Room | DDHs |  |  |  | 8550 | NO AMC |  |  | 2011-07-10 | Y | 598.5
151 | Bogalur | Electri centrifuger | LAB_CENT | 02672/CENT/1 | C |  |  |  | 1999-03-15 |  |  | Laboratory Room | DDHs |  |  |  | 4550 | NO AMC |  |  | 2011-07-10 | Y | 318.5
152 | Bogalur | Auto Clave HP Vertical (2 bin) | OTE_ACV2 | 02672/ACV2/1 | C |  | 461 |  | 2008-02-22 |  |  | Operation Theatre | DDHs |  |  |  | 12250 | NO AMC |  |  | 2011-07-10 | Y | 857.5
153 | Bogalur | Shadowless Lamp stand model | OTE_MOLT | 02672/MOLT/1 | B |  |  |  | 2004-10-26 |  |  | Operation Theatre | DDHs |  |  |  | 25450 | NO AMC |  |  | 2011-07-10 | Y | 1781.5
154 | Nainarkoil | Operation Table Ordinary Paediatric | OTE_TAPE | 02674/TAPE/1 | B2 | PAE 084 | JUPITER Manufacturing works | [5 empty] | OTHERS |  |  |  | 80500 | NO AMC |  |  | 2011-07-10 | Y | 5635
155 | Nainarkoil | Vehicle mount fogging machine | OTH_VMFM | 02674/VMFM/1 | B | Easy fog |  |  |  | Id calin fogging system | C.J.Mehta ~ co. |  | OTHERS |  |  |  | 4550 | NO AMC |  |  | 2011-07-10 | Y | 318.5
156 | Narippaiyur | ECG machine ordinary | CRD_ECGO | 02689/ECGO/1 | B2 | 111 | J.M.Medical Systems |  |  | Maestros |  | M.O Room |  |  | 2008-03-03 |  | 23920 | NO AMC |  |  | 2011-07-10 | Y | 1674.4
157 | Narippaiyur | Ultra Sonogram -MOBILE | IME_IUSM | 02689/IUSM/1 | B | Chison 600 M | 890 |  | 2010-05-04 | Surya Surgical | Suriya Surgical Industries | M.O Room | OTHERS |  | 2010-07-04 | 2013-08-04 | 174200 | NO AMC |  |  | 2011-07-10 | Y | 12194
158 | Narippaiyur | Mono cular Microscope | LAB_MOMS | 02689/MOMS/1 | C | 63079 |  |  | 2000-11-27 |  |  | Laboratory Room | DDHs |  |  |  | 7550 | NO AMC |  |  | 2011-07-10 | Y | 528.5
159 | Narippaiyur | Suction Apparatus - Electrical | OTE_SAEL | 02689/SAEL/1 | C |  |  |  | 2008-01-28 | Trident | Trident Medicare | Laboratory Room | OTHERS |  |  | 2009-01-29 | 14000 | NO AMC |  |  | 2011-07-10 | Y | 980
160 | Natham | ECG machine ordinary | CRD_ECGO | 02691/ECGO/1 | B2 |  |  |  | 2009-04-20 | Jayam Bio System | Jayam Bio System |  | OTHERS |  |  |  | 24500 | NO AMC |  |  | 2011-07-10 | Y | 1715
161 | Bogalur | Suction Apparatus - Electrical(Hivacuam) | OTE_SAHV | 02672/SAHV/1 | B2 |  |  |  | 2004-11-18 | MC Dalal Agency |  | Operation Theatre | DDHs |  |  |  | 7550 | NO AMC |  |  | 2011-07-10 | Y | 528.5
162 | Bogalur | Suction Apparatus - Foot operated | OTE_SAFO | 02672/SAFO/1 | C |  | DK37509800 |  | 2004-12-17 | Ambu International |  | Operation Theatre | DDHs |  |  |  | 4550 | NO AMC |  |  | 2011-07-10 | Y | 318.5
163 | Valinokkam | Operating Microscope (ENT) | ENT_OPMS | 02685/OPMS/1 | B2 |  |  |  | 2010-05-03 | South India Surgical Co.Ltd. |  |  | DDHs |  | 2010-05-03 |  | 5058 | NO AMC |  |  | 2011-07-10 |  | 354.06
164 | Valinokkam | Baby Incubators | NNE_BINC | 02685/BINC/1 | B2 | REV01 | 92-00-048 |  | 2009-12-30 | Neo tech |  |  | DDHs |  | 2009-12-30 |  | 125250 | NO AMC |  |  | 2011-07-10 | Y | 8767.5
165 | Keelathooval | Electri centrifuger | LAB_CENT | 02679/CENT/1 | C |  |  |  | 2007-03-22 |  |  | Laboratory Room | DDHs |  |  |  | 4550 | NO AMC |  |  | 2011-07-10 | Y | 318.5
166 | Keelathooval | Baby Incubators | NNE_BINC | 02679/BINC/1 | B2 | A142000 | 708467 |  | 2007-03-09 | Nice Neotech Medical System Pvt.Ltd.~ India. |  | Labour ward | DDHs |  |  |  | 125250 | NO AMC |  |  | 2011-07-10 | Y | 8767.5
167 | Keelathooval | Suction Apparatus - Electrical(Hivacuam) | OTE_SAHV | 02679/SAHV/1 | B2 |  |  |  |  | Pioneer Margeting Agency~ Madurai |  | Operation Theatre | DDHs |  |  |  | 7550 | NO AMC |  |  | 2011-07-10 | Y | 528.5
168 | Keelathooval | Auto Clave HP Horizontal-CYLINDRICAL | OTE_ACHC | 02679/ACHC/1 | C |  |  |  | 2008-02-22 |  |  | Operation Theatre | DDHs |  |  |  | 0 | NO AMC |  |  | 2011-07-10 | WE | 0
169 | Keelathooval | Autoclave vertical single bin | OTE_ACV1 | 02679/ACV1/1 | C |  |  |  | 2007-11-04 |  |  | Operation Theatre | SRHM/RCH |  |  |  | 4550 | NO AMC |  |  | 2011-07-10 | Y | 318.5
170 | Keelathooval | Shadowless Lamp stand model | OTE_MOLT | 02679/MOLT/1 | B | 0028M |  |  | 2009-02-05 |  |  | Operation Theatre | DDHs |  |  |  | 25450 | NO AMC |  |  | 2011-07-10 |  | 1781.5
171 | Keelathooval | Suction Apparatus - Foot operated | OTE_SAFO | 02679/SAFO/1 | C |  |  |  | 2007-03-09 |  |  | Operation Theatre | DDHs |  |  |  | 4550 | NO AMC |  |  | 2011-07-10 | Y | 318.5
172 | Keelathooval | Operation table Hydraulic Minor | OTE_TAMI | 02679/TAMI/1 | B2 |  |  |  | 2001-11-01 |  | PMA~ Madurai | Operation Theatre | DDHs |  |  |  | 80500 | NO AMC |  |  | 2011-07-10 | Y | 5635
173 | Kovilankulam | ECG machine ordinary | CRD_ECGO | 02693/ECGO/1 | B2 |  | F088E0024 |  | 2009-04-22 | Jayam Bio System | Jayam Bio System |  | OTHERS |  |  |  | 24500 | NO AMC |  |  | 2011-07-10 | Y | 1715
174 | Kovilankulam | Operating Microscope (ENT) | ENT_OPMS | 02693/OPMS/1 | B2 |  |  |  | 2010-02-15 |  | South India Surgical Co.Ltd. |  | OTHERS |  |  |  | 5261 | NO AMC |  |  | 2011-07-10 |  | 368.27
175 | Kovilankulam | Suction Apparatus - Electrical | OTE_SAEL | 02693/SAEL/1 | C |  |  |  | 2008-03-14 |  | Medicare electronics |  | OTHERS |  |  |  | 14070 | NO AMC |  |  | 2011-07-10 | Y | 984.9
176 | Kovilankulam | Autoclave Mini | OTE_AUTM | 02693/AUTM/1 | B |  |  |  | 2008-02-22 | Shiva Ganges |  |  | OTHERS |  |  |  | 7550 | NO AMC |  |  | 2011-07-10 | Y | 528.5
177 | Manjur | Suction Apparatus - Electrical(Hivacuam) | OTE_SAHV | 02673/SAHV/1 | B2 |  |  |  | 2010-01-07 | Sun | Pioneer Agency | Labour ward | OTHERS |  |  |  | 6760 | NO AMC |  |  | 2011-07-10 | Y | 473.2
178 | Manjur | Autoclave vertical single bin | OTE_ACV1 | 02673/ACV1/1 | C |  |  |  | 2010-11-27 | Sun | Pioneer Agency | Injection Room | OTHERS |  |  |  | 4650 | NO AMC |  |  | 2011-07-10 | Y | 325.5
179 | Manjur | Suction Apparatus - Electrical | OTE_SAEL | 02673/SAEL/1 | C | [7 empty] | DDHs |  |  |  | 7550 | NO AMC |  |  | 2011-07-10 | Y | 528.5
180 | Manjur | Suction Apparatus - Foot operated | OTE_SAFO | 02673/SAFO/1 | C |  |  |  | 2007-10-10 | Sun | Pioneer Marketing | Labour Ward | OTHERS |  |  |  | 1600 | NO AMC |  |  | 2011-07-10 |  | 112
181 | Melakidaram | ECG machine ordinary | CRD_ECGO | 02686/ECGO/1 | B2 | RSA20 | 080257-502 |  | 2008-03-03 | J.M Medical system | Majestic Mediline system |  | OTHERS |  |  |  | 23920 | NO AMC |  |  | 2011-07-10 | Y | 1674.4
182 | Melakidaram | Ultra Sonogram -POTABLE | IME_IUSP | 02686/IUSP/1 | B | FD9613 |  |  | 2007-05-11 | BPL Service | Carworld Eng.Service Pvt.Ltd. |  | OTHERS |  |  | 2008-04-11 | 12060 | NO AMC |  |  | 2011-07-10 | Y | 844.2
183 | Melakidaram | Suction Apparatus - Electrical(Hivacuam) | OTE_SAHV | 02686/SAHV/1 | B2 |  | Tri/SA/00/08 |  | 2008-01-28 | Trident Medicare | Trident Medicare |  | OTHERS |  |  |  | 14000 | NO AMC |  |  | 2011-07-10 | Y | 980
184 | Melakidaram | Autoclave Mini | OTE_AUTM | 02686/AUTM/1 | B | 12 x 15 with Electric Stainless Steel |  |  |  | Electric Stainless Steel | Electric Stainless steel |  | OTHERS |  |  |  | 11558 | NO AMC |  |  | 2011-07-10 | Y | 809.06
185 | Melakodumalur | Suction Apparatus - Electrical(Hivacuam) | OTE_SAHV | 02682/SAHV/1 | B2 |  |  |  | 2008-12-11 |  |  | Labour Room | DDHs |  | 2008-11-14 |  | 7550 | NO AMC |  |  | 2011-07-10 | Y | 528.5
186 | Melaramanathi | ECG machine ordinary | CRD_ECGO | 02690/ECGO/1 | B2 |  | 72 |  | 2009-04-27 | AJP Enterprises Madurai | AJP Enterprises Madurai |  | OTHERS |  |  | 2010-04-27 | 31200 | NO AMC |  |  | 2011-07-10 | Y | 2184
187 | Melaramanathi | Semi auto analyser | LAB_SEAA | 02690/SEAA/1 | B2 | [7 empty] | DDHs |  |  |  | 140500 | NO AMC |  |  | 2011-07-10 | Y | 9835
188 | Melaramanathi | Suction Apparatus - Electrical(Hivacuam) | OTE_SAHV | 02690/SAHV/1 | B2 |  | 61 |  | 2008-03-31 | P.U instavac | AJP Enterprises~ Madurai |  | OTHERS |  |  | 2009-03-30 | 13400 | NO AMC |  |  | 2011-07-10 | Y | 938
189 | Melaramanathi | Auto Clave HP Vertical (2 bin) | OTE_ACV2 | 02690/ACV2/1 | C |  | 3 |  | 2007-03-31 | PAL Autoclave | AJP Enterprises~ Madurai |  | OTHERS |  |  |  | 7750 | NO AMC |  |  | 2011-07-10 |  | 542.5
190 | Melaramanathi | RO Plant | OTH_RO | 02690/RO/1 | B2 |  | 77 |  | 2010-07-21 | Dolphin | AP Tech~ Palayampatti~ Aruppukottai |  | OTHERS |  |  | 2011-07-20 | 9800 | NO AMC |  |  | 2011-07-10 |  | 686
191 | Melasirupodu | Binocular Mircroscope | LAB_BIMS | 03487/BIMS/1 | B2 | DPM3 | 154381 CM/L-2197459 |  |  | Focus | India Optics STC works |  | DDHs |  |  |  | 8550 | NO AMC |  |  | 2011-07-10 | Y | 598.5
192 | Melasirupodu | Auto Clave HP Vertical (2 bin) | OTE_ACV2 | 03487/ACV2/1 | C | 3376/p4/SHS | ORA-357 |  | 2010-07-20 | Jupitor Manufacturing works |  |  | SRHM/RCH |  |  |  | 3430 | NO AMC |  |  | 2011-07-10 | Y | 240.1
193 | Melasirupodu | Suction Apparatus - Electrical | OTE_SAEL | 03487/SAEL/1 | C |  |  |  | 2009-03-26 |  |  |  | DDHs |  |  |  | 7550 | NO AMC |  |  | 2011-07-10 | Y | 528.5
194 | Nainarkoil | Boyles Apparatus with Fluotec and circle absorber | ANA_BAWC | 02674/BAWC/1 | B | Jupiter 200 |  |  | 2010-11-11 | Allied Medical Ltd. | Trans Health Care India Ltd. |  | OTHERS |  |  |  | 125500 | NO AMC |  |  | 2011-07-10 | Y | 8785
195 | Nainarkoil | ECG machine ordinary | CRD_ECGO | 02674/ECGO/1 | B2 | SE300EDAN | SE 300 |  | 2010-05-18 |  | Madras Surgicals |  | OTHERS |  |  |  | 45000 | NO AMC |  |  | 2011-07-10 | Y | 3150
196 | Nainarkoil | Operating Microscope (ENT) | ENT_OPMS | 02674/OPMS/1 | B2 |  | M40TUSWPE |  |  |  | South India Surgical Co.Ltd. |  | OTHERS |  |  |  | 0 | NO AMC |  |  | 2011-07-10 | WE | 0
197 | Nainarkoil | Ultra Sonogram -POTABLE | IME_IUSP | 02674/IUSP/1 | B | 2302111 | 45431WS4 |  | 2007-06-27 | Robanic India (P)Ltd. | Wipro GE medical System |  | OTHERS |  |  |  | 225500 | NO AMC |  |  | 2011-07-10 | Y | 15785
198 | Nainarkoil | Blood Bank Refrigerator | LAB_BLDR | 02674/BLDR/1 | B2 | EAKCON System Pvt. |  |  | 2010-03-07 | Rockwell |  |  | OTHERS |  |  |  | 125250 | NO AMC |  |  | 2011-07-10 | Y | 8767.5
199 | Nainarkoil | Semi auto analyser | LAB_SEAA | 02674/SEAA/1 | B2 | Prietest Touch | AT1031010 |  | 2010-11-27 | Robanic prietest Touch | Robanic prietest |  | OTHERS |  | 2010-11-27 |  | 140500 | NO AMC |  |  | 2011-07-10 | Y | 9835
200 | Nainarkoil | Binocular Mircroscope | LAB_BIMS | 02674/BIMS/1 | B2 | BPM3 |  |  | 2010-04-25 | Focus Pathological | Alan Medical |  | OTHERS |  | 2011-04-25 |  | 8550 | NO AMC |  |  | 2011-07-10 | Y | 598.5
201 | Natham | Operating Microscope (ENT) | ENT_OPMS | 02691/OPMS/1 | B2 |  |  |  | 2010-01-03 | South India Surgical Co.Ltd. | South India Surgical Co.Ltd. |  | OTHERS |  |  | 2011-02-15 | 0 | NO AMC |  |  | 2011-07-10 | WE | 0
202 | Natham | Ultra Sonogram -POTABLE | IME_IUSP | 02691/IUSP/1 | B |  |  |  | 2010-08-03 | Surya Surgical Industries | Suriya Surgical Industries |  | OTHERS |  |  |  | 174200 | NO AMC |  |  | 2011-07-10 | Y | 12194
203 | Natham | Mono cular Microscope | LAB_MOMS | 02691/MOMS/1 | C | 88 |  |  | 1990-03-15 |  |  |  | DPH |  |  |  | 12000 | NO AMC |  |  | 2011-07-10 | Y | 840
204 | Natham | Suction Apparatus - Electrical(Hivacuam) | OTE_SAHV | 02691/SAHV/1 | B2 |  |  |  | 2008-03-14 | Medicar Electronic | Medicare Electronic |  | DDHs |  |  |  | 14070 | NO AMC |  |  | 2011-07-10 | Y | 984.9
205 | Natham | Autoclave vertical single bin | OTE_ACV1 | 02691/ACV1/1 | C |  |  |  | 2007-10-15 | Global Diagnostic | Global Diagnostic |  | OTHERS |  |  |  | 5408 | NO AMC |  |  | 2011-07-10 | Y | 378.56
206 | Natham | Suction Apparatus - Electrical | OTE_SAEL | 02691/SAEL/1 | C |  |  |  | 2008-03-14 | Medicar Electronic | Medicare Electronic |  | OTHERS |  |  |  | 14070 | NO AMC |  |  | 2011-07-10 | Y | 984.9
207 | P.Kodikulam | Semi auto analyser | LAB_SEAA | 02675/SEAA/1 | B2 | Prietest Touch | 470860 |  |  |  | 207MRK Robonic | Laboratory Room | OTHERS |  |  |  | 140500 | NO AMC |  |  | 2011-07-10 | Y | 9835
208 | P.Kodikulam | Electri centrifuger | LAB_CENT | 02675/CENT/1 | C |  |  |  |  | Hans Lab | HANS Lab Sri Kamatch Agencies | Laboratory Room | OTHERS |  |  |  | 3250 | NO AMC |  |  | 2011-07-10 | Y | 227.5
209 | P.Kodikulam | Auto Clave HP Horizontal-CYLINDRICAL | OTE_ACHC | 02675/ACHC/1 | C |  |  |  | 2008-12-15 |  |  |  | DDHs |  |  |  | 0 | NO AMC |  |  | 2011-07-10 | WE | 0
210 | P.Kodikulam | Suction Apparatus - Electrical | OTE_SAEL | 02675/SAEL/1 | C |  |  |  | 2010-07-04 |  |  | Main Store | OTHERS |  |  |  | 7550 | NO AMC |  |  | 2011-07-10 | Y | 528.5
211 | P.Kodikulam | Suction Apparatus - Foot operated | OTE_SAFO | 02675/SAFO/1 | C | [6 empty] | Labour Ward |  |  |  |  | 4550 | NO AMC |  |  | 2011-07-10 | Y | 318.5
212 | Pambur | ECG machine ordinary | CRD_ECGO | 02678/ECGO/1 | B2 | 61087 | 1 |  |  |  | BPL Medicare | [5 empty] | 44500 | NO AMC |  |  | 2011-07-10 | Y | 3115
213 | Pambur | Autoclave vertical single bin | OTE_ACV1 | 02678/ACV1/1 | C | 12 x 15 | 1 |  | 2008-02-18 | BPL Health Care | Medic care electronis |  | OTHERS |  | 2008-02-18 |  | 7550 | NO AMC |  |  | 2011-07-10 | Y | 528.5
214 | Pambur | Suction Apparatus - Electrical | OTE_SAEL | 02678/SAEL/1 | C | 6175 | 1 |  | 2008-02-23 | Graphic Electronics | Vaansari ~marketing~ Chennai |  | OTHERS |  | 2008-02-23 |  | 7550 | NO AMC |  |  | 2011-07-10 | Y | 528.5
215 | Parthibanur | Boyles apparatus with Circle Abosrber | ANA_BACA | 02676/BACA/1 | B2 |  |  |  | 2008-08-22 |  |  | Operation Theatre | DDHs |  | 2008-08-22 |  | 125250 | NO AMC |  |  | 2011-07-10 | YY | 8767.5
216 | Parthibanur | ECG machine ordinary | CRD_ECGO | 02676/ECGO/1 | B2 | 27057208 |  |  | 2010-06-30 |  | Sun Medical ~ Surgical |  | OTHERS |  | 2010-06-30 |  | 32000 | NO AMC |  |  | 2011-07-10 | Y | 2240
217 | Parthibanur | Pulse Oximeter | CRD_SPO2 | 02676/SPO2/1 | B2 | SO6P23473 |  |  | 2006-02-14 | Larson ~ Tubro Ltd~ Mysore |  | Operation Theatre | DPH |  | 2006-02-14 | 2007-02-13 | 50000 | NO AMC |  |  | 2011-07-10 | Y | 3500
218 | Parthibanur | Ultra Sonogram -POTABLE | IME_IUSP | 02676/IUSP/1 | B | 2302111 | 45454WS6 |  | 2007-06-30 | Wipro GE Health care~ Banglore |  |  | TNMSC |  | 2007-06-30 |  | 183782 | NO AMC |  |  | 2011-07-10 | N | 12864.74
219 | Parthibanur | Semi auto analyser | LAB_SEAA | 02676/SEAA/1 | B2 | AT114206 |  |  | 2007-03-02 | Robonic industrial PVT Ltd. |  | Laboratory Room | DDHs |  | 2007-03-02 |  | 140500 | NO AMC |  |  | 2011-07-10 | Y | 9835
220 | Parthibanur | Mono cular Microscope | LAB_MOMS | 02676/MOMS/1 | C | GE38 |  |  | 1991-02-04 | Uni Lab |  | Laboratory Room | OTHERS |  | 1991-02-04 |  | 7550 | NO AMC |  |  | 2011-07-10 | Y | 528.5
221 | Parthibanur | Binocular Mircroscope | LAB_BIMS | 02676/BIMS/1 | B2 | MLW Lab | 32008980715 |  | 1991-02-04 | Care ~ Care |  | Laboratory Room | DDHs |  | 1991-02-04 |  | 8550 | NO AMC |  |  | 2011-07-10 | Y | 598.5
222 | Parthibanur | Electri centrifuger | LAB_CENT | 02676/CENT/1 | C |  |  |  | 1999-03-28 |  |  | Laboratory Room | DDHs |  | 1999-03-28 |  | 4550 | NO AMC |  |  | 2011-07-10 | Y | 318.5
223 | Parthibanur | Water Bath/Ultrasonic Water Bath | LAB_WBAT | 02676/WBAT/1 | C |  |  |  | 1999-01-02 | MC Dalal Agency |  | Laboratory Room | DDHs |  | 1999-01-02 |  | 1750 | NO AMC |  |  | 2011-07-10 | Y | 122.5
224 | Parthibanur | Autoclave vertical single bin | OTE_ACV1 | 02676/ACV1/1 | C |  |  |  | 2006-03-14 |  |  | Operation Theatre | DDHs |  | 2006-03-14 |  | 4550 | NO AMC |  |  | 2011-07-10 | Y | 318.5
225 | Parthibanur | Auto Clave HP Vertical (2 bin) | OTE_ACV2 | 02676/ACV2/1 | C |  |  |  | 2007-11-13 |  |  | Operation Theatre | DDHs |  | 2007-11-13 |  | 17500 | NO AMC |  |  | 2011-07-10 | Y | 1225
226 | Parthibanur | Shadowless Lamp stand model | OTE_MOLT | 02676/MOLT/1 | B |  |  |  | 2008-02-22 |  |  | Operation Theatre | DDHs |  | 2008-02-22 |  | 22500 | NO AMC |  |  | 2011-07-10 | Y | 1575
227 | Parthibanur | Suction Apparatus - Electrical | OTE_SAEL | 02676/SAEL/1 | C |  |  |  | 2006-03-14 |  |  | Operation Theatre | DDHs |  | 2006-03-14 |  | 7550 | NO AMC |  |  | 2011-07-10 | Y | 528.5
228 | Parthibanur | Suction Apparatus - Foot operated | OTE_SAFO | 02676/SAFO/1 | C |  |  |  | 2007-11-13 |  |  | Operation Theatre | DDHs |  | 2007-11-13 |  | 4550 | NO AMC |  |  | 2011-07-10 | Y | 318.5
229 | Parthibanur | Operating table non-hydraulic field type | OTE_TANH | 02676/TANH/1 | B |  |  |  | 2007-10-25 |  |  | Operation Theatre | DDHs |  | 2007-10-25 |  | 80500 | NO AMC |  |  | 2011-07-10 | Y | 5635
230 | Parthibanur | Vehicle mount fogging machine | OTH_VMFM | 02676/VMFM/1 | B | 971451 |  |  | 2006-10-19 | Foggers India Pvt.Ltd~ Mumbai |  |  | DDHs |  |  |  | 4500 | NO AMC |  |  | 2011-07-10 |  | 315
231 | Parthibanur | RO Plant | OTH_RO | 02676/RO/1 | B2 | CST155382 | 12466 |  | 2011-02-14 | SS Agencies |  |  | SRHM/RCH |  | 2011-02-14 |  | 14400 | NO AMC |  |  | 2011-07-10 |  | 1008
232 | Peraiyur | Boyles apparatus with out Circle Abosrber | ANA_BAOCA | 02692/BAOCA/1 | B | Jupiter | 2001626 |  | 2010-12-21 | Allied Medical Service PVT. Ltd | Allied Medical Service PVT.Ltd. | Operation Theatre | DDHs |  | 2010-12-21 |  | 125250 | NO AMC |  |  | 2011-07-10 | Y | 8767.5
233 | Peraiyur | ECG machine ordinary | CRD_ECGO | 02692/ECGO/1 | B2 | 6108T |  |  | 2009-11-04 | BPL | Jayam Bio System~ Trichy | Scan Room | SRHM/RCH |  | 2009-11-04 |  | 29120 | NO AMC |  |  | 2011-07-10 | Y | 2038.4
234 | Peraiyur | Ultra Sonogram -MOBILE | IME_IUSM | 02692/IUSM/1 | B | Sonata plus | 06P2651 |  | 2010-10-20 | L~T Medical~ Mathyapradesh | L~T Medical~ | Scan Room | DDHs |  | 2010-01-20 |  | 225250 | NO AMC |  |  | 2011-07-10 | Y | 15767.5
235 | Peraiyur | Semi auto analyser | LAB_SEAA | 02692/SEAA/1 | B2 | AT254027 |  |  | 2007-07-27 | Robanik | Pretest Touch~ Kodampakkam | Laboratory Room | DDHs |  | 2007-07-27 |  | 140500 | NO AMC |  |  | 2011-07-10 | Y | 9835
236 | Peraiyur | Binocular Mircroscope | LAB_BIMS | 02692/BIMS/1 | B2 | CHS | 5N0035 |  |  |  | Olympus optical co Ltd. | Laboratory Room | DDHs |  |  |  | 8550 | NO AMC |  |  | 2011-07-10 | Y | 598.5
237 | Peraiyur | Electri centrifuger | LAB_CENT | 02692/CENT/1 | C | Remi Centrifuge | APLC439 |  | 2007-07-27 | Remi Motors Ltd~ Mumbai | Remi Motor Ltd. | Laboratory Room | DDHs |  | 2007-07-27 |  | 4250 | NO AMC |  |  | 2011-07-10 | Y | 297.5
238 | Peraiyur | Baby Incubators | NNE_BINC | 02692/BINC/1 | B2 |  |  |  | 2008-02-22 |  |  | Labour ward | DDHs |  | 2008-08-22 |  | 125000 | NO AMC |  |  | 2011-07-10 | Y | 8750
239 | Peraiyur | Suction Apparatus - Electrical(Hivacuam) | OTE_SAHV | 02692/SAHV/1 | B2 |  |  |  | 2007-08-08 |  |  | Labour ward | DDHs |  | 2007-08-08 |  | 7550 | NO AMC |  |  | 2011-07-10 | Y | 528.5
240 | Peraiyur | Auto Clave HP Horizontal-CYLINDRICAL | OTE_ACHC | 02692/ACHC/1 | C |  |  |  | 2008-02-22 | Shiva Ganges |  | Labour ward | DDHs |  | 2008-02-22 |  | 0 | NO AMC |  |  | 2011-07-10 | WE | 0
241 | Peraiyur | Shadowless Lamp stand model | OTE_MOLT | 02692/MOLT/1 | B |  |  |  | 2008-02-22 |  |  | Labour ward | DDHs |  | 2008-02-22 |  | 22000 | NO AMC |  |  | 2011-07-10 | Y | 1540
242 | Peraiyur | Suction Apparatus - Electrical | OTE_SAEL | 02692/SAEL/1 | C |  | 941101 |  |  | Safro Saberwal |  | Operation Theatre | OTHERS |  |  |  | 7550 | NO AMC |  |  | 2011-07-10 | Y | 528.5
243 | Peraiyur | Suction Apparatus - Foot operated | OTE_SAFO | 02692/SAFO/1 | C |  |  |  | 2007-03-09 |  |  | Labour ward | DDHs |  | 2007-03-09 |  | 4550 | NO AMC |  |  | 2011-07-10 |  | 318.5
244 | Peraiyur | Operation table Hydraulic Minor | OTE_TAMI | 02692/TAMI/1 | B2 |  |  |  | 2010-12-21 |  |  | Operation Theatre | DDHs |  | 2010-12-21 |  | 80500 | NO AMC |  |  | 2011-07-10 | Y | 5635
245 | Peraiyur | Autoclave Mini | OTE_AUTM | 02692/AUTM/1 | B |  |  |  | 2008-02-22 | Shiva Ganges |  | Operation Theatre | DDHs |  | 2008-02-22 |  | 4550 | NO AMC |  |  | 2011-07-10 | Y | 318.5
246 | Perunazhi | Ultra Sonogram -POTABLE | IME_IUSP | 02694/IUSP/1 | B | 600A | 17281874 |  | 2009-04-21 | CONTEK MEDICAL System Co.Ltd. | Vin Bio tech system Ltd. | Scan Room | DDHs |  | 2009-04-21 |  | 225250 | NO AMC |  |  | 2011-07-10 | N | 15767.5
247 | Perunazhi | Semi auto analyser | LAB_SEAA | 02694/SEAA/1 | B2 |  | AT2630509RBK |  | 2009-08-27 | ROBONIK | PRIETEST Touch | Laboratory Room | DDHs |  | 2009-08-27 |  | 140500 | NO AMC |  |  | 2011-07-10 | Y | 9835
248 | Perunazhi | Mono cular Microscope | LAB_MOMS | 02694/MOMS/1 | C |  | 62934 |  |  | OLYMPUS |  | Laboratory Room | DDHs |  |  |  | 7550 | NO AMC |  |  | 2011-07-10 |  | 528.5
249 | Perunazhi | Binocular Mircroscope | LAB_BIMS | 02694/BIMS/1 | B2 |  |  |  |  | Research Microscope |  | Laboratory Room | DDHs |  |  |  | 8550 | NO AMC |  |  | 2011-07-10 | Y | 598.5
250 | Perunazhi | Auto Clave HP Vertical (2 bin) | OTE_ACV2 | 02694/ACV2/1 | C | [6 empty] | OP Ward | DDHs |  |  |  | 22500 | NO AMC |  |  | 2011-07-10 |  | 1575
251 | Perunazhi | Suction Apparatus - Electrical | OTE_SAEL | 02694/SAEL/1 | C | [7 empty] | DDHs |  |  |  | 7550 | NO AMC |  |  | 2011-07-10 | Y | 528.5
252 | Ramasamypatti | Electri centrifuger | LAB_CENT | 02695/CENT/1 | C | [6 empty] | Laboratory ward | DDHs |  |  |  | 4550 | NO AMC |  |  | 2011-07-10 | Y | 318.5
253 | Ramasamypatti | Autoclave vertical single bin | OTE_ACV1 | 02695/ACV1/1 | C | [7 empty] | DDHs |  |  |  | 4550 | NO AMC |  |  | 2011-07-10 | Y | 318.5
254 | Ramasamypatti | Auto Clave HP Vertical (2 bin) | OTE_ACV2 | 02695/ACV2/1 | C |  |  |  | 2008-02-18 |  | Medicare Electrical~ Madurai | Dressing OP | DDHs |  | 2008-02-18 |  | 12250 | NO AMC |  |  | 2011-07-10 | Y | 857.5
255 | Ramasamypatti | Suction Apparatus - Electrical | OTE_SAEL | 02695/SAEL/1 | C |  |  |  | 2009-08-02 |  | Trident | Laboratory Room | DDHs |  | 2009-08-02 |  | 14000 | NO AMC |  |  | 2011-07-10 | Y | 980
256 | Ramasamypatti | Suction Apparatus - Electrical | OTE_SAEL | 02695/SAEL/2 | C |  |  |  | 2010-07-11 |  |  | Laboratory Room | DDHS |  | 2010-07-11 |  | 0 | NO AMC |  |  | 2011-07-10 | Y | 0
257 | Ramasamypatti | RO Plant | OTH_RO | 02695/RO/1 | B2 |  |  |  | 2008-05-03 |  | Aqua Falls |  | SRHM/RCH |  | 2008-05-03 |  | 10500 | NO AMC |  |  | 2011-07-10 |  | 735
258 | Sayalkudi | Boyles apparatus with Circle Abosrber | ANA_BACA | 02688/BACA/1 | B2 | 3306 |  |  |  | MEDLIFE LINE |  | Operation Theatre | DDHs |  |  |  | 125250 | NO AMC |  |  | 2011-07-10 | Y | 8767.5
259 | Sayalkudi | Pulse Oximeter with NIB.P | CRD_POBP | 02688/POBP/1 | B2 | MD2000A |  |  | 2010-08-25 | Bejing Joice Elec.Tech.co.Ltd. |  |  | DDHS |  | 2010-08-25 |  | 40500 | NO AMC |  |  | 2011-07-10 | Y | 2835
260 | Sayalkudi | Air Rotor/Air Rotor-DENTAL | DEN_AIRR | 02688/AIRR/1 | C |  |  |  |  | Jupiter Manufacturing works(JMW)~ Coimbatore |  | Dental OP | SRHM/RCH |  |  |  | 13000 | NO AMC |  |  | 2011-07-10 |  | 910
261 | Sayalkudi | Binocular Mircroscope | LAB_BIMS | 02688/BIMS/1 | B2 | BPM3 |  |  | 2009-05-14 | OlYMPUS CH2 |  | Laboratory Room | TNMSC |  | 2009-05-14 |  | 8550 | NO AMC |  |  | 2011-07-10 | Y | 598.5
262 | Sayalkudi | Shadowless Lamp stand model | OTE_MOLT | 02688/MOLT/1 | B |  |  |  |  | Sairadls |  |  | DDHs |  |  |  | 22000 | NO AMC |  |  | 2011-07-10 | Y | 1540
263 | Sayalkudi | Suction Apparatus - Electrical | OTE_SAEL | 02688/SAEL/1 | C |  |  |  | 2010-08-04 |  |  | Operation Theatre | DDHs |  | 2010-08-04 |  | 14000 | NO AMC |  |  | 2011-07-10 | Y | 980
264 | Sayalkudi | Operation Table Hydraulic Major | OTE_TAMA | 02688/TAMA/1 | B2 |  |  |  | 2010-11-03 |  |  | Operation Theatre | DDHs |  | 2010-11-03 |  | 80500 | NO AMC |  |  | 2011-07-10 | Y | 5635
265 | Sikkal | ECG machine ordinary | CRD_ECGO | 02683/ECGO/1 | B2 | RSH20 | 071151-385 |  | 2008-03-03 | JM Medical System Madurai | JM Medical System Madurai |  | DDHs |  | 2008-03-03 |  | 44500 | NO AMC |  |  | 2011-07-10 | N | 3115
266 | Sikkal | Operating Microscope (ENT) | ENT_OPMS | 02683/OPMS/1 | B2 |  |  |  |  | South India Surgical Co.Ltd. |  |  | DPH |  |  |  | 0 | NO AMC |  |  | 2011-07-10 | WE | 0
267 | Sikkal | Ultra Sonogram -POTABLE | IME_IUSP | 02683/IUSP/1 | B | UT Scan | 270097418 |  | 2009-05-19 |  |  |  | DPH |  | 2009-05-19 |  | 173600 | NO AMC |  |  | 2011-07-10 | Y | 12152
268 | Sikkal | Semi auto analyser | LAB_SEAA | 02683/SEAA/1 | B2 | Prietest Touch | AT25905096PK |  | 2010-08-10 | Prietest Touch |  |  | DDHs |  | 2010-08-10 |  | 140500 | NO AMC |  |  | 2011-07-10 | Y | 9835
269 | Sikkal | Suction Apparatus - Electrical(Hivacuam) | OTE_SAHV | 02683/SAHV/1 | B2 |  |  |  |  | Trident Medicare~ Chennai | Trident Medicare~ Chennai |  | TNMSC |  |  |  | 14000 | NO AMC |  |  | 2011-07-10 | Y | 980
270 | Sikkal | Autoclave vertical single bin | OTE_ACV1 | 02683/ACV1/1 | C | 12 x 15 |  |  | 2008-08-18 |  | Medicare Electronics~ madurai-20 | Injection Room | DDHs |  | 2008-08-18 |  | 11558 | NO AMC |  |  | 2011-07-10 | Y | 809.06
271 | Sikkal | Suction Apparatus - Electrical | OTE_SAEL | 02683/SAEL/1 | C |  |  |  | 2008-02-22 | Trident Medicare~ Chennai |  |  | DDHs |  | 2008-02-22 |  | 14000 | NO AMC |  |  | 2011-07-10 | Y | 980
272 | Sikkal | Autoclave Mini | OTE_AUTM | 02683/AUTM/1 | B | [7 empty] | DDHs |  |  |  | 7550 | NO AMC |  |  | 2011-07-10 | Y | 528.5
273 | Sikkal | Vehicle mount fogging machine | OTH_VMFM | 02683/VMFM/1 | B |  |  |  | 2011-08-02 |  |  |  | DDHs |  | 2011-08-02 |  | 4500 | NO AMC |  |  | 2011-07-10 | Y | 315
274 | Theriruveli | ECG machine ordinary | CRD_ECGO | 02681/ECGO/1 | B2 | 61085 |  |  | 2010-06-08 | BPL | BPL |  | OTHERS |  | 2010-06-08 |  | 29650 | NO AMC |  |  | 2011-07-10 | Y | 2075.5
275 | Theriruveli | Ultra Sonogram -POTABLE | IME_IUSP | 02681/IUSP/1 | B | 6010 |  |  | 2010-05-04 | Surgica | Surgica |  | DPH |  | 2010-05-04 |  | 174200 | NO AMC |  |  | 2011-07-10 | N | 12194
276 | Theriruveli | Semi auto analyser | LAB_SEAA | 02681/SEAA/1 | B2 | AT2612609 |  |  | 2000-08-27 | REMS |  |  | DDHS |  | 2000-08-27 |  | 140500 | NO AMC |  |  | 2011-07-10 | Y | 9835
277 | Valinokkam | Autoclave Mini | OTE_AUTM | 02685/AUTM/1 | B |  |  |  | 2008-02-18 | Medicar Electronic |  |  | DDHs |  | 2008-02-18 |  | 11500 | NO AMC |  |  | 2011-07-10 | Y | 805
278 | Venkitankurichi | Ultra Sonogram -MOBILE | IME_IUSM | 02677/IUSM/1 | B | 3.5/5.0-MFTS | 50237 |  | 2008-05-15 | L ~ T Ltd. | Transducer wobbler |  | DDHs |  | 2008-05-15 |  | 225000 | NO AMC |  |  | 2011-07-10 | Y | 15750
279 | Venkitankurichi | Semi auto analyser | LAB_SEAA | 02677/SEAA/1 | B2 | Prietest Touch | 1 |  | 2009-08-27 | Robonik | MERK Specialities Ltd. | Laboratory Room | DDHs |  | 2009-08-27 |  | 140500 | NO AMC |  |  | 2011-07-10 | Y | 9835
280 | Venkitankurichi | Electri centrifuger | LAB_CENT | 02677/CENT/1 | C | C80 | 16993 |  | 2010-12-31 | Kadaril Electro Mechanic industries | Sakthi Enterprises | Laboratory Room | DDHs |  | 2010-12-31 |  | 6760 | NO AMC |  |  | 2011-07-10 | Y | 473.2
281 | Venkitankurichi | Suction Apparatus - Foot operated | OTE_SAFO | 02677/SAFO/1 | C | GK42280 | 6174 |  | 2008-02-28 | Crompton graves | Vansari ~marketing~ Chennai | Labour Room | DDHs |  | 2008-02-28 |  | 17680 | NO AMC |  |  | 2011-07-10 | Y | 1237.6
282 | Venkitankurichi | Autoclave Mini | OTE_AUTM | 02677/AUTM/1 | B | 12 x 15 | 1 |  | 2008-02-18 | BPL | Medicare Electronics |  | DDHs |  | 2008-02-18 |  | 11558 | NO AMC |  |  | 2011-07-10 | Y | 809.06
283 | Venkitankurichi | RO Plant | OTH_RO | 02677/RO/1 | B2 | Wall Mount Open type |  |  | 2010-09-25 | Moisty Aqua RO System | Queen Electronics |  | SRHM/RCH |  | 2010-09-25 |  | 11050 | NO AMC |  |  | 2011-07-10 |  | 773.5
Note:
WE: Wrong Entry
RE: Repeated Entry
WS: Working Status
EX AMC: Expected AMC Cost